## Instructions
Instructions
Costs in this document represent levelized costs for environmental retrofits at coal units in 2015 under the Synapse Strict scenario.
Costs have been generated using Synapse's Coal Asset Valuation Tool (CAVT), available at www.synapse-energy.com/cavt
More detail on CAVT and the assumptions used in Synapse's default scenarios is available at: http://www.synapse-energy.com/sites/default/files/Forecasting-Coal-Unit-Competitiveness-14-021.pdf
To import this data to CP3T, open a scenario in CP3T and click the link "Edit env. retrofit costs for existing units" link under the "Fossil and nuclear units" section on the Dashboard.
Copy data from the range "B6:AB888" on the "To_CP3T" sheet in this workbook in the to the range "B8:AB890" on the "H_CAVT" sheet in CP3T.
This import does and should include data for units in all states; CP3T reviews all units, nationwide, at the same time.
Environmental retrofit assumptions for Synapse Strict scenario
| Require Control? | Control Requirement Date | Control specificity
Wet FGD | No
Dry FGD | Yes | 2018 | Minimum capacity threshold of 25 MW
DSI | No
SCR | Yes | 2019 | Minimum capacity threshold of 25 MW
SNCR | No
Baghouse | Yes | 2018 | Minimum capacity threshold of 25 MW
ACI | Yes | 2015 | Minimum capacity threshold of 25 MW
Cooling | Yes | 2017 | Minimum capacity threshold of 25 MW Cooling towers required
CCR | Yes | 2017 | Minimum capacity threshold of 25 MW Non-hazardous treatment of coal ash
Effluent | Yes | 2017 | Minimum capacity threshold of 50 MW FGD wastewater chemical precipitate and biological treatment Dry fly ash handling Bottom ash transport water controls
Notes: | In this workbook, levelized costs do not include any costs associated with CO2 prices.
For existing controls in place as of 2014, only operating costs are assumed, not capital costs.
Costs associated with existing controls are assumed to be constant from 2012 through 2031.
Synapse Energy Economics. 2015.

## To_CP3T
To CP3T | [6 empty] | Capital+VOM+FOM Costs of Current and Future Env. Retrofits (2012 $/MWh)
CAVT Environmental Retrofit Scenario: Synapse Strict | [6 empty] | CAVT only calculates env. Retrofit costs for 2015 and after. 2012 costs are assumed to be equal to 2015.
ORSPL | Plant Name | Gen ID | Key | State | Nameplate Capacity (MW) | Final Generation (MWh) | 2012 | 2013 | 2014 | 2015 | 2016 | 2017 | 2018 | 2019 | 2020 | 2021 | 2022 | 2023 | 2024 | 2025 | 2026 | 2027 | 2028 | 2029 | 2030 | 2031
56 | Charles R Lowman | 1 | 56¦1 | AL | 66 | 42796.3333 | 51.0208 | 51.0208 | 51.0208 | 51.0208 | 51.0208 | 285.2132 | 342.9544 | 427.1535 | 427.1535 | 427.1535 | 427.1535 | 427.1535 | 427.1535 | 427.1535 | 427.1535 | 427.1535 | 427.1535 | 427.1535 | 427.1535 | 427.1535
56 | Charles R Lowman | 2 | 56¦2 | AL | 236 | 730310 | 7.2436 | 7.2436 | 7.2436 | 7.2436 | 7.2436 | 30.3394 | 40.1968 | 40.1968 | 40.1968 | 40.1968 | 40.1968 | 40.1968 | 40.1968 | 40.1968 | 40.1968 | 40.1968 | 40.1968 | 40.1968 | 40.1968 | 40.1968
56 | Charles R Lowman | 3 | 56¦3 | AL | 236 | 1046560 | 6.2769 | 6.2769 | 6.2769 | 6.2769 | 6.2769 | 22.4501 | 29.459 | 29.459 | 29.459 | 29.459 | 29.459 | 29.459 | 29.459 | 29.459 | 29.459 | 29.459 | 29.459 | 29.459 | 29.459 | 29.459
3 | Barry | 1 | 3¦1 | AL | 153.1 | 67447.6667 | 11.1525 | 11.1525 | 11.1525 | 11.1525 | 11.1525 | 163.3459 | 451.7689 | 451.7689 | 451.7689 | 451.7689 | 451.7689 | 451.7689 | 451.7689 | 451.7689 | 451.7689 | 451.7689 | 451.7689 | 451.7689 | 451.7689 | 451.7689
3 | Barry | 2 | 3¦2 | AL | 153.1 | 71710.6667 | 10.6764 | 10.6764 | 10.6764 | 10.6764 | 10.6764 | 153.8314 | 425.5078 | 425.5078 | 425.5078 | 425.5078 | 425.5078 | 425.5078 | 425.5078 | 425.5078 | 425.5078 | 425.5078 | 425.5078 | 425.5078 | 425.5078 | 425.5078
3 | Barry | 3 | 3¦3 | AL | 272 | 469300.6667 | 3.7709 | 3.7709 | 3.7709 | 3.7709 | 3.7709 | 33.2143 | 97.5757 | 97.5757 | 97.5757 | 97.5757 | 97.5757 | 97.5757 | 97.5757 | 97.5757 | 97.5757 | 97.5757 | 97.5757 | 97.5757 | 97.5757 | 97.5757
3 | Barry | 4 | 3¦4 | AL | 403.7 | 1398041 | 1.4941 | 1.4941 | 1.4941 | 1.4941 | 1.4941 | 15.2481 | 45.5657 | 56.9642 | 56.9642 | 56.9642 | 56.9642 | 56.9642 | 56.9642 | 56.9642 | 56.9642 | 56.9642 | 56.9642 | 56.9642 | 56.9642 | 56.9642
3 | Barry | 5 | 3¦5 | AL | 788.8 | 3204810.3333 | 2.601 | 2.601 | 2.601 | 2.601 | 2.601 | 15.4067 | 21.2506 | 30.0791 | 30.0791 | 30.0791 | 30.0791 | 30.0791 | 30.0791 | 30.0791 | 30.0791 | 30.0791 | 30.0791 | 30.0791 | 30.0791 | 30.0791
8 | Gorgas | 10 | 8¦10 | AL | 788.8 | 3039932.3333 | 3.8301 | 3.8301 | 3.8301 | 3.8301 | 3.8301 | 14.8487 | 21.0916 | 21.0916 | 21.0916 | 21.0916 | 21.0916 | 21.0916 | 21.0916 | 21.0916 | 21.0916 | 21.0916 | 21.0916 | 21.0916 | 21.0916 | 21.0916
8 | Gorgas | 6 | 8¦6 | AL | 125 | 38969 | 14.6614 | 14.6614 | 14.6614 | 14.6614 | 14.6614 | 264.6273 | 715.4346 | 861.553 | 861.553 | 861.553 | 861.553 | 861.553 | 861.553 | 861.553 | 861.553 | 861.553 | 861.553 | 861.553 | 861.553 | 861.553
8 | Gorgas | 7 | 8¦7 | AL | 125 | 52798.6667 | 11.1452 | 11.1452 | 11.1452 | 11.1452 | 11.1452 | 195.6858 | 529.7423 | 638.0029 | 638.0029 | 638.0029 | 638.0029 | 638.0029 | 638.0029 | 638.0029 | 638.0029 | 638.0029 | 638.0029 | 638.0029 | 638.0029 | 638.0029
8 | Gorgas | 8 | 8¦8 | AL | 187.5 | 419134.6667 | 6.8998 | 6.8998 | 6.8998 | 6.8998 | 6.8998 | 38.2696 | 51.8699 | 71.3263 | 71.3263 | 71.3263 | 71.3263 | 71.3263 | 71.3263 | 71.3263 | 71.3263 | 71.3263 | 71.3263 | 71.3263 | 71.3263 | 71.3263
8 | Gorgas | 9 | 8¦9 | AL | 190.4 | 367746.3333 | 7.5917 | 7.5917 | 7.5917 | 7.5917 | 7.5917 | 43.6312 | 59.2587 | 81.5778 | 81.5778 | 81.5778 | 81.5778 | 81.5778 | 81.5778 | 81.5778 | 81.5778 | 81.5778 | 81.5778 | 81.5778 | 81.5778 | 81.5778
10 | Greene County | 1 | 10¦1 | AL | 299.2 | 1198557 | 1.5481 | 1.5481 | 1.5481 | 1.5481 | 1.5481 | 20.5193 | 51.7812 | 62.3547 | 62.3547 | 62.3547 | 62.3547 | 62.3547 | 62.3547 | 62.3547 | 62.3547 | 62.3547 | 62.3547 | 62.3547 | 62.3547 | 62.3547
10 | Greene County | 2 | 10¦2 | AL | 269.2 | 1213266.3333 | 1.5456 | 1.5456 | 1.5456 | 1.5456 | 1.5456 | 18.9067 | 48.0632 | 57.7451 | 57.7451 | 57.7451 | 57.7451 | 57.7451 | 57.7451 | 57.7451 | 57.7451 | 57.7451 | 57.7451 | 57.7451 | 57.7451 | 57.7451
26 | E C Gaston | 1 | 26¦1 | AL | 272 | 612041.6667 | 2.0158 | 2.0158 | 2.0158 | 2.0158 | 2.0158 | 24.1044 | 76.8059 | 94.8354 | 94.8354 | 94.8354 | 94.8354 | 94.8354 | 94.8354 | 94.8354 | 94.8354 | 94.8354 | 94.8354 | 94.8354 | 94.8354 | 94.8354
26 | E C Gaston | 2 | 26¦2 | AL | 272 | 613173 | 2.7523 | 2.7523 | 2.7523 | 2.7523 | 2.7523 | 24.8005 | 65.2825 | 83.2989 | 83.2989 | 83.2989 | 83.2989 | 83.2989 | 83.2989 | 83.2989 | 83.2989 | 83.2989 | 83.2989 | 83.2989 | 83.2989 | 83.2989
26 | E C Gaston | 3 | 26¦3 | AL | 272 | 659863.3333 | 2.6628 | 2.6628 | 2.6628 | 2.6628 | 2.6628 | 23.1646 | 61.1085 | 77.9705 | 77.9705 | 77.9705 | 77.9705 | 77.9705 | 77.9705 | 77.9705 | 77.9705 | 77.9705 | 77.9705 | 77.9705 | 77.9705 | 77.9705
26 | E C Gaston | 5 | 26¦5 | AL | 952 | 4469951 | 3.6928 | 3.6928 | 3.6928 | 3.6928 | 3.6928 | 9.3611 | 14.2223 | 14.2223 | 14.2223 | 14.2223 | 14.2223 | 14.2223 | 14.2223 | 14.2223 | 14.2223 | 14.2223 | 14.2223 | 14.2223 | 14.2223 | 14.2223
26 | E C Gaston | ST4 | 26¦ST4 | AL | 244.8 | 838053.3333 | 1.7599 | 1.7599 | 1.7599 | 1.7599 | 1.7599 | 17.0316 | 54.2962 | 66.7893 | 66.7893 | 66.7893 | 66.7893 | 66.7893 | 66.7893 | 66.7893 | 66.7893 | 66.7893 | 66.7893 | 66.7893 | 66.7893 | 66.7893
6002 | James H Miller Jr | 1 | 6002¦1 | AL | 705.5 | 4101270 | 3.6857 | 3.6857 | 3.6857 | 3.6857 | 3.6857 | 6.9272 | 11.6007 | 11.6007 | 11.6007 | 11.6007 | 11.6007 | 11.6007 | 11.6007 | 11.6007 | 11.6007 | 11.6007 | 11.6007 | 11.6007 | 11.6007 | 11.6007
6002 | James H Miller Jr | 2 | 6002¦2 | AL | 705.5 | 4637131.6667 | 3.5493 | 3.5493 | 3.5493 | 3.5493 | 3.5493 | 6.4257 | 10.6094 | 10.6094 | 10.6094 | 10.6094 | 10.6094 | 10.6094 | 10.6094 | 10.6094 | 10.6094 | 10.6094 | 10.6094 | 10.6094 | 10.6094 | 10.6094
6002 | James H Miller Jr | 3 | 6002¦3 | AL | 705.5 | 5041967.3333 | 3.5221 | 3.5221 | 3.5221 | 3.5221 | 3.5221 | 6.1741 | 10.0568 | 10.0568 | 10.0568 | 10.0568 | 10.0568 | 10.0568 | 10.0568 | 10.0568 | 10.0568 | 10.0568 | 10.0568 | 10.0568 | 10.0568 | 10.0568
6002 | James H Miller Jr | 4 | 6002¦4 | AL | 705.5 | 5069718.6667 | 3.4831 | 3.4831 | 3.4831 | 3.4831 | 3.4831 | 6.1211 | 9.9848 | 9.9848 | 9.9848 | 9.9848 | 9.9848 | 9.9848 | 9.9848 | 9.9848 | 9.9848 | 9.9848 | 9.9848 | 9.9848 | 9.9848 | 9.9848
6705 | Warrick | 4 | 6705¦4 | IN | 323 | 1935382.3333 | 4.5486 | 4.5486 | 4.5486 | 4.5486 | 4.5486 | 24.1473 | 29.198 | 29.198 | 29.198 | 29.198 | 29.198 | 29.198 | 29.198 | 29.198 | 29.198 | 29.198 | 29.198 | 29.198 | 29.198 | 29.198
861 | Coffeen | 1 | 861¦1 | IL | 388.9 | 1740569.6667 | 4.3553 | 4.3553 | 4.3553 | 4.3553 | 4.3553 | 17.6491 | 24.5772 | 24.5772 | 24.5772 | 24.5772 | 24.5772 | 24.5772 | 24.5772 | 24.5772 | 24.5772 | 24.5772 | 24.5772 | 24.5772 | 24.5772 | 24.5772
861 | Coffeen | 2 | 861¦2 | IL | 616.5 | 3250929 | 3.8778 | 3.8778 | 3.8778 | 3.8778 | 3.8778 | 14.1368 | 19.6217 | 19.6217 | 19.6217 | 19.6217 | 19.6217 | 19.6217 | 19.6217 | 19.6217 | 19.6217 | 19.6217 | 19.6217 | 19.6217 | 19.6217 | 19.6217
6017 | Newton | 1 | 6017¦1 | IL | 617.4 | 3281645.3333 | 1.1766 | 1.1766 | 1.1766 | 1.1766 | 1.1766 | 9.3641 | 28.0234 | 35.6924 | 35.6924 | 35.6924 | 35.6924 | 35.6924 | 35.6924 | 35.6924 | 35.6924 | 35.6924 | 35.6924 | 35.6924 | 35.6924 | 35.6924
6017 | Newton | 2 | 6017¦2 | IL | 617.4 | 3107174.6667 | 1.1774 | 1.1774 | 1.1774 | 1.1774 | 1.1774 | 9.816 | 29.4068 | 37.4555 | 37.4555 | 37.4555 | 37.4555 | 37.4555 | 37.4555 | 37.4555 | 37.4555 | 37.4555 | 37.4555 | 37.4555 | 37.4555 | 37.4555
1122 | Ames Electric Services Power Plant | 7 | 1122¦7 | IA | 37.5 | 57112 | 17.3658 | 17.3658 | 17.3658 | 17.3658 | 17.3658 | 163.4811 | 310.0969 | 357.7672 | 357.7672 | 357.7672 | 357.7672 | 357.7672 | 357.7672 | 357.7672 | 357.7672 | 357.7672 | 357.7672 | 357.7672 | 357.7672 | 357.7672
1122 | Ames Electric Services Power Plant | 8 | 1122¦8 | IA | 71.3 | 147570 | 7.9795 | 7.9795 | 7.9795 | 7.9795 | 7.9795 | 140.436 | 227.9946 | 258.4316 | 258.4316 | 258.4316 | 258.4316 | 258.4316 | 258.4316 | 258.4316 | 258.4316 | 258.4316 | 258.4316 | 258.4316 | 258.4316 | 258.4316
10151 | Grant Town Power Plant | GEN1 | 10151¦GEN1 | WV | 95.7 | 614862.3333 | 11.2023 | 11.2023 | 11.2023 | 11.2023 | 11.2023 | 47.312 | 67.9706 | 78.2178 | 78.2178 | 78.2178 | 78.2178 | 78.2178 | 78.2178 | 78.2178 | 78.2178 | 78.2178 | 78.2178 | 78.2178 | 78.2178 | 78.2178
3775 | Clinch River | 1 | 3775¦1 | VA | 237.5 | 329410 | 5.9958 | 5.9958 | 5.9958 | 5.9958 | 5.9958 | 41.5608 | 136.3212 | 136.3212 | 136.3212 | 136.3212 | 136.3212 | 136.3212 | 136.3212 | 136.3212 | 136.3212 | 136.3212 | 136.3212 | 136.3212 | 136.3212 | 136.3212
3775 | Clinch River | 2 | 3775¦2 | VA | 237.5 | 257339.3333 | 6.7952 | 6.7952 | 6.7952 | 6.7952 | 6.7952 | 52.1602 | 163.695 | 163.695 | 163.695 | 163.695 | 163.695 | 163.695 | 163.695 | 163.695 | 163.695 | 163.695 | 163.695 | 163.695 | 163.695 | 163.695
3775 | Clinch River | 3 | 3775¦3 | VA | 237.5 | 224037.6667 | 7.2375 | 7.2375 | 7.2375 | 7.2375 | 7.2375 | 59.2606 | 187.2651 | 187.2651 | 187.2651 | 187.2651 | 187.2651 | 187.2651 | 187.2651 | 187.2651 | 187.2651 | 187.2651 | 187.2651 | 187.2651 | 187.2651 | 187.2651
3776 | Glen Lyn | 5 | 3776¦5 | VA | 100 | 28935.6667 | 19.2116 | 19.2116 | 19.2116 | 19.2116 | 19.2116 | 447.9593 | 991.4749 | 1171.9211 | 1171.9211 | 1171.9211 | 1171.9211 | 1171.9211 | 1171.9211 | 1171.9211 | 1171.9211 | 1171.9211 | 1171.9211 | 1171.9211 | 1171.9211 | 1171.9211
3776 | Glen Lyn | 6 | 3776¦6 | VA | 237.5 | 85715 | 8.0885 | 8.0885 | 8.0885 | 8.0885 | 8.0885 | 259.5166 | 596.6595 | 720.8099 | 720.8099 | 720.8099 | 720.8099 | 720.8099 | 720.8099 | 720.8099 | 720.8099 | 720.8099 | 720.8099 | 720.8099 | 720.8099 | 720.8099
3935 | John E Amos | 1 | 3935¦1 | WV | 816.3 | 3786726.3333 | 3.4615 | 3.4615 | 3.4615 | 3.4615 | 3.4615 | 7.2854 | 12.2515 | 12.2515 | 12.2515 | 12.2515 | 12.2515 | 12.2515 | 12.2515 | 12.2515 | 12.2515 | 12.2515 | 12.2515 | 12.2515 | 12.2515 | 12.2515
3935 | John E Amos | 2 | 3935¦2 | WV | 816.3 | 4419151 | 3.3436 | 3.3436 | 3.3436 | 3.3436 | 3.3436 | 6.6467 | 10.9628 | 10.9628 | 10.9628 | 10.9628 | 10.9628 | 10.9628 | 10.9628 | 10.9628 | 10.9628 | 10.9628 | 10.9628 | 10.9628 | 10.9628 | 10.9628
3935 | John E Amos | 3 | 3935¦3 | WV | 1300 | 5402898 | 3.2896 | 3.2896 | 3.2896 | 3.2896 | 3.2896 | 6.9047 | 11.9694 | 11.9694 | 11.9694 | 11.9694 | 11.9694 | 11.9694 | 11.9694 | 11.9694 | 11.9694 | 11.9694 | 11.9694 | 11.9694 | 11.9694 | 11.9694
3936 | Kanawha River | 1 | 3936¦1 | WV | 219.6 | 551092.6667 | 2.2442 | 2.2442 | 2.2442 | 2.2442 | 2.2442 | 34.9769 | 86.2687 | 104.5948 | 104.5948 | 104.5948 | 104.5948 | 104.5948 | 104.5948 | 104.5948 | 104.5948 | 104.5948 | 104.5948 | 104.5948 | 104.5948 | 104.5948
3936 | Kanawha River | 2 | 3936¦2 | WV | 219.6 | 606756 | 2.1486 | 2.1486 | 2.1486 | 2.1486 | 2.1486 | 31.8955 | 78.7759 | 95.5407 | 95.5407 | 95.5407 | 95.5407 | 95.5407 | 95.5407 | 95.5407 | 95.5407 | 95.5407 | 95.5407 | 95.5407 | 95.5407 | 95.5407
3938 | Philip Sporn | 1 | 3938¦1 | WV | 152.5 | 249097.3333 | 3.4042 | 3.4042 | 3.4042 | 3.4042 | 3.4042 | 54.7731 | 139.2657 | 167.8045 | 167.8045 | 167.8045 | 167.8045 | 167.8045 | 167.8045 | 167.8045 | 167.8045 | 167.8045 | 167.8045 | 167.8045 | 167.8045 | 167.8045
3938 | Philip Sporn | 2 | 3938¦2 | WV | 152.5 | 457326.6667 | 2.4144 | 2.4144 | 2.4144 | 2.4144 | 2.4144 | 30.4862 | 78.0767 | 94.1215 | 94.1215 | 94.1215 | 94.1215 | 94.1215 | 94.1215 | 94.1215 | 94.1215 | 94.1215 | 94.1215 | 94.1215 | 94.1215 | 94.1215
3938 | Philip Sporn | 3 | 3938¦3 | WV | 152.5 | 300961 | 3.0296 | 3.0296 | 3.0296 | 3.0296 | 3.0296 | 45.5812 | 116.2784 | 140.1016 | 140.1016 | 140.1016 | 140.1016 | 140.1016 | 140.1016 | 140.1016 | 140.1016 | 140.1016 | 140.1016 | 140.1016 | 140.1016 | 140.1016
3938 | Philip Sporn | 4 | 3938¦4 | WV | 152.5 | 162653 | 4.5595 | 4.5595 | 4.5595 | 4.5595 | 4.5595 | 83.1216 | 210.6249 | 253.6186 | 253.6186 | 253.6186 | 253.6186 | 253.6186 | 253.6186 | 253.6186 | 253.6186 | 253.6186 | 253.6186 | 253.6186 | 253.6186 | 253.6186
6264 | Mountaineer | 1 | 6264¦1 | WV | 1300 | 7335076.6667 | 3.0932 | 3.0932 | 3.0932 | 3.0932 | 3.0932 | 7.8347 | 11.7255 | 11.7255 | 11.7255 | 11.7255 | 11.7255 | 11.7255 | 11.7255 | 11.7255 | 11.7255 | 11.7255 | 11.7255 | 11.7255 | 11.7255 | 11.7255
160 | Apache Station | ST2 | 160¦ST2 | AZ | 204 | 1013294.3333 | 4.8592 | 4.8592 | 4.8592 | 4.8592 | 4.8592 | 22.8674 | 29.8862 | 40.236 | 40.236 | 40.236 | 40.236 | 40.236 | 40.236 | 40.236 | 40.236 | 40.236 | 40.236 | 40.236 | 40.236 | 40.236
160 | Apache Station | ST3 | 160¦ST3 | AZ | 204 | 1163114.3333 | 4.6304 | 4.6304 | 4.6304 | 4.6304 | 4.6304 | 20.3424 | 26.5136 | 35.8539 | 35.8539 | 35.8539 | 35.8539 | 35.8539 | 35.8539 | 35.8539 | 35.8539 | 35.8539 | 35.8539 | 35.8539 | 35.8539 | 35.8539
113 | Cholla | 1 | 113¦1 | AZ | 113.6 | 813693.3333 | 5.3728 | 5.3728 | 5.3728 | 5.3728 | 5.3728 | 16.0737 | 16.0737 | 23.8206 | 23.8206 | 23.8206 | 23.8206 | 23.8206 | 23.8206 | 23.8206 | 23.8206 | 23.8206 | 23.8206 | 23.8206 | 23.8206 | 23.8206
113 | Cholla | 2 | 113¦2 | AZ | 288.9 | 1686447.3333 | 3.3689 | 3.3689 | 3.3689 | 3.3689 | 3.3689 | 11.1801 | 17.0049 | 25.2409 | 25.2409 | 25.2409 | 25.2409 | 25.2409 | 25.2409 | 25.2409 | 25.2409 | 25.2409 | 25.2409 | 25.2409 | 25.2409 | 25.2409
113 | Cholla | 3 | 113¦3 | AZ | 312.3 | 1665027 | 4.1828 | 4.1828 | 4.1828 | 4.1828 | 4.1828 | 12.3348 | 12.3348 | 20.9066 | 20.9066 | 20.9066 | 20.9066 | 20.9066 | 20.9066 | 20.9066 | 20.9066 | 20.9066 | 20.9066 | 20.9066 | 20.9066 | 20.9066
113 | Cholla | 4 | 113¦4 | AZ | 414 | 2575352 | 3.6149 | 3.6149 | 3.6149 | 3.6149 | 3.6149 | 9.9049 | 9.9049 | 17.1039 | 17.1039 | 17.1039 | 17.1039 | 17.1039 | 17.1039 | 17.1039 | 17.1039 | 17.1039 | 17.1039 | 17.1039 | 17.1039 | 17.1039
2442 | Four Corners | 4 | 2442¦4 | NM | 818.1 | 4849705 | 2.9526 | 2.9526 | 2.9526 | 2.9526 | 2.9526 | 7.6031 | 7.6031 | 14.6934 | 14.6934 | 14.6934 | 14.6934 | 14.6934 | 14.6934 | 14.6934 | 14.6934 | 14.6934 | 14.6934 | 14.6934 | 14.6934 | 14.6934
2442 | Four Corners | 5 | 2442¦5 | NM | 818.1 | 4432362 | 3.0287 | 3.0287 | 3.0287 | 3.0287 | 3.0287 | 8.0767 | 8.0767 | 15.6742 | 15.6742 | 15.6742 | 15.6742 | 15.6742 | 15.6742 | 15.6742 | 15.6742 | 15.6742 | 15.6742 | 15.6742 | 15.6742 | 15.6742
6009 | White Bluff | 1 | 6009¦1 | AR | 900 | 5085230.3333 | 1.3596 | 1.3596 | 1.3596 | 1.3596 | 1.3596 | 4.6522 | 18.6384 | 25.9981 | 25.9981 | 25.9981 | 25.9981 | 25.9981 | 25.9981 | 25.9981 | 25.9981 | 25.9981 | 25.9981 | 25.9981 | 25.9981 | 25.9981
6009 | White Bluff | 2 | 6009¦2 | AR | 900 | 5113062 | 1.3581 | 1.3581 | 1.3581 | 1.3581 | 1.3581 | 4.6336 | 18.5635 | 25.8718 | 25.8718 | 25.8718 | 25.8718 | 25.8718 | 25.8718 | 25.8718 | 25.8718 | 25.8718 | 25.8718 | 25.8718 | 25.8718 | 25.8718
6641 | Independence (AR) | 1 | 6641¦1 | AR | 900 | 5164380 | 1.3382 | 1.3382 | 1.3382 | 1.3382 | 1.3382 | 4.5778 | 18.2392 | 25.2334 | 25.2334 | 25.2334 | 25.2334 | 25.2334 | 25.2334 | 25.2334 | 25.2334 | 25.2334 | 25.2334 | 25.2334 | 25.2334 | 25.2334
6641 | Independence (AR) | 2 | 6641¦2 | AR | 900 | 5435842.3333 | 1.3272 | 1.3272 | 1.3272 | 1.3272 | 1.3272 | 4.4125 | 17.4698 | 24.1768 | 24.1768 | 24.1768 | 24.1768 | 24.1768 | 24.1768 | 24.1768 | 24.1768 | 24.1768 | 24.1768 | 24.1768 | 24.1768 | 24.1768
2167 | New Madrid | 1 | 2167¦1 | MO | 650 | 4035887.3333 | 1.2525 | 1.2525 | 1.2525 | 1.2525 | 1.2525 | 8.09 | 20.8048 | 27.9924 | 27.9924 | 27.9924 | 27.9924 | 27.9924 | 27.9924 | 27.9924 | 27.9924 | 27.9924 | 27.9924 | 27.9924 | 27.9924 | 27.9924
2167 | New Madrid | 2 | 2167¦2 | MO | 650 | 4060403.6667 | 1.2514 | 1.2514 | 1.2514 | 1.2514 | 1.2514 | 8.0485 | 20.7098 | 27.657 | 27.657 | 27.657 | 27.657 | 27.657 | 27.657 | 27.657 | 27.657 | 27.657 | 27.657 | 27.657 | 27.657 | 27.657
2168 | Thomas Hill | 1 | 2168¦1 | MO | 171.7 | 1208989 | 1.698 | 1.698 | 1.698 | 1.698 | 1.698 | 11.3806 | 30.6961 | 38.4894 | 38.4894 | 38.4894 | 38.4894 | 38.4894 | 38.4894 | 38.4894 | 38.4894 | 38.4894 | 38.4894 | 38.4894 | 38.4894 | 38.4894
2168 | Thomas Hill | 2 | 2168¦2 | MO | 272 | 1922014.3333 | 1.4841 | 1.4841 | 1.4841 | 1.4841 | 1.4841 | 9.3829 | 26.4722 | 33.9225 | 33.9225 | 33.9225 | 33.9225 | 33.9225 | 33.9225 | 33.9225 | 33.9225 | 33.9225 | 33.9225 | 33.9225 | 33.9225 | 33.9225
2168 | Thomas Hill | 3 | 2168¦3 | MO | 738 | 4662150.6667 | 2.7861 | 2.7861 | 2.7861 | 2.7861 | 2.7861 | 11.3835 | 15.6062 | 22.1098 | 22.1098 | 22.1098 | 22.1098 | 22.1098 | 22.1098 | 22.1098 | 22.1098 | 22.1098 | 22.1098 | 22.1098 | 22.1098 | 22.1098
2817 | Leland Olds | 1 | 2817¦1 | ND | 216 | 1165902.3333 | 4.2014 | 4.2014 | 4.2014 | 4.2014 | 4.2014 | 19.9094 | 27.0006 | 36.7857 | 36.7857 | 36.7857 | 36.7857 | 36.7857 | 36.7857 | 36.7857 | 36.7857 | 36.7857 | 36.7857 | 36.7857 | 36.7857 | 36.7857
2817 | Leland Olds | 2 | 2817¦2 | ND | 440 | 2486638.3333 | 3.1957 | 3.1957 | 3.1957 | 3.1957 | 3.1957 | 15.8093 | 21.8004 | 30.5984 | 30.5984 | 30.5984 | 30.5984 | 30.5984 | 30.5984 | 30.5984 | 30.5984 | 30.5984 | 30.5984 | 30.5984 | 30.5984 | 30.5984
6204 | Laramie River Station | 1 | 6204¦1 | WY | 570 | 3452861.3333 | 2.8733 | 2.8733 | 2.8733 | 2.8733 | 2.8733 | 7.8858 | 12.4736 | 19.2735 | 19.2735 | 19.2735 | 19.2735 | 19.2735 | 19.2735 | 19.2735 | 19.2735 | 19.2735 | 19.2735 | 19.2735 | 19.2735 | 19.2735
6204 | Laramie River Station | 2 | 6204¦2 | WY | 570 | 3777550.6667 | 2.8005 | 2.8005 | 2.8005 | 2.8005 | 2.8005 | 7.3912 | 11.6219 | 17.9264 | 17.9264 | 17.9264 | 17.9264 | 17.9264 | 17.9264 | 17.9264 | 17.9264 | 17.9264 | 17.9264 | 17.9264 | 17.9264 | 17.9264
6204 | Laramie River Station | 3 | 6204¦3 | WY | 570 | 3726920.3333 | 2.8176 | 2.8176 | 2.8176 | 2.8176 | 2.8176 | 6.3332 | 10.6155 | 17.0149 | 17.0149 | 17.0149 | 17.0149 | 17.0149 | 17.0149 | 17.0149 | 17.0149 | 17.0149 | 17.0149 | 17.0149 | 17.0149 | 17.0149
6469 | Antelope Valley | 1 | 6469¦1 | ND | 434.9 | 3050039.3333 | 4.1785 | 4.1785 | 4.1785 | 4.1785 | 4.1785 | 9.1263 | 9.1263 | 16.0322 | 16.0322 | 16.0322 | 16.0322 | 16.0322 | 16.0322 | 16.0322 | 16.0322 | 16.0322 | 16.0322 | 16.0322 | 16.0322 | 16.0322
6469 | Antelope Valley | 2 | 6469¦2 | ND | 434.9 | 3053794 | 4.192 | 4.192 | 4.192 | 4.192 | 4.192 | 9.1338 | 9.1338 | 16.2868 | 16.2868 | 16.2868 | 16.2868 | 16.2868 | 16.2868 | 16.2868 | 16.2868 | 16.2868 | 16.2868 | 16.2868 | 16.2868 | 16.2868
1381 | Kenneth C Coleman | 1 | 1381¦1 | KY | 205 | 781060.6667 | 4.776 | 4.776 | 4.776 | 4.776 | 4.776 | 28.1656 | 36.483 | 49.0026 | 49.0026 | 49.0026 | 49.0026 | 49.0026 | 49.0026 | 49.0026 | 49.0026 | 49.0026 | 49.0026 | 49.0026 | 49.0026 | 49.0026
1381 | Kenneth C Coleman | 2 | 1381¦2 | KY | 205 | 767927.6667 | 4.8291 | 4.8291 | 4.8291 | 4.8291 | 4.8291 | 28.6133 | 37.0656 | 49.7831 | 49.7831 | 49.7831 | 49.7831 | 49.7831 | 49.7831 | 49.7831 | 49.7831 | 49.7831 | 49.7831 | 49.7831 | 49.7831 | 49.7831
1381 | Kenneth C Coleman | 3 | 1381¦3 | KY | 192 | 887922.3333 | 4.4629 | 4.4629 | 4.4629 | 4.4629 | 4.4629 | 24.2007 | 31.2106 | 41.876 | 41.876 | 41.876 | 41.876 | 41.876 | 41.876 | 41.876 | 41.876 | 41.876 | 41.876 | 41.876 | 41.876 | 41.876
1382 | HMP&L Station Two Henderson | 1 | 1382¦1 | KY | 200 | 1058270.3333 | 5.8713 | 5.8713 | 5.8713 | 5.8713 | 5.8713 | 23.0354 | 29.1229 | 29.1229 | 29.1229 | 29.1229 | 29.1229 | 29.1229 | 29.1229 | 29.1229 | 29.1229 | 29.1229 | 29.1229 | 29.1229 | 29.1229 | 29.1229
1382 | HMP&L Station Two Henderson | 2 | 1382¦2 | KY | 205 | 1018316 | 6.0736 | 6.0736 | 6.0736 | 6.0736 | 6.0736 | 24.1999 | 30.6282 | 30.6282 | 30.6282 | 30.6282 | 30.6282 | 30.6282 | 30.6282 | 30.6282 | 30.6282 | 30.6282 | 30.6282 | 30.6282 | 30.6282 | 30.6282
1383 | Robert A Reid | 1 | 1383¦1 | KY | 96 | 4030.3333 | 239.0063 | 239.0063 | 239.0063 | 239.0063 | 239.0063 | 5721.766 | 10099.9034 | 11770.2704 | 11770.2704 | 11770.2704 | 11770.2704 | 11770.2704 | 11770.2704 | 11770.2704 | 11770.2704 | 11770.2704 | 11770.2704 | 11770.2704 | 11770.2704 | 11770.2704
6639 | R D Green | 1 | 6639¦1 | KY | 293 | 1667006.3333 | 3.692 | 3.692 | 3.692 | 3.692 | 3.692 | 14.9281 | 20.3222 | 28.506 | 28.506 | 28.506 | 28.506 | 28.506 | 28.506 | 28.506 | 28.506 | 28.506 | 28.506 | 28.506 | 28.506 | 28.506
6639 | R D Green | 2 | 6639¦2 | KY | 293 | 1584414 | 3.7107 | 3.7107 | 3.7107 | 3.7107 | 3.7107 | 15.5203 | 21.173 | 29.7686 | 29.7686 | 29.7686 | 29.7686 | 29.7686 | 29.7686 | 29.7686 | 29.7686 | 29.7686 | 29.7686 | 29.7686 | 29.7686 | 29.7686
6823 | D B Wilson | 1 | 6823¦1 | KY | 509.4 | 3137886.6667 | 4.0674 | 4.0674 | 4.0674 | 4.0674 | 4.0674 | 14.1774 | 18.579 | 18.579 | 18.579 | 18.579 | 18.579 | 18.579 | 18.579 | 18.579 | 18.579 | 18.579 | 18.579 | 18.579 | 18.579 | 18.579
54304 | Birchwood Power | 1 | 54304¦1 | VA | 258.3 | 613659.6667 | 7.7596 | 7.7596 | 7.7596 | 7.7596 | 7.7596 | 43.8696 | 43.8696 | 43.8696 | 43.8696 | 43.8696 | 43.8696 | 43.8696 | 43.8696 | 43.8696 | 43.8696 | 43.8696 | 43.8696 | 43.8696 | 43.8696 | 43.8696
10148 | White Pine Electric Power | GEN1 | 10148¦GEN1 | MI | 20 | 6233.3333 | 65.4071 | 65.4071 | 65.4071 | 65.4071 | 65.4071 | 65.4071 | 65.4071 | 65.4071 | 65.4071 | 65.4071 | 65.4071 | 65.4071 | 65.4071 | 65.4071 | 65.4071 | 65.4071 | 65.4071 | 65.4071 | 65.4071 | 65.4071
10148 | White Pine Electric Power | GEN2 | 10148¦GEN2 | MI | 20 | 5953.3333 | 68.4833 | 68.4833 | 68.4833 | 68.4833 | 68.4833 | 68.4833 | 68.4833 | 68.4833 | 68.4833 | 68.4833 | 68.4833 | 68.4833 | 68.4833 | 68.4833 | 68.4833 | 68.4833 | 68.4833 | 68.4833 | 68.4833 | 68.4833
2706 | Asheville | 1 | 2706¦1 | NC | 206.6 | 760490.3333 | 6.2495 | 6.2495 | 6.2495 | 6.2495 | 6.2495 | 31.1577 | 40.0202 | 40.0202 | 40.0202 | 40.0202 | 40.0202 | 40.0202 | 40.0202 | 40.0202 | 40.0202 | 40.0202 | 40.0202 | 40.0202 | 40.0202 | 40.0202
2706 | Asheville | 2 | 2706¦2 | NC | 207 | 777474.6667 | 6.2038 | 6.2038 | 6.2038 | 6.2038 | 6.2038 | 30.6197 | 39.3115 | 39.3115 | 39.3115 | 39.3115 | 39.3115 | 39.3115 | 39.3115 | 39.3115 | 39.3115 | 39.3115 | 39.3115 | 39.3115 | 39.3115 | 39.3115
2712 | Roxboro | 1 | 2712¦1 | NC | 410.8 | 1891746 | 4.2677 | 4.2677 | 4.2677 | 4.2677 | 4.2677 | 13.7813 | 19.6932 | 19.6932 | 19.6932 | 19.6932 | 19.6932 | 19.6932 | 19.6932 | 19.6932 | 19.6932 | 19.6932 | 19.6932 | 19.6932 | 19.6932 | 19.6932
2712 | Roxboro | 2 | 2712¦2 | NC | 657 | 3775977 | 3.7555 | 3.7555 | 3.7555 | 3.7555 | 3.7555 | 10.4917 | 14.9386 | 14.9386 | 14.9386 | 14.9386 | 14.9386 | 14.9386 | 14.9386 | 14.9386 | 14.9386 | 14.9386 | 14.9386 | 14.9386 | 14.9386 | 14.9386
2712 | Roxboro | 3 | 2712¦3 | NC | 745.2 | 3016856.3333 | 4.02 | 4.02 | 4.02 | 4.02 | 4.02 | 13.2691 | 19.2675 | 19.2675 | 19.2675 | 19.2675 | 19.2675 | 19.2675 | 19.2675 | 19.2675 | 19.2675 | 19.2675 | 19.2675 | 19.2675 | 19.2675 | 19.2675
2712 | Roxboro | 4 | 2712¦4 | NC | 745.2 | 3720418 | 3.9035 | 3.9035 | 3.9035 | 3.9035 | 3.9035 | 7.8413 | 12.7863 | 12.7863 | 12.7863 | 12.7863 | 12.7863 | 12.7863 | 12.7863 | 12.7863 | 12.7863 | 12.7863 | 12.7863 | 12.7863 | 12.7863 | 12.7863
6250 | Mayo | 1 | 6250¦1 | NC | 735.8 | 2920782.3333 | 4.3374 | 4.3374 | 4.3374 | 4.3374 | 4.3374 | 15.27 | 21.7215 | 21.7215 | 21.7215 | 21.7215 | 21.7215 | 21.7215 | 21.7215 | 21.7215 | 21.7215 | 21.7215 | 21.7215 | 21.7215 | 21.7215 | 21.7215
1131 | Streeter Station | 6 | 1131¦6 | IA | 16.5 | 2107 | 193.2639 | 193.2639 | 193.2639 | 193.2639 | 193.2639 | 193.2639 | 193.2639 | 193.2639 | 193.2639 | 193.2639 | 193.2639 | 193.2639 | 193.2639 | 193.2639 | 193.2639 | 193.2639 | 193.2639 | 193.2639 | 193.2639 | 193.2639
1131 | Streeter Station | 7 | 1131¦7 | IA | 35 | 7715.6667 | 117.0436 | 117.0436 | 117.0436 | 117.0436 | 117.0436 | 1832.3461 | 3015.1788 | 3426.9216 | 3426.9216 | 3426.9216 | 3426.9216 | 3426.9216 | 3426.9216 | 3426.9216 | 3426.9216 | 3426.9216 | 3426.9216 | 3426.9216 | 3426.9216 | 3426.9216
2169 | Chamois | 1 | 2169¦1 | MO | 15 | 92 | 0 | 0 | 0 | 0 | 0 | 0 | 0 | 0 | 0 | 0 | 0 | 0 | 0 | 0 | 0 | 0 | 0 | 0 | 0 | 0
2169 | Chamois | 2 | 2169¦2 | MO | 44 | 95862.3333 | 6.7148 | 6.7148 | 6.7148 | 6.7148 | 6.7148 | 153.198 | 258.1406 | 291.777 | 291.777 | 291.777 | 291.777 | 291.777 | 291.777 | 291.777 | 291.777 | 291.777 | 291.777 | 291.777 | 291.777 | 291.777
51 | Dolet Hills | 1 | 51¦1 | LA | 720.7 | 3524322 | 3.9502 | 3.9502 | 3.9502 | 3.9502 | 3.9502 | 13.2736 | 19.4296 | 28.3125 | 28.3125 | 28.3125 | 28.3125 | 28.3125 | 28.3125 | 28.3125 | 28.3125 | 28.3125 | 28.3125 | 28.3125 | 28.3125 | 28.3125
6190 | Brame Energy Center | 2 | 6190¦2 | LA | 558 | 2528837.6667 | 2.4119 | 2.4119 | 2.4119 | 2.4119 | 2.4119 | 12.3637 | 35.207 | 35.207 | 35.207 | 35.207 | 35.207 | 35.207 | 35.207 | 35.207 | 35.207 | 35.207 | 35.207 | 35.207 | 35.207 | 35.207
6190 | Brame Energy Center | 3 | 6190¦3 | LA | 703.8 | 3301027.6667 | 4.9127 | 4.9127 | 4.9127 | 4.9127 | 4.9127 | 14.0831 | 14.0831 | 14.0831 | 14.0831 | 14.0831 | 14.0831 | 14.0831 | 14.0831 | 14.0831 | 14.0831 | 14.0831 | 14.0831 | 14.0831 | 14.0831 | 14.0831
2830 | Walter C Beckjord | 4 | 2830¦4 | OH | 163.2 | 166079.6667 | 4.4802 | 4.4802 | 4.4802 | 4.4802 | 4.4802 | 77.1895 | 211.7969 | 259.8238 | 259.8238 | 259.8238 | 259.8238 | 259.8238 | 259.8238 | 259.8238 | 259.8238 | 259.8238 | 259.8238 | 259.8238 | 259.8238 | 259.8238
2830 | Walter C Beckjord | 5 | 2830¦5 | OH | 244.8 | 754020 | 1.9045 | 1.9045 | 1.9045 | 1.9045 | 1.9045 | 22.2475 | 68.6001 | 84.4041 | 84.4041 | 84.4041 | 84.4041 | 84.4041 | 84.4041 | 84.4041 | 84.4041 | 84.4041 | 84.4041 | 84.4041 | 84.4041 | 84.4041
2830 | Walter C Beckjord | 6 | 2830¦6 | OH | 460.8 | 1484571.3333 | 1.5078 | 1.5078 | 1.5078 | 1.5078 | 1.5078 | 17.5431 | 55.2085 | 69.09 | 69.09 | 69.09 | 69.09 | 69.09 | 69.09 | 69.09 | 69.09 | 69.09 | 69.09 | 69.09 | 69.09 | 69.09
2832 | Miami Fort | 6 | 2832¦6 | OH | 163.2 | 1023103.6667 | 1.6853 | 1.6853 | 1.6853 | 1.6853 | 1.6853 | 12.7581 | 40.445 | 48.9215 | 48.9215 | 48.9215 | 48.9215 | 48.9215 | 48.9215 | 48.9215 | 48.9215 | 48.9215 | 48.9215 | 48.9215 | 48.9215 | 48.9215
2832 | Miami Fort | 7 | 2832¦7 | OH | 557.1 | 3783577.6667 | 3.8671 | 3.8671 | 3.8671 | 3.8671 | 3.8671 | 9.0026 | 12.8814 | 12.8814 | 12.8814 | 12.8814 | 12.8814 | 12.8814 | 12.8814 | 12.8814 | 12.8814 | 12.8814 | 12.8814 | 12.8814 | 12.8814 | 12.8814
2832 | Miami Fort | 8 | 2832¦8 | OH | 557.7 | 3470360 | 3.9637 | 3.9637 | 3.9637 | 3.9637 | 3.9637 | 9.5405 | 13.7342 | 13.7342 | 13.7342 | 13.7342 | 13.7342 | 13.7342 | 13.7342 | 13.7342 | 13.7342 | 13.7342 | 13.7342 | 13.7342 | 13.7342 | 13.7342
6019 | W H Zimmer | ST1 | 6019¦ST1 | OH | 1425.6 | 7142126.3333 | 3.7764 | 3.7764 | 3.7764 | 3.7764 | 3.7764 | 8.8989 | 13.1797 | 13.1797 | 13.1797 | 13.1797 | 13.1797 | 13.1797 | 13.1797 | 13.1797 | 13.1797 | 13.1797 | 13.1797 | 13.1797 | 13.1797 | 13.1797
55076 | Red Hills Generating Facility | RHGF | 55076¦RHGF | MS | 513.7 | 2721027.6667 | 2.3928 | 2.3928 | 2.3928 | 2.3928 | 2.3928 | 11.3228 | 25.1377 | 33.746 | 33.746 | 33.746 | 33.746 | 33.746 | 33.746 | 33.746 | 33.746 | 33.746 | 33.746 | 33.746 | 33.746 | 33.746
992 | CC Perry K | 6 | 992¦6 | IN | 5 | 3724.6843 | 109.0284 | 109.0284 | 109.0284 | 109.0284 | 109.0284 | 109.0284 | 109.0284 | 109.0284 | 109.0284 | 109.0284 | 109.0284 | 109.0284 | 109.0284 | 109.0284 | 109.0284 | 109.0284 | 109.0284 | 109.0284 | 109.0284 | 109.0284
492 | Martin Drake | 5 | 492¦5 | CO | 50 | 255699.3333 | 12.406 | 12.406 | 12.406 | 12.406 | 12.406 | 47.5262 | 78.0815 | 91.4164 | 91.4164 | 91.4164 | 91.4164 | 91.4164 | 91.4164 | 91.4164 | 91.4164 | 91.4164 | 91.4164 | 91.4164 | 91.4164 | 91.4164
492 | Martin Drake | 6 | 492¦6 | CO | 75 | 446893.6667 | 9.0043 | 9.0043 | 9.0043 | 9.0043 | 9.0043 | 39.6635 | 39.6635 | 50.067 | 50.067 | 50.067 | 50.067 | 50.067 | 50.067 | 50.067 | 50.067 | 50.067 | 50.067 | 50.067 | 50.067 | 50.067
492 | Martin Drake | 7 | 492¦7 | CO | 132 | 653184 | 7.2061 | 7.2061 | 7.2061 | 7.2061 | 7.2061 | 37.3899 | 37.3899 | 48.5121 | 48.5121 | 48.5121 | 48.5121 | 48.5121 | 48.5121 | 48.5121 | 48.5121 | 48.5121 | 48.5121 | 48.5121 | 48.5121 | 48.5121
8219 | Ray D Nixon | 1 | 8219¦1 | CO | 207 | 1467447 | 4.8047 | 4.8047 | 4.8047 | 4.8047 | 4.8047 | 20.0443 | 20.0443 | 27.2376 | 27.2376 | 27.2376 | 27.2376 | 27.2376 | 27.2376 | 27.2376 | 27.2376 | 27.2376 | 27.2376 | 27.2376 | 27.2376 | 27.2376
2123 | Columbia (MO) | 5 | 2123¦5 | MO | 16.5 | 8271.3333 | 53.2498 | 53.2498 | 53.2498 | 53.2498 | 53.2498 | 53.2498 | 53.2498 | 53.2498 | 53.2498 | 53.2498 | 53.2498 | 53.2498 | 53.2498 | 53.2498 | 53.2498 | 53.2498 | 53.2498 | 53.2498 | 53.2498 | 53.2498
2123 | Columbia (MO) | 7 | 2123¦7 | MO | 22 | 18300 | 24.7592 | 24.7592 | 24.7592 | 24.7592 | 24.7592 | 24.7592 | 24.7592 | 24.7592 | 24.7592 | 24.7592 | 24.7592 | 24.7592 | 24.7592 | 24.7592 | 24.7592 | 24.7592 | 24.7592 | 24.7592 | 24.7592 | 24.7592
54144 | Piney Creek Project | GEN1 | 54144¦GEN1 | PA | 36.2 | 115434.3333 | 26.8589 | 26.8589 | 26.8589 | 26.8589 | 26.8589 | 141.6709 | 141.6709 | 168.3444 | 168.3444 | 168.3444 | 168.3444 | 168.3444 | 168.3444 | 168.3444 | 168.3444 | 168.3444 | 168.3444 | 168.3444 | 168.3444 | 168.3444
10784 | Colstrip Energy LP | GEN1 | 10784¦GEN1 | MT | 46.1 | 209341.6667 | 38.2474 | 38.2474 | 38.2474 | 38.2474 | 38.2474 | 101.6338 | 147.9055 | 166.9947 | 166.9947 | 166.9947 | 166.9947 | 166.9947 | 166.9947 | 166.9947 | 166.9947 | 166.9947 | 166.9947 | 166.9947 | 166.9947 | 166.9947
1695 | B C Cobb | 4 | 1695¦4 | MI | 156.3 | 834364.6667 | 1.9176 | 1.9176 | 1.9176 | 1.9176 | 1.9176 | 22.1344 | 49.1109 | 58.6447 | 58.6447 | 58.6447 | 58.6447 | 58.6447 | 58.6447 | 58.6447 | 58.6447 | 58.6447 | 58.6447 | 58.6447 | 58.6447 | 58.6447
1695 | B C Cobb | 5 | 1695¦5 | MI | 156.3 | 916924 | 1.8586 | 1.8586 | 1.8586 | 1.8586 | 1.8586 | 20.2695 | 45.0388 | 53.4016 | 53.4016 | 53.4016 | 53.4016 | 53.4016 | 53.4016 | 53.4016 | 53.4016 | 53.4016 | 53.4016 | 53.4016 | 53.4016 | 53.4016
1702 | Dan E Karn | 1A | 1702¦1A | MI | 136 | 1078705 | 6.1266 | 6.1266 | 6.1266 | 6.1266 | 6.1266 | 21.4425 | 21.4425 | 21.4425 | 21.4425 | 21.4425 | 21.4425 | 21.4425 | 21.4425 | 21.4425 | 21.4425 | 21.4425 | 21.4425 | 21.4425 | 21.4425 | 21.4425
1702 | Dan E Karn | 2A | 1702¦2A | MI | 136 | 1217495.6667 | 6.2149 | 6.2149 | 6.2149 | 6.2149 | 6.2149 | 19.8006 | 19.8006 | 19.8006 | 19.8006 | 19.8006 | 19.8006 | 19.8006 | 19.8006 | 19.8006 | 19.8006 | 19.8006 | 19.8006 | 19.8006 | 19.8006 | 19.8006
1710 | J H Campbell | 1 | 1710¦1 | MI | 265.2 | 1666541.3333 | 8.3462 | 8.3462 | 8.3462 | 8.3462 | 8.3462 | 16.8659 | 31.4834 | 38.7768 | 38.7768 | 38.7768 | 38.7768 | 38.7768 | 38.7768 | 38.7768 | 38.7768 | 38.7768 | 38.7768 | 38.7768 | 38.7768 | 38.7768
1710 | J H Campbell | 2 | 1710¦2 | MI | 378.8 | 1480143 | 9.8111 | 9.8111 | 9.8111 | 9.8111 | 9.8111 | 21.7577 | 42.0445 | 42.0445 | 42.0445 | 42.0445 | 42.0445 | 42.0445 | 42.0445 | 42.0445 | 42.0445 | 42.0445 | 42.0445 | 42.0445 | 42.0445 | 42.0445
1710 | J H Campbell | 3 | 1710¦3 | MI | 916.8 | 5170279.6667 | 4.0283 | 4.0283 | 4.0283 | 4.0283 | 4.0283 | 10.755 | 15.2585 | 15.2585 | 15.2585 | 15.2585 | 15.2585 | 15.2585 | 15.2585 | 15.2585 | 15.2585 | 15.2585 | 15.2585 | 15.2585 | 15.2585 | 15.2585
1720 | J C Weadock | 7 | 1720¦7 | MI | 156.3 | 830708.3333 | 1.9203 | 1.9203 | 1.9203 | 1.9203 | 1.9203 | 22.2096 | 48.8347 | 58.2212 | 58.2212 | 58.2212 | 58.2212 | 58.2212 | 58.2212 | 58.2212 | 58.2212 | 58.2212 | 58.2212 | 58.2212 | 58.2212 | 58.2212
1720 | J C Weadock | 8 | 1720¦8 | MI | 156.3 | 807871.3333 | 1.9389 | 1.9389 | 1.9389 | 1.9389 | 1.9389 | 22.7977 | 50.1076 | 59.7256 | 59.7256 | 59.7256 | 59.7256 | 59.7256 | 59.7256 | 59.7256 | 59.7256 | 59.7256 | 59.7256 | 59.7256 | 59.7256 | 59.7256
1723 | J R Whiting | 1 | 1723¦1 | MI | 106.3 | 507099.3333 | 2.467 | 2.467 | 2.467 | 2.467 | 2.467 | 27.6463 | 61.3919 | 73.0178 | 73.0178 | 73.0178 | 73.0178 | 73.0178 | 73.0178 | 73.0178 | 73.0178 | 73.0178 | 73.0178 | 73.0178 | 73.0178 | 73.0178
1723 | J R Whiting | 2 | 1723¦2 | MI | 106.3 | 484184.3333 | 2.5157 | 2.5157 | 2.5157 | 2.5157 | 2.5157 | 28.8801 | 64.0944 | 76.2414 | 76.2414 | 76.2414 | 76.2414 | 76.2414 | 76.2414 | 76.2414 | 76.2414 | 76.2414 | 76.2414 | 76.2414 | 76.2414 | 76.2414
1723 | J R Whiting | 3 | 1723¦3 | MI | 132.8 | 616384 | 2.2573 | 2.2573 | 2.2573 | 2.2573 | 2.2573 | 25.8046 | 63.5631 | 76.2509 | 76.2509 | 76.2509 | 76.2509 | 76.2509 | 76.2509 | 76.2509 | 76.2509 | 76.2509 | 76.2509 | 76.2509 | 76.2509 | 76.2509
1217 | Earl F Wisdom | 1 | 1217¦1 | IA | 37.5 | 26730 | 36.7054 | 36.7054 | 36.7054 | 36.7054 | 36.7054 | 531.9533 | 932.5403 | 1079.1266 | 1079.1266 | 1079.1266 | 1079.1266 | 1079.1266 | 1079.1266 | 1079.1266 | 1079.1266 | 1079.1266 | 1079.1266 | 1079.1266 | 1079.1266 | 1079.1266
753 | Crisp Plant | 1 | 753¦1 | GA | 12.5 | 135.3333 | 257.1745 | 257.1745 | 257.1745 | 257.1745 | 257.1745 | 257.1745 | 257.1745 | 257.1745 | 257.1745 | 257.1745 | 257.1745 | 257.1745 | 257.1745 | 257.1745 | 257.1745 | 257.1745 | 257.1745 | 257.1745 | 257.1745 | 257.1745
4140 | Alma | 4 | 4140¦4 | WI | 54.4 | 11811 | 47.1227 | 47.1227 | 47.1227 | 47.1227 | 47.1227 | 1170.8239 | 2114.0914 | 2114.0914 | 2114.0914 | 2114.0914 | 2114.0914 | 2114.0914 | 2114.0914 | 2114.0914 | 2114.0914 | 2114.0914 | 2114.0914 | 2114.0914 | 2114.0914 | 2114.0914
4140 | Alma | 5 | 4140¦5 | WI | 81.6 | 36733.3333 | 18.5371 | 18.5371 | 18.5371 | 18.5371 | 18.5371 | 482.2386 | 885.0751 | 885.0751 | 885.0751 | 885.0751 | 885.0751 | 885.0751 | 885.0751 | 885.0751 | 885.0751 | 885.0751 | 885.0751 | 885.0751 | 885.0751 | 885.0751
4143 | Genoa | ST3 | 4143¦ST3 | WI | 345.6 | 1321141.6667 | 4.2387 | 4.2387 | 4.2387 | 4.2387 | 4.2387 | 25.8095 | 25.8095 | 37.2857 | 37.2857 | 37.2857 | 37.2857 | 37.2857 | 37.2857 | 37.2857 | 37.2857 | 37.2857 | 37.2857 | 37.2857 | 37.2857 | 37.2857
4271 | John P Madgett | 1 | 4271¦1 | WI | 387 | 1923143.3333 | 6.8352 | 6.8352 | 6.8352 | 6.8352 | 6.8352 | 22.3231 | 38.4103 | 47.5184 | 47.5184 | 47.5184 | 47.5184 | 47.5184 | 47.5184 | 47.5184 | 47.5184 | 47.5184 | 47.5184 | 47.5184 | 47.5184 | 47.5184
2848 | O H Hutchings | 3 | 2848¦3 | OH | 69 | 4984.3333 | 102.4039 | 102.4039 | 102.4039 | 102.4039 | 102.4039 | 2600.9468 | 5346.6704 | 6342.4908 | 6342.4908 | 6342.4908 | 6342.4908 | 6342.4908 | 6342.4908 | 6342.4908 | 6342.4908 | 6342.4908 | 6342.4908 | 6342.4908 | 6342.4908 | 6342.4908
2848 | O H Hutchings | 5 | 2848¦5 | OH | 69 | 6020 | 85.0964 | 85.0964 | 85.0964 | 85.0964 | 85.0964 | 2153.8819 | 4428.616 | 5253.3678 | 5253.3678 | 5253.3678 | 5253.3678 | 5253.3678 | 5253.3678 | 5253.3678 | 5253.3678 | 5253.3678 | 5253.3678 | 5253.3678 | 5253.3678 | 5253.3678
2848 | O H Hutchings | 6 | 2848¦6 | OH | 69 | 3270.3333 | 155.1303 | 155.1303 | 155.1303 | 155.1303 | 155.1303 | 3962.9116 | 8143.485 | 9660.4592 | 9660.4592 | 9660.4592 | 9660.4592 | 9660.4592 | 9660.4592 | 9660.4592 | 9660.4592 | 9660.4592 | 9660.4592 | 9660.4592 | 9660.4592 | 9660.4592
2850 | J M Stuart | 1 | 2850¦1 | OH | 610.2 | 3143990.6667 | 2.6719 | 2.6719 | 2.6719 | 2.6719 | 2.6719 | 10.5499 | 15.3343 | 22.5354 | 22.5354 | 22.5354 | 22.5354 | 22.5354 | 22.5354 | 22.5354 | 22.5354 | 22.5354 | 22.5354 | 22.5354 | 22.5354 | 22.5354
2850 | J M Stuart | 2 | 2850¦2 | OH | 610.2 | 2941172 | 2.8027 | 2.8027 | 2.8027 | 2.8027 | 2.8027 | 12.7237 | 17.8088 | 25.464 | 25.464 | 25.464 | 25.464 | 25.464 | 25.464 | 25.464 | 25.464 | 25.464 | 25.464 | 25.464 | 25.464 | 25.464
2850 | J M Stuart | 3 | 2850¦3 | OH | 610.2 | 2660726.6667 | 2.8578 | 2.8578 | 2.8578 | 2.8578 | 2.8578 | 12.1148 | 17.6912 | 26.0445 | 26.0445 | 26.0445 | 26.0445 | 26.0445 | 26.0445 | 26.0445 | 26.0445 | 26.0445 | 26.0445 | 26.0445 | 26.0445 | 26.0445
2850 | J M Stuart | 4 | 2850¦4 | OH | 610.2 | 2972639 | 2.8881 | 2.8881 | 2.8881 | 2.8881 | 2.8881 | 7.5294 | 12.5652 | 20.1389 | 20.1389 | 20.1389 | 20.1389 | 20.1389 | 20.1389 | 20.1389 | 20.1389 | 20.1389 | 20.1389 | 20.1389 | 20.1389 | 20.1389
6031 | Killen Station | 2 | 6031¦2 | OH | 660.6 | 3621366.3333 | 4.5891 | 4.5891 | 4.5891 | 4.5891 | 4.5891 | 13.388 | 18.0424 | 18.0424 | 18.0424 | 18.0424 | 18.0424 | 18.0424 | 18.0424 | 18.0424 | 18.0424 | 18.0424 | 18.0424 | 18.0424 | 18.0424 | 18.0424
1733 | Monroe (MI) | 1 | 1733¦1 | MI | 817.2 | 3849141 | 2.5947 | 2.5947 | 2.5947 | 2.5947 | 2.5947 | 9.9295 | 15.3881 | 23.3505 | 23.3505 | 23.3505 | 23.3505 | 23.3505 | 23.3505 | 23.3505 | 23.3505 | 23.3505 | 23.3505 | 23.3505 | 23.3505 | 23.3505
1733 | Monroe (MI) | 2 | 1733¦2 | MI | 822.6 | 3539149.6667 | 2.9128 | 2.9128 | 2.9128 | 2.9128 | 2.9128 | 10.9184 | 16.8463 | 25.994 | 25.994 | 25.994 | 25.994 | 25.994 | 25.994 | 25.994 | 25.994 | 25.994 | 25.994 | 25.994 | 25.994 | 25.994
1733 | Monroe (MI) | 3 | 1733¦3 | MI | 822.6 | 4446894 | 2.5087 | 2.5087 | 2.5087 | 2.5087 | 2.5087 | 8.9125 | 13.7187 | 20.7881 | 20.7881 | 20.7881 | 20.7881 | 20.7881 | 20.7881 | 20.7881 | 20.7881 | 20.7881 | 20.7881 | 20.7881 | 20.7881 | 20.7881
1733 | Monroe (MI) | 4 | 1733¦4 | MI | 817.2 | 3832315.3333 | 2.6128 | 2.6128 | 2.6128 | 2.6128 | 2.6128 | 9.9792 | 15.4598 | 23.4629 | 23.4629 | 23.4629 | 23.4629 | 23.4629 | 23.4629 | 23.4629 | 23.4629 | 23.4629 | 23.4629 | 23.4629 | 23.4629 | 23.4629
1740 | River Rouge | 2 | 1740¦2 | MI | 292.5 | 1040017 | 1.7817 | 1.7817 | 1.7817 | 1.7817 | 1.7817 | 19.9218 | 53.2319 | 65.5417 | 65.5417 | 65.5417 | 65.5417 | 65.5417 | 65.5417 | 65.5417 | 65.5417 | 65.5417 | 65.5417 | 65.5417 | 65.5417 | 65.5417
1740 | River Rouge | 3 | 1740¦3 | MI | 358.1 | 1275737.6667 | 1.6704 | 1.6704 | 1.6704 | 1.6704 | 1.6704 | 18.7632 | 50.2125 | 62.5004 | 62.5004 | 62.5004 | 62.5004 | 62.5004 | 62.5004 | 62.5004 | 62.5004 | 62.5004 | 62.5004 | 62.5004 | 62.5004 | 62.5004
1743 | St Clair | 1 | 1743¦1 | MI | 168.7 | 611592 | 2.2872 | 2.2872 | 2.2872 | 2.2872 | 2.2872 | 20.3897 | 59.6717 | 74.1958 | 74.1958 | 74.1958 | 74.1958 | 74.1958 | 74.1958 | 74.1958 | 74.1958 | 74.1958 | 74.1958 | 74.1958 | 74.1958 | 74.1958
1743 | St Clair | 2 | 1743¦2 | MI | 156.2 | 618988 | 2.2801 | 2.2801 | 2.2801 | 2.2801 | 2.2801 | 19.5433 | 56.3968 | 69.8803 | 69.8803 | 69.8803 | 69.8803 | 69.8803 | 69.8803 | 69.8803 | 69.8803 | 69.8803 | 69.8803 | 69.8803 | 69.8803 | 69.8803
1743 | St Clair | 3 | 1743¦3 | MI | 156.2 | 607041.3333 | 2.2978 | 2.2978 | 2.2978 | 2.2978 | 2.2978 | 19.8977 | 57.5249 | 71.4063 | 71.4063 | 71.4063 | 71.4063 | 71.4063 | 71.4063 | 71.4063 | 71.4063 | 71.4063 | 71.4063 | 71.4063 | 71.4063 | 71.4063
1743 | St Clair | 4 | 1743¦4 | MI | 168.7 | 687162.3333 | 2.1862 | 2.1862 | 2.1862 | 2.1862 | 2.1862 | 18.3145 | 53.3717 | 66.2677 | 66.2677 | 66.2677 | 66.2677 | 66.2677 | 66.2677 | 66.2677 | 66.2677 | 66.2677 | 66.2677 | 66.2677 | 66.2677 | 66.2677
1743 | St Clair | 6 | 1743¦6 | MI | 352.7 | 1283485.3333 | 1.7649 | 1.7649 | 1.7649 | 1.7649 | 1.7649 | 14.9067 | 48.1925 | 60.563 | 60.563 | 60.563 | 60.563 | 60.563 | 60.563 | 60.563 | 60.563 | 60.563 | 60.563 | 60.563 | 60.563 | 60.563
1743 | St Clair | 7 | 1743¦7 | MI | 544.5 | 1887213.3333 | 1.601 | 1.601 | 1.601 | 1.601 | 1.601 | 13.7322 | 44.7343 | 57.0867 | 57.0867 | 57.0867 | 57.0867 | 57.0867 | 57.0867 | 57.0867 | 57.0867 | 57.0867 | 57.0867 | 57.0867 | 57.0867 | 57.0867
1745 | Trenton Channel | 7 | 1745¦7 | MI | 120 | 566624 | 2.2818 | 2.2818 | 2.2818 | 2.2818 | 2.2818 | 21.1885 | 53.9134 | 65.1805 | 65.1805 | 65.1805 | 65.1805 | 65.1805 | 65.1805 | 65.1805 | 65.1805 | 65.1805 | 65.1805 | 65.1805 | 65.1805 | 65.1805
1745 | Trenton Channel | 8 | 1745¦8 | MI | 120 | 75288.6667 | 8.3571 | 8.3571 | 8.3571 | 8.3571 | 8.3571 | 149.6102 | 378.9191 | 455.256 | 455.256 | 455.256 | 455.256 | 455.256 | 455.256 | 455.256 | 455.256 | 455.256 | 455.256 | 455.256 | 455.256 | 455.256
1745 | Trenton Channel | 9 | 1745¦9 | MI | 535.5 | 2493655.3333 | 1.4216 | 1.4216 | 1.4216 | 1.4216 | 1.4216 | 12.5952 | 35.6058 | 44.4666 | 44.4666 | 44.4666 | 44.4666 | 44.4666 | 44.4666 | 44.4666 | 44.4666 | 44.4666 | 44.4666 | 44.4666 | 44.4666 | 44.4666
6034 | Belle River | ST1 | 6034¦ST1 | MI | 697.5 | 3687243 | 1.312 | 1.312 | 1.312 | 1.312 | 1.312 | 9.0596 | 24.0453 | 31.7199 | 31.7199 | 31.7199 | 31.7199 | 31.7199 | 31.7199 | 31.7199 | 31.7199 | 31.7199 | 31.7199 | 31.7199 | 31.7199 | 31.7199
6034 | Belle River | ST2 | 6034¦ST2 | MI | 697.5 | 3813881 | 1.3058 | 1.3058 | 1.3058 | 1.3058 | 1.3058 | 8.8008 | 23.392 | 30.8824 | 30.8824 | 30.8824 | 30.8824 | 30.8824 | 30.8824 | 30.8824 | 30.8824 | 30.8824 | 30.8824 | 30.8824 | 30.8824 | 30.8824
876 | Kincaid Generation LLC | 1 | 876¦1 | IL | 659.5 | 2744225 | 26.8526 | 26.8526 | 26.8526 | 26.8526 | 26.8526 | 37.0022 | 59.88 | 59.88 | 59.88 | 59.88 | 59.88 | 59.88 | 59.88 | 59.88 | 59.88 | 59.88 | 59.88 | 59.88 | 59.88 | 59.88
876 | Kincaid Generation LLC | 2 | 876¦2 | IL | 659.5 | 2844250.3333 | 4.556 | 4.556 | 4.556 | 4.556 | 4.556 | 14.2668 | 31.8498 | 31.8498 | 31.8498 | 31.8498 | 31.8498 | 31.8498 | 31.8498 | 31.8498 | 31.8498 | 31.8498 | 31.8498 | 31.8498 | 31.8498 | 31.8498
2914 | Dover | 4 | 2914¦4 | OH | 19.5 | 41235.3333 | 0 | 0 | 0 | 0 | 0 | 0 | 0 | 0 | 0 | 0 | 0 | 0 | 0 | 0 | 0 | 0 | 0 | 0 | 0 | 0
2718 | G G Allen | 1 | 2718¦1 | NC | 165 | 141117.6667 | 16.7817 | 16.7817 | 16.7817 | 16.7817 | 16.7817 | 106.1018 | 142.8718 | 195.2236 | 195.2236 | 195.2236 | 195.2236 | 195.2236 | 195.2236 | 195.2236 | 195.2236 | 195.2236 | 195.2236 | 195.2236 | 195.2236 | 195.2236
2718 | G G Allen | 2 | 2718¦2 | NC | 165 | 114702 | 20.1719 | 20.1719 | 20.1719 | 20.1719 | 20.1719 | 130.0132 | 175.1521 | 239.3017 | 239.3017 | 239.3017 | 239.3017 | 239.3017 | 239.3017 | 239.3017 | 239.3017 | 239.3017 | 239.3017 | 239.3017 | 239.3017 | 239.3017
2718 | G G Allen | 3 | 2718¦3 | NC | 275 | 606467.3333 | 5.5148 | 5.5148 | 5.5148 | 5.5148 | 5.5148 | 31.177 | 44.3974 | 64.0152 | 64.0152 | 64.0152 | 64.0152 | 64.0152 | 64.0152 | 64.0152 | 64.0152 | 64.0152 | 64.0152 | 64.0152 | 64.0152 | 64.0152
2718 | G G Allen | 4 | 2718¦4 | NC | 275 | 772902 | 4.0493 | 4.0493 | 4.0493 | 4.0493 | 4.0493 | 23.8754 | 34.3416 | 50.0044 | 50.0044 | 50.0044 | 50.0044 | 50.0044 | 50.0044 | 50.0044 | 50.0044 | 50.0044 | 50.0044 | 50.0044 | 50.0044 | 50.0044
2718 | G G Allen | 5 | 2718¦5 | NC | 275 | 482137 | 5.2973 | 5.2973 | 5.2973 | 5.2973 | 5.2973 | 41.0178 | 57.5363 | 81.7343 | 81.7343 | 81.7343 | 81.7343 | 81.7343 | 81.7343 | 81.7343 | 81.7343 | 81.7343 | 81.7343 | 81.7343 | 81.7343 | 81.7343
2721 | James E. Rogers Energy Complex | 5 | 2721¦5 | NC | 570.9 | 1313370 | 4.1322 | 4.1322 | 4.1322 | 4.1322 | 4.1322 | 16.9517 | 27.4254 | 42.9334 | 42.9334 | 42.9334 | 42.9334 | 42.9334 | 42.9334 | 42.9334 | 42.9334 | 42.9334 | 42.9334 | 42.9334 | 42.9334 | 42.9334
2721 | James E. Rogers Energy Complex | 6 | 2721¦6 | NC | 909.5 | 4641277 | 2.9687 | 2.9687 | 2.9687 | 2.9687 | 2.9687 | 8.1184 | 8.1184 | 15.031 | 15.031 | 15.031 | 15.031 | 15.031 | 15.031 | 15.031 | 15.031 | 15.031 | 15.031 | 15.031 | 15.031 | 15.031
2727 | Marshall (NC) | 1 | 2727¦1 | NC | 350 | 1398101 | 4.3203 | 4.3203 | 4.3203 | 4.3203 | 4.3203 | 16.6542 | 23.1659 | 23.1659 | 23.1659 | 23.1659 | 23.1659 | 23.1659 | 23.1659 | 23.1659 | 23.1659 | 23.1659 | 23.1659 | 23.1659 | 23.1659 | 23.1659
2727 | Marshall (NC) | 2 | 2727¦2 | NC | 350 | 1622785 | 4.0715 | 4.0715 | 4.0715 | 4.0715 | 4.0715 | 14.7203 | 20.3889 | 20.3889 | 20.3889 | 20.3889 | 20.3889 | 20.3889 | 20.3889 | 20.3889 | 20.3889 | 20.3889 | 20.3889 | 20.3889 | 20.3889 | 20.3889
2727 | Marshall (NC) | 3 | 2727¦3 | NC | 648 | 3141641 | 3.625 | 3.625 | 3.625 | 3.625 | 3.625 | 12.2756 | 17.1608 | 17.1608 | 17.1608 | 17.1608 | 17.1608 | 17.1608 | 17.1608 | 17.1608 | 17.1608 | 17.1608 | 17.1608 | 17.1608 | 17.1608 | 17.1608
2727 | Marshall (NC) | 4 | 2727¦4 | NC | 648 | 2965043.6667 | 3.2929 | 3.2929 | 3.2929 | 3.2929 | 3.2929 | 12.4279 | 17.5789 | 17.5789 | 17.5789 | 17.5789 | 17.5789 | 17.5789 | 17.5789 | 17.5789 | 17.5789 | 17.5789 | 17.5789 | 17.5789 | 17.5789 | 17.5789
3264 | W S Lee | 1 | 3264¦1 | SC | 90 | 19498 | 27.4795 | 27.4795 | 27.4795 | 27.4795 | 27.4795 | 618.4186 | 1371.1803 | 1615.4995 | 1615.4995 | 1615.4995 | 1615.4995 | 1615.4995 | 1615.4995 | 1615.4995 | 1615.4995 | 1615.4995 | 1615.4995 | 1615.4995 | 1615.4995 | 1615.4995
3264 | W S Lee | 2 | 3264¦2 | SC | 90 | 21950.3333 | 24.5729 | 24.5729 | 24.5729 | 24.5729 | 24.5729 | 549.5033 | 1218.959 | 1435.9936 | 1435.9936 | 1435.9936 | 1435.9936 | 1435.9936 | 1435.9936 | 1435.9936 | 1435.9936 | 1435.9936 | 1435.9936 | 1435.9936 | 1435.9936 | 1435.9936
3264 | W S Lee | 3 | 3264¦3 | SC | 175 | 112481 | 6.2841 | 6.2841 | 6.2841 | 6.2841 | 6.2841 | 157.1875 | 367.1915 | 440.5448 | 440.5448 | 440.5448 | 440.5448 | 440.5448 | 440.5448 | 440.5448 | 440.5448 | 440.5448 | 440.5448 | 440.5448 | 440.5448 | 440.5448
8042 | Belews Creek | 1 | 8042¦1 | NC | 1080.1 | 7012632.3333 | 2.0272 | 2.0272 | 2.0272 | 2.0272 | 2.0272 | 7.7755 | 11.1134 | 16.294 | 16.294 | 16.294 | 16.294 | 16.294 | 16.294 | 16.294 | 16.294 | 16.294 | 16.294 | 16.294 | 16.294 | 16.294
8042 | Belews Creek | 2 | 8042¦2 | NC | 1080.1 | 6306477 | 2.0651 | 2.0651 | 2.0651 | 2.0651 | 2.0651 | 8.4429 | 12.1076 | 17.7936 | 17.7936 | 17.7936 | 17.7936 | 17.7936 | 17.7936 | 17.7936 | 17.7936 | 17.7936 | 17.7936 | 17.7936 | 17.7936 | 17.7936
889 | Baldwin Energy Complex | 1 | 889¦1 | IL | 625.1 | 3761634.6667 | 3.9452 | 3.9452 | 3.9452 | 3.9452 | 3.9452 | 7.4934 | 7.4934 | 7.4934 | 7.4934 | 7.4934 | 7.4934 | 7.4934 | 7.4934 | 7.4934 | 7.4934 | 7.4934 | 7.4934 | 7.4934 | 7.4934 | 7.4934
889 | Baldwin Energy Complex | 2 | 889¦2 | IL | 634.5 | 4257243.3333 | 3.8735 | 3.8735 | 3.8735 | 3.8735 | 3.8735 | 7.0503 | 7.0503 | 7.0503 | 7.0503 | 7.0503 | 7.0503 | 7.0503 | 7.0503 | 7.0503 | 7.0503 | 7.0503 | 7.0503 | 7.0503 | 7.0503 | 7.0503
889 | Baldwin Energy Complex | 3 | 889¦3 | IL | 634.5 | 4153246.6667 | 2.9297 | 2.9297 | 2.9297 | 2.9297 | 2.9297 | 6.1824 | 6.1824 | 12.3932 | 12.3932 | 12.3932 | 12.3932 | 12.3932 | 12.3932 | 12.3932 | 12.3932 | 12.3932 | 12.3932 | 12.3932 | 12.3932 | 12.3932
891 | Havana | 6 | 891¦6 | IL | 488 | 2692704.6667 | 4.5775 | 4.5775 | 4.5775 | 4.5775 | 4.5775 | 13.0388 | 13.0388 | 13.0388 | 13.0388 | 13.0388 | 13.0388 | 13.0388 | 13.0388 | 13.0388 | 13.0388 | 13.0388 | 13.0388 | 13.0388 | 13.0388 | 13.0388
892 | Hennepin Power Station | 1 | 892¦1 | IL | 75 | 406711 | 2.2321 | 2.2321 | 2.2321 | 2.2321 | 2.2321 | 29.684 | 54.2908 | 64.9046 | 64.9046 | 64.9046 | 64.9046 | 64.9046 | 64.9046 | 64.9046 | 64.9046 | 64.9046 | 64.9046 | 64.9046 | 64.9046 | 64.9046
892 | Hennepin Power Station | 2 | 892¦2 | IL | 231.3 | 1414155.3333 | 1.8581 | 1.8581 | 1.8581 | 1.8581 | 1.8581 | 17.737 | 33.1785 | 41.1078 | 41.1078 | 41.1078 | 41.1078 | 41.1078 | 41.1078 | 41.1078 | 41.1078 | 41.1078 | 41.1078 | 41.1078 | 41.1078 | 41.1078
898 | Wood River | 4 | 898¦4 | IL | 112.5 | 603631 | 1.4195 | 1.4195 | 1.4195 | 1.4195 | 1.4195 | 20.6646 | 49.1908 | 58.8909 | 58.8909 | 58.8909 | 58.8909 | 58.8909 | 58.8909 | 58.8909 | 58.8909 | 58.8909 | 58.8909 | 58.8909 | 58.8909 | 58.8909
898 | Wood River | 5 | 898¦5 | IL | 387.6 | 2491424.3333 | 1.1924 | 1.1924 | 1.1924 | 1.1924 | 1.1924 | 11.6306 | 29.0326 | 35.9147 | 35.9147 | 35.9147 | 35.9147 | 35.9147 | 35.9147 | 35.9147 | 35.9147 | 35.9147 | 35.9147 | 35.9147 | 35.9147 | 35.9147
1384 | Cooper | 1 | 1384¦1 | KY | 113.6 | 465194 | 2.392 | 2.392 | 2.392 | 2.392 | 2.392 | 30.8893 | 69.4103 | 81.8607 | 81.8607 | 81.8607 | 81.8607 | 81.8607 | 81.8607 | 81.8607 | 81.8607 | 81.8607 | 81.8607 | 81.8607 | 81.8607 | 81.8607
1384 | Cooper | 2 | 1384¦2 | KY | 230.4 | 698039.3333 | 5.8802 | 5.8802 | 5.8802 | 5.8802 | 5.8802 | 35.8688 | 35.8688 | 50.1278 | 50.1278 | 50.1278 | 50.1278 | 50.1278 | 50.1278 | 50.1278 | 50.1278 | 50.1278 | 50.1278 | 50.1278 | 50.1278 | 50.1278
1385 | Dale | 1 | 1385¦1 | KY | 27 | 2046 | 210.9093 | 210.9093 | 210.9093 | 210.9093 | 210.9093 | 3719.9563 | 7119.5179 | 8202.9181 | 8202.9181 | 8202.9181 | 8202.9181 | 8202.9181 | 8202.9181 | 8202.9181 | 8202.9181 | 8202.9181 | 8202.9181 | 8202.9181 | 8202.9181 | 8202.9181
1385 | Dale | 2 | 1385¦2 | KY | 27 | 1971.3333 | 218.8104 | 218.8104 | 218.8104 | 218.8104 | 218.8104 | 3860.7604 | 7388.8175 | 8513.2021 | 8513.2021 | 8513.2021 | 8513.2021 | 8513.2021 | 8513.2021 | 8513.2021 | 8513.2021 | 8513.2021 | 8513.2021 | 8513.2021 | 8513.2021 | 8513.2021
1385 | Dale | 3 | 1385¦3 | KY | 81 | 62616 | 9.6073 | 9.6073 | 9.6073 | 9.6073 | 9.6073 | 240.5873 | 466.8681 | 542.073 | 542.073 | 542.073 | 542.073 | 542.073 | 542.073 | 542.073 | 542.073 | 542.073 | 542.073 | 542.073 | 542.073 | 542.073
1385 | Dale | 4 | 1385¦4 | KY | 81 | 59015.6667 | 10.098 | 10.098 | 10.098 | 10.098 | 10.098 | 255.1587 | 495.0414 | 574.5129 | 574.5129 | 574.5129 | 574.5129 | 574.5129 | 574.5129 | 574.5129 | 574.5129 | 574.5129 | 574.5129 | 574.5129 | 574.5129 | 574.5129
6041 | H L Spurlock | 1 | 6041¦1 | KY | 357.6 | 1722589 | 3.3886 | 3.3886 | 3.3886 | 3.3886 | 3.3886 | 11.7753 | 17.5405 | 25.892 | 25.892 | 25.892 | 25.892 | 25.892 | 25.892 | 25.892 | 25.892 | 25.892 | 25.892 | 25.892 | 25.892 | 25.892
6041 | H L Spurlock | 2 | 6041¦2 | KY | 592.1 | 3108486.6667 | 3.8242 | 3.8242 | 3.8242 | 3.8242 | 3.8242 | 10.3434 | 15.221 | 15.221 | 15.221 | 15.221 | 15.221 | 15.221 | 15.221 | 15.221 | 15.221 | 15.221 | 15.221 | 15.221 | 15.221 | 15.221
6041 | H L Spurlock | 3 | 6041¦3 | KY | 329.4 | 1651033 | 4.1931 | 4.1931 | 4.1931 | 4.1931 | 4.1931 | 10.5931 | 10.5931 | 10.5931 | 10.5931 | 10.5931 | 10.5931 | 10.5931 | 10.5931 | 10.5931 | 10.5931 | 10.5931 | 10.5931 | 10.5931 | 10.5931 | 10.5931
6041 | H L Spurlock | 4 | 6041¦4 | KY | 329.4 | 1838913.3333 | 3.7895 | 3.7895 | 3.7895 | 3.7895 | 3.7895 | 9.5749 | 9.5749 | 16.9086 | 16.9086 | 16.9086 | 16.9086 | 16.9086 | 16.9086 | 16.9086 | 16.9086 | 16.9086 | 16.9086 | 16.9086 | 16.9086 | 16.9086
887 | Joppa Steam | 1 | 887¦1 | IL | 183.3 | 1199591.3333 | 1.3021 | 1.3021 | 1.3021 | 1.3021 | 1.3021 | 11.5767 | 32.5214 | 40.0609 | 40.0609 | 40.0609 | 40.0609 | 40.0609 | 40.0609 | 40.0609 | 40.0609 | 40.0609 | 40.0609 | 40.0609 | 40.0609 | 40.0609
887 | Joppa Steam | 2 | 887¦2 | IL | 183.3 | 1182668 | 1.3026 | 1.3026 | 1.3026 | 1.3026 | 1.3026 | 11.722 | 32.9379 | 40.5737 | 40.5737 | 40.5737 | 40.5737 | 40.5737 | 40.5737 | 40.5737 | 40.5737 | 40.5737 | 40.5737 | 40.5737 | 40.5737 | 40.5737
887 | Joppa Steam | 3 | 887¦3 | IL | 183.3 | 1094739.3333 | 1.3049 | 1.3049 | 1.3049 | 1.3049 | 1.3049 | 12.5496 | 35.2996 | 43.4624 | 43.4624 | 43.4624 | 43.4624 | 43.4624 | 43.4624 | 43.4624 | 43.4624 | 43.4624 | 43.4624 | 43.4624 | 43.4624 | 43.4624
887 | Joppa Steam | 4 | 887¦4 | IL | 183.3 | 1190558 | 1.3024 | 1.3024 | 1.3024 | 1.3024 | 1.3024 | 11.6538 | 32.7361 | 40.3175 | 40.3175 | 40.3175 | 40.3175 | 40.3175 | 40.3175 | 40.3175 | 40.3175 | 40.3175 | 40.3175 | 40.3175 | 40.3175 | 40.3175
887 | Joppa Steam | 5 | 887¦5 | IL | 183.3 | 1058698 | 1.306 | 1.306 | 1.306 | 1.306 | 1.306 | 12.9285 | 36.3742 | 44.7671 | 44.7671 | 44.7671 | 44.7671 | 44.7671 | 44.7671 | 44.7671 | 44.7671 | 44.7671 | 44.7671 | 44.7671 | 44.7671 | 44.7671
887 | Joppa Steam | 6 | 887¦6 | IL | 183.3 | 1133193.3333 | 1.3038 | 1.3038 | 1.3038 | 1.3038 | 1.3038 | 12.1719 | 34.2103 | 42.1124 | 42.1124 | 42.1124 | 42.1124 | 42.1124 | 42.1124 | 42.1124 | 42.1124 | 42.1124 | 42.1124 | 42.1124 | 42.1124 | 42.1124
1239 | Riverton | 8 | 1239¦8 | KS | 50 | 33081 | 16.297 | 16.297 | 16.297 | 16.297 | 16.297 | 711.6762 | 993.0929 | 1091.8369 | 1091.8369 | 1091.8369 | 1091.8369 | 1091.8369 | 1091.8369 | 1091.8369 | 1091.8369 | 1091.8369 | 1091.8369 | 1091.8369 | 1091.8369 | 1091.8369
2076 | Asbury | 1 | 2076¦1 | MO | 212.8 | 1131173.3333 | 8.0482 | 8.0482 | 8.0482 | 8.0482 | 8.0482 | 27.7875 | 27.7875 | 27.7875 | 27.7875 | 27.7875 | 27.7875 | 27.7875 | 27.7875 | 27.7875 | 27.7875 | 27.7875 | 27.7875 | 27.7875 | 27.7875 | 27.7875
628 | Crystal River | 1 | 628¦1 | FL | 440.5 | 1210105 | 1.6006 | 1.6006 | 1.6006 | 1.6006 | 1.6006 | 16.1259 | 54.5809 | 69.1682 | 69.1682 | 69.1682 | 69.1682 | 69.1682 | 69.1682 | 69.1682 | 69.1682 | 69.1682 | 69.1682 | 69.1682 | 69.1682 | 69.1682
628 | Crystal River | 2 | 628¦2 | FL | 523.8 | 1714374.6667 | 1.4456 | 1.4456 | 1.4456 | 1.4456 | 1.4456 | 13.0301 | 44.5286 | 56.7114 | 56.7114 | 56.7114 | 56.7114 | 56.7114 | 56.7114 | 56.7114 | 56.7114 | 56.7114 | 56.7114 | 56.7114 | 56.7114 | 56.7114
628 | Crystal River | 5 | 628¦5 | FL | 739.2 | 3836357 | 3.6634 | 3.6634 | 3.6634 | 3.6634 | 3.6634 | 8.164 | 13.0087 | 13.0087 | 13.0087 | 13.0087 | 13.0087 | 13.0087 | 13.0087 | 13.0087 | 13.0087 | 13.0087 | 13.0087 | 13.0087 | 13.0087 | 13.0087
628 | Crystal River | ST4 | 628¦ST4 | FL | 739.2 | 4058775.3333 | 3.6067 | 3.6067 | 3.6067 | 3.6067 | 3.6067 | 7.873 | 12.4758 | 12.4758 | 12.4758 | 12.4758 | 12.4758 | 12.4758 | 12.4758 | 12.4758 | 12.4758 | 12.4758 | 12.4758 | 12.4758 | 12.4758 | 12.4758
2835 | FirstEnergy Ashtabula | 5 | 2835¦5 | OH | 256 | 227298.3333 | 4.1382 | 4.1382 | 4.1382 | 4.1382 | 4.1382 | 121.8616 | 274.6269 | 330.8377 | 330.8377 | 330.8377 | 330.8377 | 330.8377 | 330.8377 | 330.8377 | 330.8377 | 330.8377 | 330.8377 | 330.8377 | 330.8377 | 330.8377
2837 | FirstEnergy Eastlake | 1 | 2837¦1 | OH | 123 | 360503 | 2.7959 | 2.7959 | 2.7959 | 2.7959 | 2.7959 | 40.1393 | 97.9932 | 116.7757 | 116.7757 | 116.7757 | 116.7757 | 116.7757 | 116.7757 | 116.7757 | 116.7757 | 116.7757 | 116.7757 | 116.7757 | 116.7757 | 116.7757
2837 | FirstEnergy Eastlake | 2 | 2837¦2 | OH | 123 | 315594 | 3.0045 | 3.0045 | 3.0045 | 3.0045 | 3.0045 | 45.643 | 110.3094 | 131.6089 | 131.6089 | 131.6089 | 131.6089 | 131.6089 | 131.6089 | 131.6089 | 131.6089 | 131.6089 | 131.6089 | 131.6089 | 131.6089 | 131.6089
2837 | FirstEnergy Eastlake | 3 | 2837¦3 | OH | 123 | 351054 | 2.8354 | 2.8354 | 2.8354 | 2.8354 | 2.8354 | 41.1803 | 100.2642 | 119.5813 | 119.5813 | 119.5813 | 119.5813 | 119.5813 | 119.5813 | 119.5813 | 119.5813 | 119.5813 | 119.5813 | 119.5813 | 119.5813 | 119.5813
2838 | FirstEnergy Lake Shore | 18 | 2838¦18 | OH | 256 | 201682.3333 | 4.4359 | 4.4359 | 4.4359 | 4.4359 | 4.4359 | 137.0531 | 296.0714 | 357.7125 | 357.7125 | 357.7125 | 357.7125 | 357.7125 | 357.7125 | 357.7125 | 357.7125 | 357.7125 | 357.7125 | 357.7125 | 357.7125 | 357.7125
2866 | FirstEnergy W H Sammis | 1 | 2866¦1 | OH | 190.4 | 602236.6667 | 6.5931 | 6.5931 | 6.5931 | 6.5931 | 6.5931 | 25.6218 | 25.6218 | 40.716 | 40.716 | 40.716 | 40.716 | 40.716 | 40.716 | 40.716 | 40.716 | 40.716 | 40.716 | 40.716 | 40.716 | 40.716
2866 | FirstEnergy W H Sammis | 2 | 2866¦2 | OH | 190.4 | 727400.6667 | 5.9571 | 5.9571 | 5.9571 | 5.9571 | 5.9571 | 21.7277 | 21.7277 | 34.4231 | 34.4231 | 34.4231 | 34.4231 | 34.4231 | 34.4231 | 34.4231 | 34.4231 | 34.4231 | 34.4231 | 34.4231 | 34.4231 | 34.4231
2866 | FirstEnergy W H Sammis | 3 | 2866¦3 | OH | 190.4 | 856127.6667 | 5.4854 | 5.4854 | 5.4854 | 5.4854 | 5.4854 | 18.8988 | 18.8988 | 29.8521 | 29.8521 | 29.8521 | 29.8521 | 29.8521 | 29.8521 | 29.8521 | 29.8521 | 29.8521 | 29.8521 | 29.8521 | 29.8521 | 29.8521
2866 | FirstEnergy W H Sammis | 4 | 2866¦4 | OH | 190.4 | 840787.3333 | 5.5344 | 5.5344 | 5.5344 | 5.5344 | 5.5344 | 19.1909 | 19.1909 | 30.324 | 30.324 | 30.324 | 30.324 | 30.324 | 30.324 | 30.324 | 30.324 | 30.324 | 30.324 | 30.324 | 30.324 | 30.324
2866 | FirstEnergy W H Sammis | 5 | 2866¦5 | OH | 334 | 1084479.6667 | 4.0256 | 4.0256 | 4.0256 | 4.0256 | 4.0256 | 18.5571 | 27.6694 | 40.8845 | 40.8845 | 40.8845 | 40.8845 | 40.8845 | 40.8845 | 40.8845 | 40.8845 | 40.8845 | 40.8845 | 40.8845 | 40.8845 | 40.8845
2866 | FirstEnergy W H Sammis | 6 | 2866¦6 | OH | 680 | 3659543 | 2.7521 | 2.7521 | 2.7521 | 2.7521 | 2.7521 | 9.9266 | 14.9349 | 22.562 | 22.562 | 22.562 | 22.562 | 22.562 | 22.562 | 22.562 | 22.562 | 22.562 | 22.562 | 22.562 | 22.562 | 22.562
2866 | FirstEnergy W H Sammis | 7 | 2866¦7 | OH | 680 | 3131318.6667 | 2.8739 | 2.8739 | 2.8739 | 2.8739 | 2.8739 | 11.2428 | 17.0227 | 25.78 | 25.78 | 25.78 | 25.78 | 25.78 | 25.78 | 25.78 | 25.78 | 25.78 | 25.78 | 25.78 | 25.78 | 25.78
6094 | FirstEnergy Bruce Mansfield | 1 | 6094¦1 | PA | 913.7 | 5730622 | 2.342 | 2.342 | 2.342 | 2.342 | 2.342 | 5.194 | 9.0019 | 15.0841 | 15.0841 | 15.0841 | 15.0841 | 15.0841 | 15.0841 | 15.0841 | 15.0841 | 15.0841 | 15.0841 | 15.0841 | 15.0841 | 15.0841
6094 | FirstEnergy Bruce Mansfield | 2 | 6094¦2 | PA | 913.7 | 5811417.3333 | 2.4015 | 2.4015 | 2.4015 | 2.4015 | 2.4015 | 5.2162 | 8.972 | 14.7155 | 14.7155 | 14.7155 | 14.7155 | 14.7155 | 14.7155 | 14.7155 | 14.7155 | 14.7155 | 14.7155 | 14.7155 | 14.7155 | 14.7155
6094 | FirstEnergy Bruce Mansfield | 3 | 6094¦3 | PA | 913.7 | 5948576.6667 | 3.7097 | 3.7097 | 3.7097 | 3.7097 | 3.7097 | 6.4635 | 10.0767 | 10.0767 | 10.0767 | 10.0767 | 10.0767 | 10.0767 | 10.0767 | 10.0767 | 10.0767 | 10.0767 | 10.0767 | 10.0767 | 10.0767 | 10.0767
2240 | Lon Wright | 6 | 2240¦6 | NE | 16.5 | 53183.6667 | 0.97971 | 0.97971 | 0.97971 | 0.97971 | 0.97971 | 0.97971 | 0.97971 | 0.97971 | 0.97971 | 0.97971 | 0.97971 | 0.97971 | 0.97971 | 0.97971 | 0.97971 | 0.97971 | 0.97971 | 0.97971 | 0.97971 | 0.97971
2240 | Lon Wright | 7 | 2240¦7 | NE | 22 | 73559 | 0.93275 | 0.93275 | 0.93275 | 0.93275 | 0.93275 | 0.93275 | 0.93275 | 0.93275 | 0.93275 | 0.93275 | 0.93275 | 0.93275 | 0.93275 | 0.93275 | 0.93275 | 0.93275 | 0.93275 | 0.93275 | 0.93275 | 0.93275
2240 | Lon Wright | 8 | 2240¦8 | NE | 91.5 | 343071.6667 | 4.3557 | 4.3557 | 4.3557 | 4.3557 | 4.3557 | 68.9309 | 115.7687 | 131.7312 | 131.7312 | 131.7312 | 131.7312 | 131.7312 | 131.7312 | 131.7312 | 131.7312 | 131.7312 | 131.7312 | 131.7312 | 131.7312 | 131.7312
663 | Deerhaven Generating Station | 2 | 663¦2 | FL | 250.7 | 807647.3333 | 5.8505 | 5.8505 | 5.8505 | 5.8505 | 5.8505 | 33.3934 | 33.3934 | 47.8641 | 47.8641 | 47.8641 | 47.8641 | 47.8641 | 47.8641 | 47.8641 | 47.8641 | 47.8641 | 47.8641 | 47.8641 | 47.8641 | 47.8641
703 | Bowen | 1 | 703¦1 | GA | 805.8 | 2956223 | 2.8048 | 2.8048 | 2.8048 | 2.8048 | 2.8048 | 7.1603 | 13.4123 | 22.8274 | 22.8274 | 22.8274 | 22.8274 | 22.8274 | 22.8274 | 22.8274 | 22.8274 | 22.8274 | 22.8274 | 22.8274 | 22.8274 | 22.8274
703 | Bowen | 2 | 703¦2 | GA | 788.8 | 1901512.6667 | 4.4649 | 4.4649 | 4.4649 | 4.4649 | 4.4649 | 11.0757 | 20.4048 | 20.4048 | 20.4048 | 20.4048 | 20.4048 | 20.4048 | 20.4048 | 20.4048 | 20.4048 | 20.4048 | 20.4048 | 20.4048 | 20.4048 | 20.4048
703 | Bowen | 3 | 703¦3 | GA | 952 | 3982587.3333 | 3.5121 | 3.5121 | 3.5121 | 3.5121 | 3.5121 | 7.0886 | 12.4642 | 12.4642 | 12.4642 | 12.4642 | 12.4642 | 12.4642 | 12.4642 | 12.4642 | 12.4642 | 12.4642 | 12.4642 | 12.4642 | 12.4642 | 12.4642
703 | Bowen | 4 | 703¦4 | GA | 952 | 3685751 | 3.568 | 3.568 | 3.568 | 3.568 | 3.568 | 7.42 | 13.1943 | 13.1943 | 13.1943 | 13.1943 | 13.1943 | 13.1943 | 13.1943 | 13.1943 | 13.1943 | 13.1943 | 13.1943 | 13.1943 | 13.1943 | 13.1943
708 | Hammond | 1 | 708¦1 | GA | 125 | 197847 | 12.4937 | 12.4937 | 12.4937 | 12.4937 | 12.4937 | 70.5192 | 92.1423 | 123.211 | 123.211 | 123.211 | 123.211 | 123.211 | 123.211 | 123.211 | 123.211 | 123.211 | 123.211 | 123.211 | 123.211 | 123.211
708 | Hammond | 2 | 708¦2 | GA | 125 | 202004 | 12.5032 | 12.5032 | 12.5032 | 12.5032 | 12.5032 | 69.7074 | 90.8945 | 121.3839 | 121.3839 | 121.3839 | 121.3839 | 121.3839 | 121.3839 | 121.3839 | 121.3839 | 121.3839 | 121.3839 | 121.3839 | 121.3839 | 121.3839
708 | Hammond | 3 | 708¦3 | GA | 125 | 273808 | 9.633 | 9.633 | 9.633 | 9.633 | 9.633 | 51.5944 | 67.3388 | 89.9897 | 89.9897 | 89.9897 | 89.9897 | 89.9897 | 89.9897 | 89.9897 | 89.9897 | 89.9897 | 89.9897 | 89.9897 | 89.9897 | 89.9897
708 | Hammond | 4 | 708¦4 | GA | 578 | 451080.6667 | 9.8588 | 9.8588 | 9.8588 | 9.8588 | 9.8588 | 81.1571 | 113.7169 | 113.7169 | 113.7169 | 113.7169 | 113.7169 | 113.7169 | 113.7169 | 113.7169 | 113.7169 | 113.7169 | 113.7169 | 113.7169 | 113.7169 | 113.7169
709 | Harllee Branch | 1 | 709¦1 | GA | 299.2 | 801115 | 1.8447 | 1.8447 | 1.8447 | 1.8447 | 1.8447 | 23.1807 | 68.8865 | 84.8079 | 84.8079 | 84.8079 | 84.8079 | 84.8079 | 84.8079 | 84.8079 | 84.8079 | 84.8079 | 84.8079 | 84.8079 | 84.8079 | 84.8079
709 | Harllee Branch | 3 | 709¦3 | GA | 544 | 543304.3333 | 2.2556 | 2.2556 | 2.2556 | 2.2556 | 2.2556 | 45.1211 | 141.4893 | 178.0154 | 178.0154 | 178.0154 | 178.0154 | 178.0154 | 178.0154 | 178.0154 | 178.0154 | 178.0154 | 178.0154 | 178.0154 | 178.0154 | 178.0154
709 | Harllee Branch | 4 | 709¦4 | GA | 544 | 848232.6667 | 1.8241 | 1.8241 | 1.8241 | 1.8241 | 1.8241 | 27.0413 | 90.6901 | 114.58 | 114.58 | 114.58 | 114.58 | 114.58 | 114.58 | 114.58 | 114.58 | 114.58 | 114.58 | 114.58 | 114.58 | 114.58
727 | Mitchell (GA) | 3 | 727¦3 | GA | 163.2 | 25017.6667 | 26.9267 | 26.9267 | 26.9267 | 26.9267 | 26.9267 | 1029.7408 | 2304.4758 | 2854.5925 | 2854.5925 | 2854.5925 | 2854.5925 | 2854.5925 | 2854.5925 | 2854.5925 | 2854.5925 | 2854.5925 | 2854.5925 | 2854.5925 | 2854.5925 | 2854.5925
728 | Yates | 1 | 728¦1 | GA | 122.5 | 5487.6667 | 454.2517 | 454.2517 | 454.2517 | 454.2517 | 454.2517 | 3568.2624 | 4307.1216 | 5357.909 | 5357.909 | 5357.909 | 5357.909 | 5357.909 | 5357.909 | 5357.909 | 5357.909 | 5357.909 | 5357.909 | 5357.909 | 5357.909 | 5357.909
728 | Yates | 2 | 728¦2 | GA | 122.5 | 140685 | 8.0579 | 8.0579 | 8.0579 | 8.0579 | 8.0579 | 60.7807 | 188.932 | 231.4494 | 231.4494 | 231.4494 | 231.4494 | 231.4494 | 231.4494 | 231.4494 | 231.4494 | 231.4494 | 231.4494 | 231.4494 | 231.4494 | 231.4494
728 | Yates | 3 | 728¦3 | GA | 122.5 | 212074 | 5.7785 | 5.7785 | 5.7785 | 5.7785 | 5.7785 | 40.8127 | 127.5327 | 156.2782 | 156.2782 | 156.2782 | 156.2782 | 156.2782 | 156.2782 | 156.2782 | 156.2782 | 156.2782 | 156.2782 | 156.2782 | 156.2782 | 156.2782
728 | Yates | 4 | 728¦4 | GA | 156.2 | 22000.3333 | 45.6419 | 45.6419 | 45.6419 | 45.6419 | 45.6419 | 402.2775 | 1343.2963 | 1664.0375 | 1664.0375 | 1664.0375 | 1664.0375 | 1664.0375 | 1664.0375 | 1664.0375 | 1664.0375 | 1664.0375 | 1664.0375 | 1664.0375 | 1664.0375 | 1664.0375
728 | Yates | 5 | 728¦5 | GA | 156.2 | 8305 | 118.873 | 118.873 | 118.873 | 118.873 | 118.873 | 1063.328 | 3549.7218 | 4396.6977 | 4396.6977 | 4396.6977 | 4396.6977 | 4396.6977 | 4396.6977 | 4396.6977 | 4396.6977 | 4396.6977 | 4396.6977 | 4396.6977 | 4396.6977 | 4396.6977
728 | Yates | 6 | 728¦6 | GA | 403.7 | 814833.3333 | 2.4613 | 2.4613 | 2.4613 | 2.4613 | 2.4613 | 16.3134 | 70.389 | 90.2871 | 90.2871 | 90.2871 | 90.2871 | 90.2871 | 90.2871 | 90.2871 | 90.2871 | 90.2871 | 90.2871 | 90.2871 | 90.2871 | 90.2871
728 | Yates | 7 | 728¦7 | GA | 403.7 | 379926.6667 | 4.0011 | 4.0011 | 4.0011 | 4.0011 | 4.0011 | 33.5092 | 144.8033 | 186.191 | 186.191 | 186.191 | 186.191 | 186.191 | 186.191 | 186.191 | 186.191 | 186.191 | 186.191 | 186.191 | 186.191 | 186.191
733 | Kraft | 2 | 733¦2 | GA | 54.4 | 219936 | 3.892 | 3.892 | 3.892 | 3.892 | 3.892 | 54.0991 | 106.3548 | 124.0121 | 124.0121 | 124.0121 | 124.0121 | 124.0121 | 124.0121 | 124.0121 | 124.0121 | 124.0121 | 124.0121 | 124.0121 | 124.0121 | 124.0121
733 | Kraft | 3 | 733¦3 | GA | 103.5 | 227184 | 3.772 | 3.772 | 3.772 | 3.772 | 3.772 | 73.259 | 149.7157 | 176.5868 | 176.5868 | 176.5868 | 176.5868 | 176.5868 | 176.5868 | 176.5868 | 176.5868 | 176.5868 | 176.5868 | 176.5868 | 176.5868 | 176.5868
733 | Kraft | ST1 | 733¦ST1 | GA | 50 | 182473.3333 | 4.3502 | 4.3502 | 4.3502 | 4.3502 | 4.3502 | 62.5086 | 121.5524 | 141.3167 | 141.3167 | 141.3167 | 141.3167 | 141.3167 | 141.3167 | 141.3167 | 141.3167 | 141.3167 | 141.3167 | 141.3167 | 141.3167 | 141.3167
6052 | Wansley | 1 | 6052¦1 | GA | 952 | 1895980.6667 | 3.4168 | 3.4168 | 3.4168 | 3.4168 | 3.4168 | 14.0949 | 24.8837 | 41.1298 | 41.1298 | 41.1298 | 41.1298 | 41.1298 | 41.1298 | 41.1298 | 41.1298 | 41.1298 | 41.1298 | 41.1298 | 41.1298 | 41.1298
6052 | Wansley | 2 | 6052¦2 | GA | 952 | 2013447.6667 | 3.314 | 3.314 | 3.314 | 3.314 | 3.314 | 13.3739 | 23.558 | 38.8833 | 38.8833 | 38.8833 | 38.8833 | 38.8833 | 38.8833 | 38.8833 | 38.8833 | 38.8833 | 38.8833 | 38.8833 | 38.8833 | 38.8833
6124 | McIntosh | 1 | 6124¦1 | GA | 177.6 | 103035.3333 | 6.9852 | 6.9852 | 6.9852 | 6.9852 | 6.9852 | 252.6566 | 497.9687 | 589.4009 | 589.4009 | 589.4009 | 589.4009 | 589.4009 | 589.4009 | 589.4009 | 589.4009 | 589.4009 | 589.4009 | 589.4009 | 589.4009 | 589.4009
6257 | Scherer | 1 | 6257¦1 | GA | 891 | 4997662.3333 | 3.0659 | 3.0659 | 3.0659 | 3.0659 | 3.0659 | 5.7399 | 5.7399 | 12.7145 | 12.7145 | 12.7145 | 12.7145 | 12.7145 | 12.7145 | 12.7145 | 12.7145 | 12.7145 | 12.7145 | 12.7145 | 12.7145 | 12.7145
6257 | Scherer | 2 | 6257¦2 | GA | 891 | 4973039 | 3.9968 | 3.9968 | 3.9968 | 3.9968 | 3.9968 | 6.6836 | 6.6836 | 6.6836 | 6.6836 | 6.6836 | 6.6836 | 6.6836 | 6.6836 | 6.6836 | 6.6836 | 6.6836 | 6.6836 | 6.6836 | 6.6836 | 6.6836
6257 | Scherer | 3 | 6257¦3 | GA | 891 | 4615868 | 7.015 | 7.015 | 7.015 | 7.015 | 7.015 | 9.9039 | 9.9039 | 9.9039 | 9.9039 | 9.9039 | 9.9039 | 9.9039 | 9.9039 | 9.9039 | 9.9039 | 9.9039 | 9.9039 | 9.9039 | 9.9039 | 9.9039
6257 | Scherer | 4 | 6257¦4 | GA | 891 | 5127972.3333 | 3.9959 | 3.9959 | 3.9959 | 3.9959 | 3.9959 | 6.6038 | 6.6038 | 6.6038 | 6.6038 | 6.6038 | 6.6038 | 6.6038 | 6.6038 | 6.6038 | 6.6038 | 6.6038 | 6.6038 | 6.6038 | 6.6038 | 6.6038
6288 | Healy | 1 | 6288¦1 | AK | 28 | 197538 | 36.9669 | 36.9669 | 36.9669 | 36.9669 | 36.9669 | 106.7583 | 144.5552 | 158.5744 | 158.5744 | 158.5744 | 158.5744 | 158.5744 | 158.5744 | 158.5744 | 158.5744 | 158.5744 | 158.5744 | 158.5744 | 158.5744 | 158.5744
1825 | J B Sims | 3 | 1825¦3 | MI | 80 | 119702 | 21.562 | 21.562 | 21.562 | 21.562 | 21.562 | 287.1672 | 314.8588 | 314.8588 | 314.8588 | 314.8588 | 314.8588 | 314.8588 | 314.8588 | 314.8588 | 314.8588 | 314.8588 | 314.8588 | 314.8588 | 314.8588 | 314.8588
165 | GREC | 1 | 165¦1 | OK | 540 | 2354028.3333 | 1.7038 | 1.7038 | 1.7038 | 1.7038 | 1.7038 | 8.1161 | 32.3798 | 42.3695 | 42.3695 | 42.3695 | 42.3695 | 42.3695 | 42.3695 | 42.3695 | 42.3695 | 42.3695 | 42.3695 | 42.3695 | 42.3695 | 42.3695
165 | GREC | 2 | 165¦2 | OK | 594 | 2745946.6667 | 3.3046 | 3.3046 | 3.3046 | 3.3046 | 3.3046 | 9.1521 | 15.4839 | 24.8381 | 24.8381 | 24.8381 | 24.8381 | 24.8381 | 24.8381 | 24.8381 | 24.8381 | 24.8381 | 24.8381 | 24.8381 | 24.8381 | 24.8381
2824 | Stanton | 1 | 2824¦1 | ND | 190.2 | 771385.3333 | 5.1025 | 5.1025 | 5.1025 | 5.1025 | 5.1025 | 38.3541 | 38.3541 | 50.4382 | 50.4382 | 50.4382 | 50.4382 | 50.4382 | 50.4382 | 50.4382 | 50.4382 | 50.4382 | 50.4382 | 50.4382 | 50.4382 | 50.4382
641 | Crist | 4 | 641¦4 | FL | 93.7 | 70530.3333 | 32.663 | 32.663 | 32.663 | 32.663 | 32.663 | 169.6891 | 217.5193 | 217.5193 | 217.5193 | 217.5193 | 217.5193 | 217.5193 | 217.5193 | 217.5193 | 217.5193 | 217.5193 | 217.5193 | 217.5193 | 217.5193 | 217.5193
641 | Crist | 5 | 641¦5 | FL | 93.7 | 310629.3333 | 10.0162 | 10.0162 | 10.0162 | 10.0162 | 10.0162 | 41.2541 | 52.4491 | 52.4491 | 52.4491 | 52.4491 | 52.4491 | 52.4491 | 52.4491 | 52.4491 | 52.4491 | 52.4491 | 52.4491 | 52.4491 | 52.4491 | 52.4491
641 | Crist | 6 | 641¦6 | FL | 369.7 | 878983.6667 | 6.3635 | 6.3635 | 6.3635 | 6.3635 | 6.3635 | 23.0606 | 35.0551 | 35.0551 | 35.0551 | 35.0551 | 35.0551 | 35.0551 | 35.0551 | 35.0551 | 35.0551 | 35.0551 | 35.0551 | 35.0551 | 35.0551 | 35.0551
641 | Crist | 7 | 641¦7 | FL | 578 | 1755567.3333 | 4.917 | 4.917 | 4.917 | 4.917 | 4.917 | 16.1739 | 24.9202 | 24.9202 | 24.9202 | 24.9202 | 24.9202 | 24.9202 | 24.9202 | 24.9202 | 24.9202 | 24.9202 | 24.9202 | 24.9202 | 24.9202 | 24.9202
642 | Scholz | 1 | 642¦1 | FL | 49 | 2915 | 205.4168 | 205.4168 | 205.4168 | 205.4168 | 205.4168 | 3785.853 | 11272.6686 | 15102.32 | 15102.32 | 15102.32 | 15102.32 | 15102.32 | 15102.32 | 15102.32 | 15102.32 | 15102.32 | 15102.32 | 15102.32 | 15102.32 | 15102.32
642 | Scholz | 2 | 642¦2 | FL | 49 | 814.6667 | 720.0747 | 720.0747 | 720.0747 | 720.0747 | 720.0747 | 13531.0707 | 40272.1548 | 53964.8431 | 53964.8431 | 53964.8431 | 53964.8431 | 53964.8431 | 53964.8431 | 53964.8431 | 53964.8431 | 53964.8431 | 53964.8431 | 53964.8431 | 53964.8431 | 53964.8431
643 | Lansing Smith | 1 | 643¦1 | FL | 149.6 | 568243 | 3.6109 | 3.6109 | 3.6109 | 3.6109 | 3.6109 | 31.357 | 73.4135 | 73.4135 | 73.4135 | 73.4135 | 73.4135 | 73.4135 | 73.4135 | 73.4135 | 73.4135 | 73.4135 | 73.4135 | 73.4135 | 73.4135 | 73.4135
643 | Lansing Smith | 2 | 643¦2 | FL | 190.4 | 324360.6667 | 4.15 | 4.15 | 4.15 | 4.15 | 4.15 | 60.8552 | 136.3468 | 136.3468 | 136.3468 | 136.3468 | 136.3468 | 136.3468 | 136.3468 | 136.3468 | 136.3468 | 136.3468 | 136.3468 | 136.3468 | 136.3468 | 136.3468
2917 | Hamilton (OH) | 9 | 2917¦9 | OH | 50.6 | 41000 | 44.2045 | 44.2045 | 44.2045 | 44.2045 | 44.2045 | 605.5961 | 605.5961 | 697.0378 | 697.0378 | 697.0378 | 697.0378 | 697.0378 | 697.0378 | 697.0378 | 697.0378 | 697.0378 | 697.0378 | 697.0378 | 697.0378 | 697.0378
60 | Whelan Energy Center | 1 | 60¦1 | NE | 76.3 | 414534.6667 | 3.6838 | 3.6838 | 3.6838 | 3.6838 | 3.6838 | 26.9894 | 59.084 | 69.4932 | 69.4932 | 69.4932 | 69.4932 | 69.4932 | 69.4932 | 69.4932 | 69.4932 | 69.4932 | 69.4932 | 69.4932 | 69.4932 | 69.4932
60 | Whelan Energy Center | 2 | 60¦2 | NE | 248 | 1287055.5 | 4.4573 | 4.4573 | 4.4573 | 4.4573 | 4.4573 | 18.7805 | 18.7805 | 27.4015 | 27.4015 | 27.4015 | 27.4015 | 27.4015 | 27.4015 | 27.4015 | 27.4015 | 27.4015 | 27.4015 | 27.4015 | 27.4015 | 27.4015
1830 | James De Young | 3 | 1830¦3 | MI | 11.5 | 19788 | 0 | 0 | 0 | 0 | 0 | 0 | 0 | 0 | 0 | 0 | 0 | 0 | 0 | 0 | 0 | 0 | 0 | 0 | 0 | 0
1830 | James De Young | 4 | 1830¦4 | MI | 22 | 13740 | 0 | 0 | 0 | 0 | 0 | 0 | 0 | 0 | 0 | 0 | 0 | 0 | 0 | 0 | 0 | 0 | 0 | 0 | 0 | 0
1830 | James De Young | 5 | 1830¦5 | MI | 29.3 | 4497.3333 | 99.3465 | 99.3465 | 99.3465 | 99.3465 | 99.3465 | 3159.5231 | 4774.4589 | 5279.2235 | 5279.2235 | 5279.2235 | 5279.2235 | 5279.2235 | 5279.2235 | 5279.2235 | 5279.2235 | 5279.2235 | 5279.2235 | 5279.2235 | 5279.2235 | 5279.2235
2132 | Blue Valley | 2 | 2132¦2 | MO | 25 | 19947 | 45.8508 | 45.8508 | 45.8508 | 45.8508 | 45.8508 | 630.9803 | 1017.7264 | 1150.6336 | 1150.6336 | 1150.6336 | 1150.6336 | 1150.6336 | 1150.6336 | 1150.6336 | 1150.6336 | 1150.6336 | 1150.6336 | 1150.6336 | 1150.6336 | 1150.6336
2132 | Blue Valley | 3 | 2132¦3 | MO | 65 | 22041.3333 | 44.387 | 44.387 | 44.387 | 44.387 | 44.387 | 1114.428 | 1783.743 | 2031.6307 | 2031.6307 | 2031.6307 | 2031.6307 | 2031.6307 | 2031.6307 | 2031.6307 | 2031.6307 | 2031.6307 | 2031.6307 | 2031.6307 | 2031.6307 | 2031.6307
2132 | Blue Valley | ST1 | 2132¦ST1 | MO | 25 | 24034.3333 | 38.5342 | 38.5342 | 38.5342 | 38.5342 | 38.5342 | 560.7158 | 883.3028 | 993.883 | 993.883 | 993.883 | 993.883 | 993.883 | 993.883 | 993.883 | 993.883 | 993.883 | 993.883 | 993.883 | 993.883 | 993.883
2171 | Missouri City | 1 | 2171¦1 | MO | 23 | 6024 | 8.6269 | 8.6269 | 8.6269 | 8.6269 | 8.6269 | 8.6269 | 8.6269 | 8.6269 | 8.6269 | 8.6269 | 8.6269 | 8.6269 | 8.6269 | 8.6269 | 8.6269 | 8.6269 | 8.6269 | 8.6269 | 8.6269 | 8.6269
2171 | Missouri City | 2 | 2171¦2 | MO | 23 | 4409.3333 | 11.6121 | 11.6121 | 11.6121 | 11.6121 | 11.6121 | 11.6121 | 11.6121 | 11.6121 | 11.6121 | 11.6121 | 11.6121 | 11.6121 | 11.6121 | 11.6121 | 11.6121 | 11.6121 | 11.6121 | 11.6121 | 11.6121 | 11.6121
1043 | Frank E Ratts | 1 | 1043¦1 | IN | 116.6 | 298154 | 4.084 | 4.084 | 4.084 | 4.084 | 4.084 | 57.9795 | 119.2661 | 119.2661 | 119.2661 | 119.2661 | 119.2661 | 119.2661 | 119.2661 | 119.2661 | 119.2661 | 119.2661 | 119.2661 | 119.2661 | 119.2661 | 119.2661
1043 | Frank E Ratts | 2 | 1043¦2 | IN | 116.6 | 275215.6667 | 4.2916 | 4.2916 | 4.2916 | 4.2916 | 4.2916 | 62.6628 | 129.313 | 129.313 | 129.313 | 129.313 | 129.313 | 129.313 | 129.313 | 129.313 | 129.313 | 129.313 | 129.313 | 129.313 | 129.313 | 129.313
6213 | Merom | 1 | 6213¦1 | IN | 540 | 2994608 | 3.6672 | 3.6672 | 3.6672 | 3.6672 | 3.6672 | 10.385 | 15.1007 | 15.1007 | 15.1007 | 15.1007 | 15.1007 | 15.1007 | 15.1007 | 15.1007 | 15.1007 | 15.1007 | 15.1007 | 15.1007 | 15.1007 | 15.1007
6213 | Merom | 2 | 6213¦2 | IN | 540 | 3000090 | 3.647 | 3.647 | 3.647 | 3.647 | 3.647 | 10.3531 | 15.0609 | 15.0609 | 15.0609 | 15.0609 | 15.0609 | 15.0609 | 15.0609 | 15.0609 | 15.0609 | 15.0609 | 15.0609 | 15.0609 | 15.0609 | 15.0609
983 | Clifty Creek | 1 | 983¦1 | IN | 217.3 | 1034266.6667 | 5.4318 | 5.4318 | 5.4318 | 5.4318 | 5.4318 | 19.3524 | 25.9403 | 25.9403 | 25.9403 | 25.9403 | 25.9403 | 25.9403 | 25.9403 | 25.9403 | 25.9403 | 25.9403 | 25.9403 | 25.9403 | 25.9403 | 25.9403
983 | Clifty Creek | 2 | 983¦2 | IN | 217.3 | 1020130.6667 | 5.4995 | 5.4995 | 5.4995 | 5.4995 | 5.4995 | 19.6108 | 26.2841 | 26.2841 | 26.2841 | 26.2841 | 26.2841 | 26.2841 | 26.2841 | 26.2841 | 26.2841 | 26.2841 | 26.2841 | 26.2841 | 26.2841 | 26.2841
983 | Clifty Creek | 3 | 983¦3 | IN | 217.3 | 845678.6667 | 5.9219 | 5.9219 | 5.9219 | 5.9219 | 5.9219 | 22.9116 | 30.8727 | 30.8727 | 30.8727 | 30.8727 | 30.8727 | 30.8727 | 30.8727 | 30.8727 | 30.8727 | 30.8727 | 30.8727 | 30.8727 | 30.8727 | 30.8727
983 | Clifty Creek | 4 | 983¦4 | IN | 217.3 | 935242.6667 | 5.8842 | 5.8842 | 5.8842 | 5.8842 | 5.8842 | 21.2623 | 28.5023 | 28.5023 | 28.5023 | 28.5023 | 28.5023 | 28.5023 | 28.5023 | 28.5023 | 28.5023 | 28.5023 | 28.5023 | 28.5023 | 28.5023 | 28.5023
983 | Clifty Creek | 5 | 983¦5 | IN | 217.3 | 1111004 | 5.4945 | 5.4945 | 5.4945 | 5.4945 | 5.4945 | 18.4648 | 24.6273 | 24.6273 | 24.6273 | 24.6273 | 24.6273 | 24.6273 | 24.6273 | 24.6273 | 24.6273 | 24.6273 | 24.6273 | 24.6273 | 24.6273 | 24.6273
983 | Clifty Creek | 6 | 983¦6 | IN | 217.3 | 926493 | 4.3078 | 4.3078 | 4.3078 | 4.3078 | 4.3078 | 19.8296 | 27.1339 | 38.268 | 38.268 | 38.268 | 38.268 | 38.268 | 38.268 | 38.268 | 38.268 | 38.268 | 38.268 | 38.268 | 38.268 | 38.268
990 | Harding Street | 5 | 990¦5 | IN | 100 | 612393 | 3.3019 | 3.3019 | 3.3019 | 3.3019 | 3.3019 | 20.0294 | 52.1975 | 52.1975 | 52.1975 | 52.1975 | 52.1975 | 52.1975 | 52.1975 | 52.1975 | 52.1975 | 52.1975 | 52.1975 | 52.1975 | 52.1975 | 52.1975
990 | Harding Street | 6 | 990¦6 | IN | 100 | 615065 | 3.2486 | 3.2486 | 3.2486 | 3.2486 | 3.2486 | 19.9042 | 51.8661 | 51.8661 | 51.8661 | 51.8661 | 51.8661 | 51.8661 | 51.8661 | 51.8661 | 51.8661 | 51.8661 | 51.8661 | 51.8661 | 51.8661 | 51.8661
990 | Harding Street | 7 | 990¦7 | IN | 463 | 2617683 | 4.125 | 4.125 | 4.125 | 4.125 | 4.125 | 14.4841 | 19.2562 | 19.2562 | 19.2562 | 19.2562 | 19.2562 | 19.2562 | 19.2562 | 19.2562 | 19.2562 | 19.2562 | 19.2562 | 19.2562 | 19.2562 | 19.2562
991 | Eagle Valley (IN) | 3 | 991¦3 | IN | 50 | 11659.6667 | 41.9046 | 41.9046 | 41.9046 | 41.9046 | 41.9046 | 845.4676 | 1721.8741 | 1996.9584 | 1996.9584 | 1996.9584 | 1996.9584 | 1996.9584 | 1996.9584 | 1996.9584 | 1996.9584 | 1996.9584 | 1996.9584 | 1996.9584 | 1996.9584 | 1996.9584
991 | Eagle Valley (IN) | 4 | 991¦4 | IN | 69 | 71828.3333 | 8.4558 | 8.4558 | 8.4558 | 8.4558 | 8.4558 | 158.1135 | 338.6519 | 396.1155 | 396.1155 | 396.1155 | 396.1155 | 396.1155 | 396.1155 | 396.1155 | 396.1155 | 396.1155 | 396.1155 | 396.1155 | 396.1155 | 396.1155
991 | Eagle Valley (IN) | 5 | 991¦5 | IN | 69 | 121603.6667 | 5.6579 | 5.6579 | 5.6579 | 5.6579 | 5.6579 | 94.1173 | 202.7645 | 237.1947 | 237.1947 | 237.1947 | 237.1947 | 237.1947 | 237.1947 | 237.1947 | 237.1947 | 237.1947 | 237.1947 | 237.1947 | 237.1947 | 237.1947
991 | Eagle Valley (IN) | 6 | 991¦6 | IN | 113.6 | 281334.6667 | 3.3294 | 3.3294 | 3.3294 | 3.3294 | 3.3294 | 49.5818 | 117.5392 | 140.0953 | 140.0953 | 140.0953 | 140.0953 | 140.0953 | 140.0953 | 140.0953 | 140.0953 | 140.0953 | 140.0953 | 140.0953 | 140.0953 | 140.0953
994 | AES Petersburg | 4 | 994¦4 | IN | 670.9 | 3299986.3333 | 3.145 | 3.145 | 3.145 | 3.145 | 3.145 | 7.816 | 13.0446 | 21.2281 | 21.2281 | 21.2281 | 21.2281 | 21.2281 | 21.2281 | 21.2281 | 21.2281 | 21.2281 | 21.2281 | 21.2281 | 21.2281 | 21.2281
994 | AES Petersburg | ST1 | 994¦ST1 | IN | 281.6 | 1590493 | 4.9407 | 4.9407 | 4.9407 | 4.9407 | 4.9407 | 14.3204 | 19.6787 | 27.7566 | 27.7566 | 27.7566 | 27.7566 | 27.7566 | 27.7566 | 27.7566 | 27.7566 | 27.7566 | 27.7566 | 27.7566 | 27.7566 | 27.7566
994 | AES Petersburg | ST2 | 994¦ST2 | IN | 523.3 | 2381146.3333 | 4.9423 | 4.9423 | 4.9423 | 4.9423 | 4.9423 | 14.4619 | 20.3298 | 29.2892 | 29.2892 | 29.2892 | 29.2892 | 29.2892 | 29.2892 | 29.2892 | 29.2892 | 29.2892 | 29.2892 | 29.2892 | 29.2892 | 29.2892
994 | AES Petersburg | ST3 | 994¦ST3 | IN | 670.9 | 3199108 | 3.3292 | 3.3292 | 3.3292 | 3.3292 | 3.3292 | 8.1409 | 13.5208 | 21.8341 | 21.8341 | 21.8341 | 21.8341 | 21.8341 | 21.8341 | 21.8341 | 21.8341 | 21.8341 | 21.8341 | 21.8341 | 21.8341 | 21.8341
988 | Tanners Creek | 1 | 988¦1 | IN | 152.5 | 96906.3333 | 6.7935 | 6.7935 | 6.7935 | 6.7935 | 6.7935 | 121.2377 | 328.5778 | 399.0038 | 399.0038 | 399.0038 | 399.0038 | 399.0038 | 399.0038 | 399.0038 | 399.0038 | 399.0038 | 399.0038 | 399.0038 | 399.0038 | 399.0038
988 | Tanners Creek | 2 | 988¦2 | IN | 152.5 | 188413.6667 | 4.0845 | 4.0845 | 4.0845 | 4.0845 | 4.0845 | 63.0259 | 171.0884 | 207.9519 | 207.9519 | 207.9519 | 207.9519 | 207.9519 | 207.9519 | 207.9519 | 207.9519 | 207.9519 | 207.9519 | 207.9519 | 207.9519 | 207.9519
988 | Tanners Creek | 3 | 988¦3 | IN | 215.4 | 558271 | 2.1783 | 2.1783 | 2.1783 | 2.1783 | 2.1783 | 26.1069 | 74.249 | 91.5177 | 91.5177 | 91.5177 | 91.5177 | 91.5177 | 91.5177 | 91.5177 | 91.5177 | 91.5177 | 91.5177 | 91.5177 | 91.5177 | 91.5177
988 | Tanners Creek | 4 | 988¦4 | IN | 579.7 | 1674810.6667 | 1.4652 | 1.4652 | 1.4652 | 1.4652 | 1.4652 | 17.1335 | 51.6996 | 64.9902 | 64.9902 | 64.9902 | 64.9902 | 64.9902 | 64.9902 | 64.9902 | 64.9902 | 64.9902 | 64.9902 | 64.9902 | 64.9902 | 64.9902
6166 | Rockport | 1 | 6166¦1 | IN | 1300 | 9200395.3333 | 7.0688 | 7.0688 | 7.0688 | 7.0688 | 7.0688 | 8.9601 | 20.0776 | 25.544 | 25.544 | 25.544 | 25.544 | 25.544 | 25.544 | 25.544 | 25.544 | 25.544 | 25.544 | 25.544 | 25.544 | 25.544
6166 | Rockport | 2 | 6166¦2 | IN | 1300 | 7901084.6667 | 1.1978 | 1.1978 | 1.1978 | 1.1978 | 1.1978 | 3.3753 | 15.9675 | 22.142 | 22.142 | 22.142 | 22.142 | 22.142 | 22.142 | 22.142 | 22.142 | 22.142 | 22.142 | 22.142 | 22.142 | 22.142
594 | Indian River Generating Station | 3 | 594¦3 | DE | 176.8 | 125828 | 11.538 | 11.538 | 11.538 | 11.538 | 11.538 | 121.2702 | 168.3415 | 234.1069 | 234.1069 | 234.1069 | 234.1069 | 234.1069 | 234.1069 | 234.1069 | 234.1069 | 234.1069 | 234.1069 | 234.1069 | 234.1069 | 234.1069
594 | Indian River Generating Station | 4 | 594¦4 | DE | 445.5 | 1155916.3333 | 4.5235 | 4.5235 | 4.5235 | 4.5235 | 4.5235 | 20.2882 | 20.2882 | 36.5426 | 36.5426 | 36.5426 | 36.5426 | 36.5426 | 36.5426 | 36.5426 | 36.5426 | 36.5426 | 36.5426 | 36.5426 | 36.5426 | 36.5426
10143 | Colver Power Project | COLV | 10143¦COLV | PA | 118 | 585696 | 7.2289 | 7.2289 | 7.2289 | 7.2289 | 7.2289 | 46.12 | 46.12 | 56.7155 | 56.7155 | 56.7155 | 56.7155 | 56.7155 | 56.7155 | 56.7155 | 56.7155 | 56.7155 | 56.7155 | 56.7155 | 56.7155 | 56.7155
1047 | Lansing | 4 | 1047¦4 | IA | 274.5 | 1145494.3333 | 5.2109 | 5.2109 | 5.2109 | 5.2109 | 5.2109 | 29.0145 | 29.0145 | 40.8208 | 40.8208 | 40.8208 | 40.8208 | 40.8208 | 40.8208 | 40.8208 | 40.8208 | 40.8208 | 40.8208 | 40.8208 | 40.8208 | 40.8208
1048 | Milton L Kapp | 2 | 1048¦2 | IA | 218.5 | 693593.3333 | 2.1812 | 2.1812 | 2.1812 | 2.1812 | 2.1812 | 42.3199 | 83.649 | 98.7852 | 98.7852 | 98.7852 | 98.7852 | 98.7852 | 98.7852 | 98.7852 | 98.7852 | 98.7852 | 98.7852 | 98.7852 | 98.7852 | 98.7852
1104 | Burlington (IA) | 1 | 1104¦1 | IA | 212 | 1137077 | 1.8331 | 1.8331 | 1.8331 | 1.8331 | 1.8331 | 24.9554 | 50.108 | 59.4535 | 59.4535 | 59.4535 | 59.4535 | 59.4535 | 59.4535 | 59.4535 | 59.4535 | 59.4535 | 59.4535 | 59.4535 | 59.4535 | 59.4535
6254 | Ottumwa | 1 | 6254¦1 | IA | 725.9 | 2970066 | 4.2802 | 4.2802 | 4.2802 | 4.2802 | 4.2802 | 12.5211 | 12.5211 | 22.3977 | 22.3977 | 22.3977 | 22.3977 | 22.3977 | 22.3977 | 22.3977 | 22.3977 | 22.3977 | 22.3977 | 22.3977 | 22.3977 | 22.3977
207 | St Johns River Power Park | 1 | 207¦1 | FL | 679 | 3423572.3333 | 3.1998 | 3.1998 | 3.1998 | 3.1998 | 3.1998 | 7.921 | 12.8663 | 20.8233 | 20.8233 | 20.8233 | 20.8233 | 20.8233 | 20.8233 | 20.8233 | 20.8233 | 20.8233 | 20.8233 | 20.8233 | 20.8233 | 20.8233
207 | St Johns River Power Park | 2 | 207¦2 | FL | 679 | 3246406 | 3.1909 | 3.1909 | 3.1909 | 3.1909 | 3.1909 | 8.1586 | 13.3506 | 21.6333 | 21.6333 | 21.6333 | 21.6333 | 21.6333 | 21.6333 | 21.6333 | 21.6333 | 21.6333 | 21.6333 | 21.6333 | 21.6333 | 21.6333
667 | Northside Generating Station | 1 | 667¦1 | FL | 297.5 | 1185788.6667 | 4.3866 | 4.3866 | 4.3866 | 4.3866 | 4.3866 | 21.0615 | 21.0615 | 32.0733 | 32.0733 | 32.0733 | 32.0733 | 32.0733 | 32.0733 | 32.0733 | 32.0733 | 32.0733 | 32.0733 | 32.0733 | 32.0733 | 32.0733
667 | Northside Generating Station | 2 | 667¦2 | FL | 297.5 | 977018.3333 | 4.7332 | 4.7332 | 4.7332 | 4.7332 | 4.7332 | 24.9361 | 24.9361 | 38.1409 | 38.1409 | 38.1409 | 38.1409 | 38.1409 | 38.1409 | 38.1409 | 38.1409 | 38.1409 | 38.1409 | 38.1409 | 38.1409 | 38.1409
2682 | S A Carlson | 5 | 2682¦5 | NY | 24.5 | 14478 | 28.2901 | 28.2901 | 28.2901 | 28.2901 | 28.2901 | 28.2901 | 28.2901 | 28.2901 | 28.2901 | 28.2901 | 28.2901 | 28.2901 | 28.2901 | 28.2901 | 28.2901 | 28.2901 | 28.2901 | 28.2901 | 28.2901 | 28.2901
2682 | S A Carlson | 6 | 2682¦6 | NY | 24.5 | 23382.3333 | 17.5168 | 17.5168 | 17.5168 | 17.5168 | 17.5168 | 17.5168 | 17.5168 | 17.5168 | 17.5168 | 17.5168 | 17.5168 | 17.5168 | 17.5168 | 17.5168 | 17.5168 | 17.5168 | 17.5168 | 17.5168 | 17.5168 | 17.5168
6225 | Jasper 2 | 1 | 6225¦1 | IN | 14.5 | 119.6667 | 3410.8153 | 3410.8153 | 3410.8153 | 3410.8153 | 3410.8153 | 3410.8153 | 3410.8153 | 3410.8153 | 3410.8153 | 3410.8153 | 3410.8153 | 3410.8153 | 3410.8153 | 3410.8153 | 3410.8153 | 3410.8153 | 3410.8153 | 3410.8153 | 3410.8153 | 3410.8153
1295 | Quindaro | ST1 | 1295¦ST1 | KS | 81.6 | 469554 | 2.6784 | 2.6784 | 2.6784 | 2.6784 | 2.6784 | 28.5559 | 60.0806 | 72.3028 | 72.3028 | 72.3028 | 72.3028 | 72.3028 | 72.3028 | 72.3028 | 72.3028 | 72.3028 | 72.3028 | 72.3028 | 72.3028 | 72.3028
1295 | Quindaro | ST2 | 1295¦ST2 | KS | 157.5 | 458354.6667 | 2.6419 | 2.6419 | 2.6419 | 2.6419 | 2.6419 | 41.9529 | 91.4093 | 109.2232 | 109.2232 | 109.2232 | 109.2232 | 109.2232 | 109.2232 | 109.2232 | 109.2232 | 109.2232 | 109.2232 | 109.2232 | 109.2232 | 109.2232
6064 | Nearman Creek | 1 | 6064¦1 | KS | 261 | 1202817 | 1.8103 | 1.8103 | 1.8103 | 1.8103 | 1.8103 | 24.2634 | 51.958 | 62.6753 | 62.6753 | 62.6753 | 62.6753 | 62.6753 | 62.6753 | 62.6753 | 62.6753 | 62.6753 | 62.6753 | 62.6753 | 62.6753 | 62.6753
1241 | La Cygne | 1 | 1241¦1 | KS | 893 | 4231450.6667 | 3.7278 | 3.7278 | 3.7278 | 3.7278 | 3.7278 | 9.0736 | 14.8333 | 14.8333 | 14.8333 | 14.8333 | 14.8333 | 14.8333 | 14.8333 | 14.8333 | 14.8333 | 14.8333 | 14.8333 | 14.8333 | 14.8333 | 14.8333
1241 | La Cygne | 2 | 1241¦2 | KS | 685 | 3766634.6667 | 3.717 | 3.717 | 3.717 | 3.717 | 3.717 | 8.6924 | 8.6924 | 16.2596 | 16.2596 | 16.2596 | 16.2596 | 16.2596 | 16.2596 | 16.2596 | 16.2596 | 16.2596 | 16.2596 | 16.2596 | 16.2596 | 16.2596
2079 | Hawthorn | 5 | 2079¦5 | MO | 594.3 | 3658357.6667 | 3.2074 | 3.2074 | 3.2074 | 3.2074 | 3.2074 | 12.4291 | 12.4291 | 19.0413 | 19.0413 | 19.0413 | 19.0413 | 19.0413 | 19.0413 | 19.0413 | 19.0413 | 19.0413 | 19.0413 | 19.0413 | 19.0413 | 19.0413
2080 | Montrose | 1 | 2080¦1 | MO | 188 | 753674 | 2.0732 | 2.0732 | 2.0732 | 2.0732 | 2.0732 | 21.8105 | 55.454 | 68.062 | 68.062 | 68.062 | 68.062 | 68.062 | 68.062 | 68.062 | 68.062 | 68.062 | 68.062 | 68.062 | 68.062 | 68.062
2080 | Montrose | 2 | 2080¦2 | MO | 188 | 859669 | 1.9801 | 1.9801 | 1.9801 | 1.9801 | 1.9801 | 19.3036 | 49.043 | 59.8855 | 59.8855 | 59.8855 | 59.8855 | 59.8855 | 59.8855 | 59.8855 | 59.8855 | 59.8855 | 59.8855 | 59.8855 | 59.8855 | 59.8855
2080 | Montrose | 3 | 2080¦3 | MO | 188 | 875037 | 1.9685 | 1.9685 | 1.9685 | 1.9685 | 1.9685 | 18.9905 | 48.2326 | 58.9011 | 58.9011 | 58.9011 | 58.9011 | 58.9011 | 58.9011 | 58.9011 | 58.9011 | 58.9011 | 58.9011 | 58.9011 | 58.9011 | 58.9011
6065 | Iatan | 1 | 6065¦1 | MO | 726 | 4799392.6667 | 2.6978 | 2.6978 | 2.6978 | 2.6978 | 2.6978 | 9.3156 | 9.3156 | 14.9533 | 14.9533 | 14.9533 | 14.9533 | 14.9533 | 14.9533 | 14.9533 | 14.9533 | 14.9533 | 14.9533 | 14.9533 | 14.9533 | 14.9533
6065 | Iatan | 2 | 6065¦2 | MO | 914 | 5738714 | 2.6881 | 2.6881 | 2.6881 | 2.6881 | 2.6881 | 6.5423 | 6.5423 | 12.2668 | 12.2668 | 12.2668 | 12.2668 | 12.2668 | 12.2668 | 12.2668 | 12.2668 | 12.2668 | 12.2668 | 12.2668 | 12.2668 | 12.2668
1355 | E W Brown | 1 | 1355¦1 | KY | 113.6 | 358015.3333 | 9.0925 | 9.0925 | 9.0925 | 9.0925 | 9.0925 | 36.2349 | 47.552 | 63.918 | 63.918 | 63.918 | 63.918 | 63.918 | 63.918 | 63.918 | 63.918 | 63.918 | 63.918 | 63.918 | 63.918 | 63.918
1355 | E W Brown | 2 | 1355¦2 | KY | 179.5 | 783644.6667 | 5.4595 | 5.4595 | 5.4595 | 5.4595 | 5.4595 | 20.8715 | 28.5072 | 39.7946 | 39.7946 | 39.7946 | 39.7946 | 39.7946 | 39.7946 | 39.7946 | 39.7946 | 39.7946 | 39.7946 | 39.7946 | 39.7946 | 39.7946
1355 | E W Brown | 3 | 1355¦3 | KY | 464 | 1478028.3333 | 5.0021 | 5.0021 | 5.0021 | 5.0021 | 5.0021 | 19.842 | 28.5169 | 28.5169 | 28.5169 | 28.5169 | 28.5169 | 28.5169 | 28.5169 | 28.5169 | 28.5169 | 28.5169 | 28.5169 | 28.5169 | 28.5169 | 28.5169
1356 | Ghent | 1 | 1356¦1 | KY | 556.9 | 3251186.6667 | 2.8932 | 2.8932 | 2.8932 | 2.8932 | 2.8932 | 7.1369 | 11.7757 | 18.6822 | 18.6822 | 18.6822 | 18.6822 | 18.6822 | 18.6822 | 18.6822 | 18.6822 | 18.6822 | 18.6822 | 18.6822 | 18.6822 | 18.6822
1356 | Ghent | 2 | 1356¦2 | KY | 556.3 | 3311440.3333 | 3.1359 | 3.1359 | 3.1359 | 3.1359 | 3.1359 | 7.3047 | 11.8633 | 18.9346 | 18.9346 | 18.9346 | 18.9346 | 18.9346 | 18.9346 | 18.9346 | 18.9346 | 18.9346 | 18.9346 | 18.9346 | 18.9346 | 18.9346
1356 | Ghent | 3 | 1356¦3 | KY | 556.5 | 3223233 | 3.6336 | 3.6336 | 3.6336 | 3.6336 | 3.6336 | 7.9101 | 7.9101 | 15.0875 | 15.0875 | 15.0875 | 15.0875 | 15.0875 | 15.0875 | 15.0875 | 15.0875 | 15.0875 | 15.0875 | 15.0875 | 15.0875 | 15.0875
1356 | Ghent | 4 | 1356¦4 | KY | 556.2 | 2859132.3333 | 3.5571 | 3.5571 | 3.5571 | 3.5571 | 3.5571 | 8.3435 | 8.3435 | 16.3285 | 16.3285 | 16.3285 | 16.3285 | 16.3285 | 16.3285 | 16.3285 | 16.3285 | 16.3285 | 16.3285 | 16.3285 | 16.3285 | 16.3285
1357 | Green River | 3 | 1357¦3 | KY | 75 | 193914.3333 | 4.1372 | 4.1372 | 4.1372 | 4.1372 | 4.1372 | 74.5263 | 152.7127 | 178.7574 | 178.7574 | 178.7574 | 178.7574 | 178.7574 | 178.7574 | 178.7574 | 178.7574 | 178.7574 | 178.7574 | 178.7574 | 178.7574 | 178.7574
1357 | Green River | 4 | 1357¦4 | KY | 113.6 | 429464.6667 | 2.6698 | 2.6698 | 2.6698 | 2.6698 | 2.6698 | 43.9784 | 92.4965 | 109.0528 | 109.0528 | 109.0528 | 109.0528 | 109.0528 | 109.0528 | 109.0528 | 109.0528 | 109.0528 | 109.0528 | 109.0528 | 109.0528 | 109.0528
676 | C D McIntosh Jr | 3 | 676¦3 | FL | 363.8 | 1023806.6667 | 6.4652 | 6.4652 | 6.4652 | 6.4652 | 6.4652 | 36.5257 | 46.4738 | 46.4738 | 46.4738 | 46.4738 | 46.4738 | 46.4738 | 46.4738 | 46.4738 | 46.4738 | 46.4738 | 46.4738 | 46.4738 | 46.4738 | 46.4738
1032 | Logansport | 4 | 1032¦4 | IN | 18 | 45425 | 0 | 0 | 0 | 0 | 0 | 0 | 0 | 0 | 0 | 0 | 0 | 0 | 0 | 0 | 0 | 0 | 0 | 0 | 0 | 0
1032 | Logansport | 5 | 1032¦5 | IN | 25 | 40037 | 13.5409 | 13.5409 | 13.5409 | 13.5409 | 13.5409 | 355.5417 | 545.2379 | 607.4087 | 607.4087 | 607.4087 | 607.4087 | 607.4087 | 607.4087 | 607.4087 | 607.4087 | 607.4087 | 607.4087 | 607.4087 | 607.4087 | 607.4087
6481 | Intermountain Power Project | 1 | 6481¦1 | UT | 820 | 5323982 | 2.8493 | 2.8493 | 2.8493 | 2.8493 | 2.8493 | 6.7764 | 6.7764 | 12.9737 | 12.9737 | 12.9737 | 12.9737 | 12.9737 | 12.9737 | 12.9737 | 12.9737 | 12.9737 | 12.9737 | 12.9737 | 12.9737 | 12.9737
6481 | Intermountain Power Project | 2 | 6481¦2 | UT | 820 | 6182911 | 2.749 | 2.749 | 2.749 | 2.749 | 2.749 | 6.1522 | 6.1522 | 11.6534 | 11.6534 | 11.6534 | 11.6534 | 11.6534 | 11.6534 | 11.6534 | 11.6534 | 11.6534 | 11.6534 | 11.6534 | 11.6534 | 11.6534
1363 | Cane Run | 4 | 1363¦4 | KY | 163.2 | 706738.3333 | 5.5744 | 5.5744 | 5.5744 | 5.5744 | 5.5744 | 27.137 | 34.7882 | 46.3075 | 46.3075 | 46.3075 | 46.3075 | 46.3075 | 46.3075 | 46.3075 | 46.3075 | 46.3075 | 46.3075 | 46.3075 | 46.3075 | 46.3075
1363 | Cane Run | 5 | 1363¦5 | KY | 209.4 | 921730.6667 | 4.8291 | 4.8291 | 4.8291 | 4.8291 | 4.8291 | 24.2768 | 31.4825 | 42.4899 | 42.4899 | 42.4899 | 42.4899 | 42.4899 | 42.4899 | 42.4899 | 42.4899 | 42.4899 | 42.4899 | 42.4899 | 42.4899 | 42.4899
1363 | Cane Run | 6 | 1363¦6 | KY | 272 | 947026.3333 | 4.6879 | 4.6879 | 4.6879 | 4.6879 | 4.6879 | 27.4052 | 35.9863 | 48.7643 | 48.7643 | 48.7643 | 48.7643 | 48.7643 | 48.7643 | 48.7643 | 48.7643 | 48.7643 | 48.7643 | 48.7643 | 48.7643 | 48.7643
1364 | Mill Creek (KY) | 1 | 1364¦1 | KY | 355.5 | 1815629.6667 | 3.5014 | 3.5014 | 3.5014 | 3.5014 | 3.5014 | 13.7281 | 19.3171 | 27.8668 | 27.8668 | 27.8668 | 27.8668 | 27.8668 | 27.8668 | 27.8668 | 27.8668 | 27.8668 | 27.8668 | 27.8668 | 27.8668 | 27.8668
1364 | Mill Creek (KY) | 2 | 1364¦2 | KY | 355.5 | 1702294.6667 | 3.9165 | 3.9165 | 3.9165 | 3.9165 | 3.9165 | 11.0612 | 16.9938 | 26.0373 | 26.0373 | 26.0373 | 26.0373 | 26.0373 | 26.0373 | 26.0373 | 26.0373 | 26.0373 | 26.0373 | 26.0373 | 26.0373 | 26.0373
1364 | Mill Creek (KY) | 3 | 1364¦3 | KY | 462.6 | 2498904.3333 | 4.6919 | 4.6919 | 4.6919 | 4.6919 | 4.6919 | 10.3628 | 15.4321 | 15.4321 | 15.4321 | 15.4321 | 15.4321 | 15.4321 | 15.4321 | 15.4321 | 15.4321 | 15.4321 | 15.4321 | 15.4321 | 15.4321 | 15.4321
1364 | Mill Creek (KY) | 4 | 1364¦4 | KY | 543.6 | 2437565.6667 | 5.3978 | 5.3978 | 5.3978 | 5.3978 | 5.3978 | 11.7585 | 11.7585 | 11.7585 | 11.7585 | 11.7585 | 11.7585 | 11.7585 | 11.7585 | 11.7585 | 11.7585 | 11.7585 | 11.7585 | 11.7585 | 11.7585 | 11.7585
6071 | Trimble County | 1 | 6071¦1 | KY | 566.1 | 3639324.3333 | 4.2109 | 4.2109 | 4.2109 | 4.2109 | 4.2109 | 9.0881 | 9.0881 | 9.0881 | 9.0881 | 9.0881 | 9.0881 | 9.0881 | 9.0881 | 9.0881 | 9.0881 | 9.0881 | 9.0881 | 9.0881 | 9.0881 | 9.0881
6071 | Trimble County | 2 | 6071¦2 | KY | 834 | 3979542.5 | 3.9842 | 3.9842 | 3.9842 | 3.9842 | 3.9842 | 9.7991 | 9.7991 | 9.7991 | 9.7991 | 9.7991 | 9.7991 | 9.7991 | 9.7991 | 9.7991 | 9.7991 | 9.7991 | 9.7991 | 9.7991 | 9.7991 | 9.7991
6055 | Big Cajun 2 | 1 | 6055¦1 | LA | 657.9 | 3541690.3333 | 1.4788 | 1.4788 | 1.4788 | 1.4788 | 1.4788 | 5.2533 | 20.2827 | 28.0032 | 28.0032 | 28.0032 | 28.0032 | 28.0032 | 28.0032 | 28.0032 | 28.0032 | 28.0032 | 28.0032 | 28.0032 | 28.0032 | 28.0032
6055 | Big Cajun 2 | 2 | 6055¦2 | LA | 626 | 3347438.3333 | 1.4981 | 1.4981 | 1.4981 | 1.4981 | 1.4981 | 5.3803 | 20.5609 | 28.3627 | 28.3627 | 28.3627 | 28.3627 | 28.3627 | 28.3627 | 28.3627 | 28.3627 | 28.3627 | 28.3627 | 28.3627 | 28.3627 | 28.3627
6055 | Big Cajun 2 | 3 | 6055¦3 | LA | 619 | 3783557.6667 | 1.3495 | 1.3495 | 1.3495 | 1.3495 | 1.3495 | 7.4311 | 24.2441 | 31.1658 | 31.1658 | 31.1658 | 31.1658 | 31.1658 | 31.1658 | 31.1658 | 31.1658 | 31.1658 | 31.1658 | 31.1658 | 31.1658 | 31.1658
6179 | Fayette Power Project | 1 | 6179¦1 | TX | 615 | 3324229.6667 | 2.7905 | 2.7905 | 2.7905 | 2.7905 | 2.7905 | 11.051 | 16.2716 | 23.9104 | 23.9104 | 23.9104 | 23.9104 | 23.9104 | 23.9104 | 23.9104 | 23.9104 | 23.9104 | 23.9104 | 23.9104 | 23.9104 | 23.9104
6179 | Fayette Power Project | 2 | 6179¦2 | TX | 615 | 3427853.3333 | 2.7694 | 2.7694 | 2.7694 | 2.7694 | 2.7694 | 10.8087 | 15.8847 | 23.3153 | 23.3153 | 23.3153 | 23.3153 | 23.3153 | 23.3153 | 23.3153 | 23.3153 | 23.3153 | 23.3153 | 23.3153 | 23.3153 | 23.3153
6179 | Fayette Power Project | 3 | 6179¦3 | TX | 460 | 2610475.3333 | 2.8201 | 2.8201 | 2.8201 | 2.8201 | 2.8201 | 11.2737 | 16.5255 | 24.064 | 24.064 | 24.064 | 24.064 | 24.064 | 24.064 | 24.064 | 24.064 | 24.064 | 24.064 | 24.064 | 24.064 | 24.064
4125 | Manitowoc | 5 | 4125¦5 | WI | 22 | 38109.3333 | 1.606 | 1.606 | 1.606 | 1.606 | 1.606 | 1.606 | 1.606 | 1.606 | 1.606 | 1.606 | 1.606 | 1.606 | 1.606 | 1.606 | 1.606 | 1.606 | 1.606 | 1.606 | 1.606 | 1.606
4125 | Manitowoc | 6 | 4125¦6 | WI | 32 | 7670.6667 | 70.4486 | 70.4486 | 70.4486 | 70.4486 | 70.4486 | 1872.1045 | 2764.28 | 3157.5378 | 3157.5378 | 3157.5378 | 3157.5378 | 3157.5378 | 3157.5378 | 3157.5378 | 3157.5378 | 3157.5378 | 3157.5378 | 3157.5378 | 3157.5378 | 3157.5378
1843 | Shiras | 2 | 1843¦2 | MI | 21 | 7640.3333 | 10.7531 | 10.7531 | 10.7531 | 10.7531 | 10.7531 | 10.7531 | 10.7531 | 10.7531 | 10.7531 | 10.7531 | 10.7531 | 10.7531 | 10.7531 | 10.7531 | 10.7531 | 10.7531 | 10.7531 | 10.7531 | 10.7531 | 10.7531
1843 | Shiras | 3 | 1843¦3 | MI | 44 | 178098 | 10.4686 | 10.4686 | 10.4686 | 10.4686 | 10.4686 | 89.4001 | 89.4001 | 107.2655 | 107.2655 | 107.2655 | 107.2655 | 107.2655 | 107.2655 | 107.2655 | 107.2655 | 107.2655 | 107.2655 | 107.2655 | 107.2655 | 107.2655
2144 | Marshall (MO) | 4 | 2144¦4 | MO | 6 | 54.3333 | 7738.3403 | 7738.3403 | 7738.3403 | 7738.3403 | 7738.3403 | 7738.3403 | 7738.3403 | 7738.3403 | 7738.3403 | 7738.3403 | 7738.3403 | 7738.3403 | 7738.3403 | 7738.3403 | 7738.3403 | 7738.3403 | 7738.3403 | 7738.3403 | 7738.3403 | 7738.3403
2144 | Marshall (MO) | 5 | 2144¦5 | MO | 16.5 | 2193.3333 | 200.6118 | 200.6118 | 200.6118 | 200.6118 | 200.6118 | 200.6118 | 200.6118 | 200.6118 | 200.6118 | 200.6118 | 200.6118 | 200.6118 | 200.6118 | 200.6118 | 200.6118 | 200.6118 | 200.6118 | 200.6118 | 200.6118 | 200.6118
2790 | R M Heskett | 1 | 2790¦1 | ND | 40 | 66958.6667 | 10.762 | 10.762 | 10.762 | 10.762 | 10.762 | 146.6771 | 264.5284 | 314.4417 | 314.4417 | 314.4417 | 314.4417 | 314.4417 | 314.4417 | 314.4417 | 314.4417 | 314.4417 | 314.4417 | 314.4417 | 314.4417 | 314.4417
2790 | R M Heskett | 2 | 2790¦2 | ND | 75 | 240315.6667 | 4.0776 | 4.0776 | 4.0776 | 4.0776 | 4.0776 | 91.1382 | 153.6079 | 175.137 | 175.137 | 175.137 | 175.137 | 175.137 | 175.137 | 175.137 | 175.137 | 175.137 | 175.137 | 175.137 | 175.137 | 175.137
6089 | Lewis & Clark | 1 | 6089¦1 | MT | 50 | 184326.6667 | 14.4564 | 14.4564 | 14.4564 | 14.4564 | 14.4564 | 184.1045 | 199.9579 | 219.7766 | 219.7766 | 219.7766 | 219.7766 | 219.7766 | 219.7766 | 219.7766 | 219.7766 | 219.7766 | 219.7766 | 219.7766 | 219.7766 | 219.7766
1082 | Walter Scott Jr Energy Center | 1 | 1082¦1 | IA | 49 | 189573.6667 | 4.0718 | 4.0718 | 4.0718 | 4.0718 | 4.0718 | 42.4444 | 92.0648 | 107.5964 | 107.5964 | 107.5964 | 107.5964 | 107.5964 | 107.5964 | 107.5964 | 107.5964 | 107.5964 | 107.5964 | 107.5964 | 107.5964 | 107.5964
1082 | Walter Scott Jr Energy Center | 2 | 1082¦2 | IA | 81.6 | 438497 | 2.5392 | 2.5392 | 2.5392 | 2.5392 | 2.5392 | 22.5081 | 53.4821 | 63.4557 | 63.4557 | 63.4557 | 63.4557 | 63.4557 | 63.4557 | 63.4557 | 63.4557 | 63.4557 | 63.4557 | 63.4557 | 63.4557 | 63.4557
1082 | Walter Scott Jr Energy Center | 4 | 1082¦4 | IA | 922.5 | 5534167.6667 | 3.8109 | 3.8109 | 3.8109 | 3.8109 | 3.8109 | 7.9997 | 7.9997 | 7.9997 | 7.9997 | 7.9997 | 7.9997 | 7.9997 | 7.9997 | 7.9997 | 7.9997 | 7.9997 | 7.9997 | 7.9997 | 7.9997 | 7.9997
1091 | George Neal North | 1 | 1091¦1 | IA | 147 | 362276.6667 | 2.8254 | 2.8254 | 2.8254 | 2.8254 | 2.8254 | 33.2996 | 88.8964 | 109.5057 | 109.5057 | 109.5057 | 109.5057 | 109.5057 | 109.5057 | 109.5057 | 109.5057 | 109.5057 | 109.5057 | 109.5057 | 109.5057 | 109.5057
1091 | George Neal North | 2 | 1091¦2 | IA | 349.2 | 1117056.6667 | 1.7586 | 1.7586 | 1.7586 | 1.7586 | 1.7586 | 18.1785 | 52.4606 | 65.767 | 65.767 | 65.767 | 65.767 | 65.767 | 65.767 | 65.767 | 65.767 | 65.767 | 65.767 | 65.767 | 65.767 | 65.767
1091 | George Neal North | 3 | 1091¦3 | IA | 549.8 | 2243917.6667 | 3.0045 | 3.0045 | 3.0045 | 3.0045 | 3.0045 | 14.431 | 21.3159 | 31.4131 | 31.4131 | 31.4131 | 31.4131 | 31.4131 | 31.4131 | 31.4131 | 31.4131 | 31.4131 | 31.4131 | 31.4131 | 31.4131 | 31.4131
6664 | Louisa | 1 | 6664¦1 | IA | 811.9 | 4944709.3333 | 3.4082 | 3.4082 | 3.4082 | 3.4082 | 3.4082 | 8.2912 | 8.2912 | 15.001 | 15.001 | 15.001 | 15.001 | 15.001 | 15.001 | 15.001 | 15.001 | 15.001 | 15.001 | 15.001 | 15.001 | 15.001
384 | Joliet 29 | 7 | 384¦7 | IL | 660 | 2692437.6667 | 1.6932 | 1.6932 | 1.6932 | 1.6932 | 1.6932 | 11.9455 | 30.833 | 30.833 | 30.833 | 30.833 | 30.833 | 30.833 | 30.833 | 30.833 | 30.833 | 30.833 | 30.833 | 30.833 | 30.833 | 30.833
384 | Joliet 29 | 8 | 384¦8 | IL | 660 | 2590575.3333 | 1.6342 | 1.6342 | 1.6342 | 1.6342 | 1.6342 | 12.2839 | 31.8529 | 31.8529 | 31.8529 | 31.8529 | 31.8529 | 31.8529 | 31.8529 | 31.8529 | 31.8529 | 31.8529 | 31.8529 | 31.8529 | 31.8529 | 31.8529
874 | Joliet 9 | 6 | 874¦6 | IL | 360.4 | 1112022.3333 | 1.4692 | 1.4692 | 1.4692 | 1.4692 | 1.4692 | 27.348 | 66.1691 | 82.0091 | 82.0091 | 82.0091 | 82.0091 | 82.0091 | 82.0091 | 82.0091 | 82.0091 | 82.0091 | 82.0091 | 82.0091 | 82.0091 | 82.0091
879 | Powerton | 5 | 879¦5 | IL | 892.8 | 4237264 | 1.2268 | 1.2268 | 1.2268 | 1.2268 | 1.2268 | 5.2566 | 21.519 | 30.1348 | 30.1348 | 30.1348 | 30.1348 | 30.1348 | 30.1348 | 30.1348 | 30.1348 | 30.1348 | 30.1348 | 30.1348 | 30.1348 | 30.1348
879 | Powerton | 6 | 879¦6 | IL | 892.8 | 4108440.3333 | 1.2271 | 1.2271 | 1.2271 | 1.2271 | 1.2271 | 5.3783 | 22.0877 | 30.9395 | 30.9395 | 30.9395 | 30.9395 | 30.9395 | 30.9395 | 30.9395 | 30.9395 | 30.9395 | 30.9395 | 30.9395 | 30.9395 | 30.9395
883 | Waukegan | 7 | 883¦7 | IL | 326.4 | 1565394.3333 | 1.2606 | 1.2606 | 1.2606 | 1.2606 | 1.2606 | 14.1198 | 38.1295 | 47.4224 | 47.4224 | 47.4224 | 47.4224 | 47.4224 | 47.4224 | 47.4224 | 47.4224 | 47.4224 | 47.4224 | 47.4224 | 47.4224 | 47.4224
883 | Waukegan | 8 | 883¦8 | IL | 355.3 | 1637406.6667 | 1.2524 | 1.2524 | 1.2524 | 1.2524 | 1.2524 | 14.3163 | 38.7403 | 48.2873 | 48.2873 | 48.2873 | 48.2873 | 48.2873 | 48.2873 | 48.2873 | 48.2873 | 48.2873 | 48.2873 | 48.2873 | 48.2873 | 48.2873
884 | Will County | 3 | 884¦3 | IL | 299.2 | 1204114.6667 | 1.2786 | 1.2786 | 1.2786 | 1.2786 | 1.2786 | 15.6441 | 44.5671 | 55.7014 | 55.7014 | 55.7014 | 55.7014 | 55.7014 | 55.7014 | 55.7014 | 55.7014 | 55.7014 | 55.7014 | 55.7014 | 55.7014 | 55.7014
884 | Will County | 4 | 884¦4 | IL | 598.4 | 2523329 | 1.2137 | 1.2137 | 1.2137 | 1.2137 | 1.2137 | 12.6488 | 35.8987 | 45.5873 | 45.5873 | 45.5873 | 45.5873 | 45.5873 | 45.5873 | 45.5873 | 45.5873 | 45.5873 | 45.5873 | 45.5873 | 45.5873 | 45.5873
1571 | Chalk Point LLC | ST1 | 1571¦ST1 | MD | 364 | 1110439 | 4.7086 | 4.7086 | 4.7086 | 4.7086 | 4.7086 | 27.485 | 27.485 | 41.1438 | 41.1438 | 41.1438 | 41.1438 | 41.1438 | 41.1438 | 41.1438 | 41.1438 | 41.1438 | 41.1438 | 41.1438 | 41.1438 | 41.1438
1571 | Chalk Point LLC | ST2 | 1571¦ST2 | MD | 364 | 1103504.6667 | 4.8383 | 4.8383 | 4.8383 | 4.8383 | 4.8383 | 27.758 | 27.758 | 41.8921 | 41.8921 | 41.8921 | 41.8921 | 41.8921 | 41.8921 | 41.8921 | 41.8921 | 41.8921 | 41.8921 | 41.8921 | 41.8921 | 41.8921
1891 | Syl Laskin | 1 | 1891¦1 | MN | 58 | 144573.3333 | 16.9729 | 16.9729 | 16.9729 | 16.9729 | 16.9729 | 148.6432 | 170.7272 | 198.0285 | 198.0285 | 198.0285 | 198.0285 | 198.0285 | 198.0285 | 198.0285 | 198.0285 | 198.0285 | 198.0285 | 198.0285 | 198.0285 | 198.0285
1891 | Syl Laskin | 2 | 1891¦2 | MN | 58 | 135531.6667 | 17.9045 | 17.9045 | 17.9045 | 17.9045 | 17.9045 | 158.345 | 181.8963 | 210.9452 | 210.9452 | 210.9452 | 210.9452 | 210.9452 | 210.9452 | 210.9452 | 210.9452 | 210.9452 | 210.9452 | 210.9452 | 210.9452 | 210.9452
1893 | Clay Boswell | 1 | 1893¦1 | MN | 75 | 459395.3333 | 4.0329 | 4.0329 | 4.0329 | 4.0329 | 4.0329 | 22.4489 | 44.4939 | 44.4939 | 44.4939 | 44.4939 | 44.4939 | 44.4939 | 44.4939 | 44.4939 | 44.4939 | 44.4939 | 44.4939 | 44.4939 | 44.4939 | 44.4939
1893 | Clay Boswell | 2 | 1893¦2 | MN | 75 | 474367.3333 | 3.9943 | 3.9943 | 3.9943 | 3.9943 | 3.9943 | 21.8338 | 43.2459 | 43.2459 | 43.2459 | 43.2459 | 43.2459 | 43.2459 | 43.2459 | 43.2459 | 43.2459 | 43.2459 | 43.2459 | 43.2459 | 43.2459 | 43.2459
1893 | Clay Boswell | 3 | 1893¦3 | MN | 364.5 | 2419883.6667 | 4.3287 | 4.3287 | 4.3287 | 4.3287 | 4.3287 | 10.7575 | 10.7575 | 10.7575 | 10.7575 | 10.7575 | 10.7575 | 10.7575 | 10.7575 | 10.7575 | 10.7575 | 10.7575 | 10.7575 | 10.7575 | 10.7575 | 10.7575
1893 | Clay Boswell | 4 | 1893¦4 | MN | 558 | 4094553.3333 | 3.2522 | 3.2522 | 3.2522 | 3.2522 | 3.2522 | 8.3286 | 12.3039 | 12.3039 | 12.3039 | 12.3039 | 12.3039 | 12.3039 | 12.3039 | 12.3039 | 12.3039 | 12.3039 | 12.3039 | 12.3039 | 12.3039 | 12.3039
10075 | Taconite Harbor Energy Center | GEN1 | 10075¦GEN1 | MN | 84 | 335649 | 9.8038 | 9.8038 | 9.8038 | 9.8038 | 9.8038 | 47.8329 | 91.0819 | 91.0819 | 91.0819 | 91.0819 | 91.0819 | 91.0819 | 91.0819 | 91.0819 | 91.0819 | 91.0819 | 91.0819 | 91.0819 | 91.0819 | 91.0819
10075 | Taconite Harbor Energy Center | GEN2 | 10075¦GEN2 | MN | 84 | 271927 | 8.66 | 8.66 | 8.66 | 8.66 | 8.66 | 55.564 | 108.4322 | 108.4322 | 108.4322 | 108.4322 | 108.4322 | 108.4322 | 108.4322 | 108.4322 | 108.4322 | 108.4322 | 108.4322 | 108.4322 | 108.4322 | 108.4322
10075 | Taconite Harbor Energy Center | GEN3 | 10075¦GEN3 | MN | 84 | 401316.3333 | 2.8503 | 2.8503 | 2.8503 | 2.8503 | 2.8503 | 34.6939 | 71.5992 | 84.5583 | 84.5583 | 84.5583 | 84.5583 | 84.5583 | 84.5583 | 84.5583 | 84.5583 | 84.5583 | 84.5583 | 84.5583 | 84.5583 | 84.5583
1572 | Dickerson | 2 | 1572¦2 | MD | 196 | 342732 | 10.419 | 10.419 | 10.419 | 10.419 | 10.419 | 62.0443 | 62.0443 | 62.0443 | 62.0443 | 62.0443 | 62.0443 | 62.0443 | 62.0443 | 62.0443 | 62.0443 | 62.0443 | 62.0443 | 62.0443 | 62.0443 | 62.0443
1572 | Dickerson | 3 | 1572¦3 | MD | 196 | 390834 | 9.5766 | 9.5766 | 9.5766 | 9.5766 | 9.5766 | 54.8673 | 54.8673 | 54.8673 | 54.8673 | 54.8673 | 54.8673 | 54.8673 | 54.8673 | 54.8673 | 54.8673 | 54.8673 | 54.8673 | 54.8673 | 54.8673 | 54.8673
1572 | Dickerson | ST1 | 1572¦ST1 | MD | 196 | 370045.6667 | 9.9228 | 9.9228 | 9.9228 | 9.9228 | 9.9228 | 57.7491 | 57.7491 | 57.7491 | 57.7491 | 57.7491 | 57.7491 | 57.7491 | 57.7491 | 57.7491 | 57.7491 | 57.7491 | 57.7491 | 57.7491 | 57.7491 | 57.7491
1573 | Morgantown Generating Plant | ST1 | 1573¦ST1 | MD | 626 | 2464984 | 3.7463 | 3.7463 | 3.7463 | 3.7463 | 3.7463 | 16.3152 | 22.3969 | 22.3969 | 22.3969 | 22.3969 | 22.3969 | 22.3969 | 22.3969 | 22.3969 | 22.3969 | 22.3969 | 22.3969 | 22.3969 | 22.3969 | 22.3969
1573 | Morgantown Generating Plant | ST2 | 1573¦ST2 | MD | 626 | 2620340.6667 | 3.6833 | 3.6833 | 3.6833 | 3.6833 | 3.6833 | 15.5156 | 21.2619 | 21.2619 | 21.2619 | 21.2619 | 21.2619 | 21.2619 | 21.2619 | 21.2619 | 21.2619 | 21.2619 | 21.2619 | 21.2619 | 21.2619 | 21.2619
2823 | Milton R Young | 1 | 2823¦1 | ND | 257 | 1800554.3333 | 4.4366 | 4.4366 | 4.4366 | 4.4366 | 4.4366 | 15.3713 | 20.7037 | 20.7037 | 20.7037 | 20.7037 | 20.7037 | 20.7037 | 20.7037 | 20.7037 | 20.7037 | 20.7037 | 20.7037 | 20.7037 | 20.7037 | 20.7037
2823 | Milton R Young | 2 | 2823¦2 | ND | 477 | 2842899.3333 | 4.0345 | 4.0345 | 4.0345 | 4.0345 | 4.0345 | 15.1184 | 20.6716 | 20.6716 | 20.6716 | 20.6716 | 20.6716 | 20.6716 | 20.6716 | 20.6716 | 20.6716 | 20.6716 | 20.6716 | 20.6716 | 20.6716 | 20.6716
2049 | Jack Watson | 4 | 2049¦4 | MS | 299.2 | 877397.3333 | 1.7675 | 1.7675 | 1.7675 | 1.7675 | 1.7675 | 21.5786 | 64.7481 | 80.3828 | 80.3828 | 80.3828 | 80.3828 | 80.3828 | 80.3828 | 80.3828 | 80.3828 | 80.3828 | 80.3828 | 80.3828 | 80.3828 | 80.3828
2049 | Jack Watson | 5 | 2049¦5 | MS | 578 | 2188478.6667 | 1.5319 | 1.5319 | 1.5319 | 1.5319 | 1.5319 | 9.7214 | 39.8236 | 51.1737 | 51.1737 | 51.1737 | 51.1737 | 51.1737 | 51.1737 | 51.1737 | 51.1737 | 51.1737 | 51.1737 | 51.1737 | 51.1737 | 51.1737
6073 | Victor J Daniel Jr | 1 | 6073¦1 | MS | 548.3 | 1190557.3333 | 4.8678 | 4.8678 | 4.8678 | 4.8678 | 4.8678 | 21.35 | 33.9605 | 52.2107 | 52.2107 | 52.2107 | 52.2107 | 52.2107 | 52.2107 | 52.2107 | 52.2107 | 52.2107 | 52.2107 | 52.2107 | 52.2107 | 52.2107
6073 | Victor J Daniel Jr | 2 | 6073¦2 | MS | 548.3 | 1184437.6667 | 4.8877 | 4.8877 | 4.8877 | 4.8877 | 4.8877 | 21.4543 | 34.1277 | 52.4719 | 52.4719 | 52.4719 | 52.4719 | 52.4719 | 52.4719 | 52.4719 | 52.4719 | 52.4719 | 52.4719 | 52.4719 | 52.4719 | 52.4719
3943 | FirstEnergy Fort Martin Power Station | 1 | 3943¦1 | WV | 576 | 3569979.6667 | 3.4639 | 3.4639 | 3.4639 | 3.4639 | 3.4639 | 9.1633 | 13.2799 | 13.2799 | 13.2799 | 13.2799 | 13.2799 | 13.2799 | 13.2799 | 13.2799 | 13.2799 | 13.2799 | 13.2799 | 13.2799 | 13.2799 | 13.2799
3943 | FirstEnergy Fort Martin Power Station | 2 | 3943¦2 | WV | 576 | 3190878.6667 | 3.9951 | 3.9951 | 3.9951 | 3.9951 | 3.9951 | 10.3355 | 14.8908 | 14.8908 | 14.8908 | 14.8908 | 14.8908 | 14.8908 | 14.8908 | 14.8908 | 14.8908 | 14.8908 | 14.8908 | 14.8908 | 14.8908 | 14.8908
4259 | Endicott Station | 1 | 4259¦1 | MI | 55 | 128869 | 22.2405 | 22.2405 | 22.2405 | 22.2405 | 22.2405 | 257.879 | 278.8243 | 309.0193 | 309.0193 | 309.0193 | 309.0193 | 309.0193 | 309.0193 | 309.0193 | 309.0193 | 309.0193 | 309.0193 | 309.0193 | 309.0193 | 309.0193
1167 | Muscatine Plant #1 | 7 | 1167¦7 | IA | 25 | 43633 | 13.0653 | 13.0653 | 13.0653 | 13.0653 | 13.0653 | 171.2404 | 354.1774 | 414.8677 | 414.8677 | 414.8677 | 414.8677 | 414.8677 | 414.8677 | 414.8677 | 414.8677 | 414.8677 | 414.8677 | 414.8677 | 414.8677 | 414.8677
1167 | Muscatine Plant #1 | 8 | 1167¦8 | IA | 75 | 85805.3333 | 8.1845 | 8.1845 | 8.1845 | 8.1845 | 8.1845 | 146.0488 | 325.4654 | 392.8455 | 392.8455 | 392.8455 | 392.8455 | 392.8455 | 392.8455 | 392.8455 | 392.8455 | 392.8455 | 392.8455 | 392.8455 | 392.8455 | 392.8455
1167 | Muscatine Plant #1 | 9 | 1167¦9 | IA | 175.5 | 685744 | 6.1377 | 6.1377 | 6.1377 | 6.1377 | 6.1377 | 48.2281 | 60.3452 | 77.3586 | 77.3586 | 77.3586 | 77.3586 | 77.3586 | 77.3586 | 77.3586 | 77.3586 | 77.3586 | 77.3586 | 77.3586 | 77.3586 | 77.3586
2549 | C R Huntley Generating Station | 67 | 2549¦67 | NY | 200 | 470945.6667 | 10.4597 | 10.4597 | 10.4597 | 10.4597 | 10.4597 | 50.7457 | 91.4746 | 91.4746 | 91.4746 | 91.4746 | 91.4746 | 91.4746 | 91.4746 | 91.4746 | 91.4746 | 91.4746 | 91.4746 | 91.4746 | 91.4746 | 91.4746
2549 | C R Huntley Generating Station | S68 | 2549¦S68 | NY | 200 | 524396.3333 | 10.202 | 10.202 | 10.202 | 10.202 | 10.202 | 43.7661 | 80.464 | 80.464 | 80.464 | 80.464 | 80.464 | 80.464 | 80.464 | 80.464 | 80.464 | 80.464 | 80.464 | 80.464 | 80.464 | 80.464
2277 | Sheldon | 1 | 2277¦1 | NE | 108.8 | 544816.6667 | 3.9239 | 3.9239 | 3.9239 | 3.9239 | 3.9239 | 28.9 | 53.008 | 65.3341 | 65.3341 | 65.3341 | 65.3341 | 65.3341 | 65.3341 | 65.3341 | 65.3341 | 65.3341 | 65.3341 | 65.3341 | 65.3341 | 65.3341
2277 | Sheldon | 2 | 2277¦2 | NE | 119.9 | 590094.3333 | 3.78 | 3.78 | 3.78 | 3.78 | 3.78 | 28.1942 | 51.8845 | 63.4403 | 63.4403 | 63.4403 | 63.4403 | 63.4403 | 63.4403 | 63.4403 | 63.4403 | 63.4403 | 63.4403 | 63.4403 | 63.4403 | 63.4403
6077 | Gerald Gentleman | 1 | 6077¦1 | NE | 681.3 | 4685315.6667 | 1.8002 | 1.8002 | 1.8002 | 1.8002 | 1.8002 | 7.8679 | 15.8226 | 21.9508 | 21.9508 | 21.9508 | 21.9508 | 21.9508 | 21.9508 | 21.9508 | 21.9508 | 21.9508 | 21.9508 | 21.9508 | 21.9508 | 21.9508
6077 | Gerald Gentleman | 2 | 6077¦2 | NE | 681.3 | 4444594.3333 | 1.814 | 1.814 | 1.814 | 1.814 | 1.814 | 8.202 | 16.4962 | 22.7869 | 22.7869 | 22.7869 | 22.7869 | 22.7869 | 22.7869 | 22.7869 | 22.7869 | 22.7869 | 22.7869 | 22.7869 | 22.7869 | 22.7869
2324 | Reid Gardner | 1 | 2324¦1 | NV | 114 | 303067.3333 | 11.7395 | 11.7395 | 11.7395 | 11.7395 | 11.7395 | 56.3516 | 56.3516 | 77.2237 | 77.2237 | 77.2237 | 77.2237 | 77.2237 | 77.2237 | 77.2237 | 77.2237 | 77.2237 | 77.2237 | 77.2237 | 77.2237 | 77.2237
2324 | Reid Gardner | 2 | 2324¦2 | NV | 114 | 262999.6667 | 12.6746 | 12.6746 | 12.6746 | 12.6746 | 12.6746 | 64.0451 | 64.0451 | 87.5293 | 87.5293 | 87.5293 | 87.5293 | 87.5293 | 87.5293 | 87.5293 | 87.5293 | 87.5293 | 87.5293 | 87.5293 | 87.5293 | 87.5293
2324 | Reid Gardner | 3 | 2324¦3 | NV | 114 | 223949.6667 | 6.6686 | 6.6686 | 6.6686 | 6.6686 | 6.6686 | 46.2778 | 101.4282 | 128.758 | 128.758 | 128.758 | 128.758 | 128.758 | 128.758 | 128.758 | 128.758 | 128.758 | 128.758 | 128.758 | 128.758 | 128.758
2324 | Reid Gardner | 4 | 2324¦4 | NV | 294.8 | 929649 | 3.1248 | 3.1248 | 3.1248 | 3.1248 | 3.1248 | 18.0702 | 43.6422 | 58.4969 | 58.4969 | 58.4969 | 58.4969 | 58.4969 | 58.4969 | 58.4969 | 58.4969 | 58.4969 | 58.4969 | 58.4969 | 58.4969 | 58.4969
2554 | Dunkirk Generating Plant | 1 | 2554¦1 | NY | 96 | 75015.3333 | 40.2027 | 40.2027 | 40.2027 | 40.2027 | 40.2027 | 175.4165 | 342.0897 | 416.5613 | 416.5613 | 416.5613 | 416.5613 | 416.5613 | 416.5613 | 416.5613 | 416.5613 | 416.5613 | 416.5613 | 416.5613 | 416.5613 | 416.5613
2554 | Dunkirk Generating Plant | 2 | 2554¦2 | NY | 96 | 287718 | 10.3753 | 10.3753 | 10.3753 | 10.3753 | 10.3753 | 45.6313 | 86.2321 | 104.2938 | 104.2938 | 104.2938 | 104.2938 | 104.2938 | 104.2938 | 104.2938 | 104.2938 | 104.2938 | 104.2938 | 104.2938 | 104.2938 | 104.2938
2554 | Dunkirk Generating Plant | 3 | 2554¦3 | NY | 217.6 | 72409.6667 | 43.3077 | 43.3077 | 43.3077 | 43.3077 | 43.3077 | 237.6341 | 529.8884 | 678.716 | 678.716 | 678.716 | 678.716 | 678.716 | 678.716 | 678.716 | 678.716 | 678.716 | 678.716 | 678.716 | 678.716 | 678.716
2554 | Dunkirk Generating Plant | ST4 | 2554¦ST4 | NY | 217.6 | 41654.6667 | 55.8738 | 55.8738 | 55.8738 | 55.8738 | 55.8738 | 393.5638 | 897.2132 | 1154.9529 | 1154.9529 | 1154.9529 | 1154.9529 | 1154.9529 | 1154.9529 | 1154.9529 | 1154.9529 | 1154.9529 | 1154.9529 | 1154.9529 | 1154.9529 | 1154.9529
995 | Bailly | 7 | 995¦7 | IN | 190.4 | 704147.6667 | 5.0518 | 5.0518 | 5.0518 | 5.0518 | 5.0518 | 29.634 | 38.446 | 51.1152 | 51.1152 | 51.1152 | 51.1152 | 51.1152 | 51.1152 | 51.1152 | 51.1152 | 51.1152 | 51.1152 | 51.1152 | 51.1152 | 51.1152
995 | Bailly | 8 | 995¦8 | IN | 413.1 | 1372385.6667 | 3.5749 | 3.5749 | 3.5749 | 3.5749 | 3.5749 | 26.003 | 34.4872 | 46.9047 | 46.9047 | 46.9047 | 46.9047 | 46.9047 | 46.9047 | 46.9047 | 46.9047 | 46.9047 | 46.9047 | 46.9047 | 46.9047 | 46.9047
997 | Michigan City | 12 | 997¦12 | IN | 540 | 2367749.6667 | 12.7919 | 12.7919 | 12.7919 | 12.7919 | 12.7919 | 22.4463 | 46.4181 | 46.4181 | 46.4181 | 46.4181 | 46.4181 | 46.4181 | 46.4181 | 46.4181 | 46.4181 | 46.4181 | 46.4181 | 46.4181 | 46.4181 | 46.4181
6085 | R M Schahfer | 14 | 6085¦14 | IN | 540 | 1361275.6667 | 5.6718 | 5.6718 | 5.6718 | 5.6718 | 5.6718 | 15.931 | 27.511 | 27.511 | 27.511 | 27.511 | 27.511 | 27.511 | 27.511 | 27.511 | 27.511 | 27.511 | 27.511 | 27.511 | 27.511 | 27.511
6085 | R M Schahfer | 15 | 6085¦15 | IN | 556.4 | 2168872.6667 | 4.008 | 4.008 | 4.008 | 4.008 | 4.008 | 10.6243 | 18.2285 | 29.2581 | 29.2581 | 29.2581 | 29.2581 | 29.2581 | 29.2581 | 29.2581 | 29.2581 | 29.2581 | 29.2581 | 29.2581 | 29.2581 | 29.2581
6085 | R M Schahfer | 17 | 6085¦17 | IN | 423.5 | 1452162.6667 | 3.8361 | 3.8361 | 3.8361 | 3.8361 | 3.8361 | 12.2805 | 20.6242 | 33.0135 | 33.0135 | 33.0135 | 33.0135 | 33.0135 | 33.0135 | 33.0135 | 33.0135 | 33.0135 | 33.0135 | 33.0135 | 33.0135 | 33.0135
6085 | R M Schahfer | 18 | 6085¦18 | IN | 423.5 | 1965950.3333 | 3.3605 | 3.3605 | 3.3605 | 3.3605 | 3.3605 | 9.6441 | 15.9207 | 25.3498 | 25.3498 | 25.3498 | 25.3498 | 25.3498 | 25.3498 | 25.3498 | 25.3498 | 25.3498 | 25.3498 | 25.3498 | 25.3498 | 25.3498
1904 | Black Dog | 3 | 1904¦3 | MN | 113.6 | 481302.3333 | 2.4838 | 2.4838 | 2.4838 | 2.4838 | 2.4838 | 32.7642 | 68.8367 | 82.6611 | 82.6611 | 82.6611 | 82.6611 | 82.6611 | 82.6611 | 82.6611 | 82.6611 | 82.6611 | 82.6611 | 82.6611 | 82.6611 | 82.6611
1904 | Black Dog | 4 | 1904¦4 | MN | 163.2 | 799255 | 2.0064 | 2.0064 | 2.0064 | 2.0064 | 2.0064 | 25.0759 | 53.5055 | 65.0289 | 65.0289 | 65.0289 | 65.0289 | 65.0289 | 65.0289 | 65.0289 | 65.0289 | 65.0289 | 65.0289 | 65.0289 | 65.0289 | 65.0289
1915 | Allen S King | 1 | 1915¦1 | MN | 598.4 | 2962049.6667 | 3.975 | 3.975 | 3.975 | 3.975 | 3.975 | 15.3785 | 15.3785 | 15.3785 | 15.3785 | 15.3785 | 15.3785 | 15.3785 | 15.3785 | 15.3785 | 15.3785 | 15.3785 | 15.3785 | 15.3785 | 15.3785 | 15.3785
3982 | Bay Front | 4 | 3982¦4 | WI | 20 | 194112 | 0.6978 | 0.6978 | 0.6978 | 0.6978 | 0.6978 | 0.6978 | 0.6978 | 0.6978 | 0.6978 | 0.6978 | 0.6978 | 0.6978 | 0.6978 | 0.6978 | 0.6978 | 0.6978 | 0.6978 | 0.6978 | 0.6978 | 0.6978
6090 | Sherburne County | 3 | 6090¦3 | MN | 938.7 | 1814454.6667 | 4.2614 | 4.2614 | 4.2614 | 4.2614 | 4.2614 | 17.9148 | 17.9148 | 36.7046 | 36.7046 | 36.7046 | 36.7046 | 36.7046 | 36.7046 | 36.7046 | 36.7046 | 36.7046 | 36.7046 | 36.7046 | 36.7046 | 36.7046
2876 | Kyger Creek | 1 | 2876¦1 | OH | 217.3 | 973223.6667 | 5.6329 | 5.6329 | 5.6329 | 5.6329 | 5.6329 | 21.2943 | 27.9138 | 27.9138 | 27.9138 | 27.9138 | 27.9138 | 27.9138 | 27.9138 | 27.9138 | 27.9138 | 27.9138 | 27.9138 | 27.9138 | 27.9138 | 27.9138
2876 | Kyger Creek | 2 | 2876¦2 | OH | 217.3 | 1023412.6667 | 5.5711 | 5.5711 | 5.5711 | 5.5711 | 5.5711 | 20.4762 | 26.792 | 26.792 | 26.792 | 26.792 | 26.792 | 26.792 | 26.792 | 26.792 | 26.792 | 26.792 | 26.792 | 26.792 | 26.792 | 26.792
2876 | Kyger Creek | 3 | 2876¦3 | OH | 217.3 | 1000951.3333 | 5.5747 | 5.5747 | 5.5747 | 5.5747 | 5.5747 | 20.8085 | 27.2565 | 27.2565 | 27.2565 | 27.2565 | 27.2565 | 27.2565 | 27.2565 | 27.2565 | 27.2565 | 27.2565 | 27.2565 | 27.2565 | 27.2565 | 27.2565
2876 | Kyger Creek | 4 | 2876¦4 | OH | 217.3 | 1061997.3333 | 5.4654 | 5.4654 | 5.4654 | 5.4654 | 5.4654 | 19.8376 | 25.9393 | 25.9393 | 25.9393 | 25.9393 | 25.9393 | 25.9393 | 25.9393 | 25.9393 | 25.9393 | 25.9393 | 25.9393 | 25.9393 | 25.9393 | 25.9393
2876 | Kyger Creek | 5 | 2876¦5 | OH | 217.3 | 1044257.3333 | 5.4954 | 5.4954 | 5.4954 | 5.4954 | 5.4954 | 20.1076 | 26.3058 | 26.3058 | 26.3058 | 26.3058 | 26.3058 | 26.3058 | 26.3058 | 26.3058 | 26.3058 | 26.3058 | 26.3058 | 26.3058 | 26.3058 | 26.3058
2952 | Muskogee | 4 | 2952¦4 | OK | 572 | 2479713 | 1.6446 | 1.6446 | 1.6446 | 1.6446 | 1.6446 | 6.8453 | 29.9179 | 39.9474 | 39.9474 | 39.9474 | 39.9474 | 39.9474 | 39.9474 | 39.9474 | 39.9474 | 39.9474 | 39.9474 | 39.9474 | 39.9474 | 39.9474
2952 | Muskogee | 5 | 2952¦5 | OK | 572 | 2923155.6667 | 1.5779 | 1.5779 | 1.5779 | 1.5779 | 1.5779 | 6.0104 | 25.9044 | 34.2659 | 34.2659 | 34.2659 | 34.2659 | 34.2659 | 34.2659 | 34.2659 | 34.2659 | 34.2659 | 34.2659 | 34.2659 | 34.2659 | 34.2659
2952 | Muskogee | 6 | 2952¦6 | OK | 572 | 2255360 | 1.6883 | 1.6883 | 1.6883 | 1.6883 | 1.6883 | 7.3927 | 32.5513 | 43.4991 | 43.4991 | 43.4991 | 43.4991 | 43.4991 | 43.4991 | 43.4991 | 43.4991 | 43.4991 | 43.4991 | 43.4991 | 43.4991 | 43.4991
6095 | Sooner | 1 | 6095¦1 | OK | 569 | 2937377.6667 | 3.4391 | 3.4391 | 3.4391 | 3.4391 | 3.4391 | 8.8301 | 14.4318 | 22.6824 | 22.6824 | 22.6824 | 22.6824 | 22.6824 | 22.6824 | 22.6824 | 22.6824 | 22.6824 | 22.6824 | 22.6824 | 22.6824 | 22.6824
6095 | Sooner | 2 | 6095¦2 | OK | 569 | 2940089 | 3.4528 | 3.4528 | 3.4528 | 3.4528 | 3.4528 | 8.839 | 14.4359 | 22.6439 | 22.6439 | 22.6439 | 22.6439 | 22.6439 | 22.6439 | 22.6439 | 22.6439 | 22.6439 | 22.6439 | 22.6439 | 22.6439 | 22.6439
2291 | North Omaha | 1 | 2291¦1 | NE | 73.5 | 384230.3333 | 2.8648 | 2.8648 | 2.8648 | 2.8648 | 2.8648 | 25.812 | 60.5723 | 72.3479 | 72.3479 | 72.3479 | 72.3479 | 72.3479 | 72.3479 | 72.3479 | 72.3479 | 72.3479 | 72.3479 | 72.3479 | 72.3479 | 72.3479
2291 | North Omaha | 2 | 2291¦2 | NE | 108.8 | 580325.6667 | 2.3488 | 2.3488 | 2.3488 | 2.3488 | 2.3488 | 20.7699 | 51.2121 | 61.9677 | 61.9677 | 61.9677 | 61.9677 | 61.9677 | 61.9677 | 61.9677 | 61.9677 | 61.9677 | 61.9677 | 61.9677 | 61.9677 | 61.9677
2291 | North Omaha | 3 | 2291¦3 | NE | 108.8 | 550876 | 2.3971 | 2.3971 | 2.3971 | 2.3971 | 2.3971 | 21.7947 | 53.7331 | 64.9934 | 64.9934 | 64.9934 | 64.9934 | 64.9934 | 64.9934 | 64.9934 | 64.9934 | 64.9934 | 64.9934 | 64.9934 | 64.9934 | 64.9934
2291 | North Omaha | 4 | 2291¦4 | NE | 136 | 662505 | 2.2088 | 2.2088 | 2.2088 | 2.2088 | 2.2088 | 20.1912 | 51.2223 | 62.4513 | 62.4513 | 62.4513 | 62.4513 | 62.4513 | 62.4513 | 62.4513 | 62.4513 | 62.4513 | 62.4513 | 62.4513 | 62.4513 | 62.4513
2291 | North Omaha | 5 | 2291¦5 | NE | 217.6 | 955058 | 1.9167 | 1.9167 | 1.9167 | 1.9167 | 1.9167 | 18.2407 | 48.2798 | 59.7817 | 59.7817 | 59.7817 | 59.7817 | 59.7817 | 59.7817 | 59.7817 | 59.7817 | 59.7817 | 59.7817 | 59.7817 | 59.7817 | 59.7817
6096 | Nebraska City | 1 | 6096¦1 | NE | 651.6 | 4518911 | 1.2183 | 1.2183 | 1.2183 | 1.2183 | 1.2183 | 7.2332 | 19.0435 | 24.8934 | 24.8934 | 24.8934 | 24.8934 | 24.8934 | 24.8934 | 24.8934 | 24.8934 | 24.8934 | 24.8934 | 24.8934 | 24.8934 | 24.8934
6096 | Nebraska City | 2 | 6096¦2 | NE | 738 | 4834070.6667 | 3.8174 | 3.8174 | 3.8174 | 3.8174 | 3.8174 | 7.2802 | 7.2802 | 7.2802 | 7.2802 | 7.2802 | 7.2802 | 7.2802 | 7.2802 | 7.2802 | 7.2802 | 7.2802 | 7.2802 | 7.2802 | 7.2802 | 7.2802
2836 | Avon Lake | 7 | 2836¦7 | OH | 86 | 102563.6667 | 6.0312 | 6.0312 | 6.0312 | 6.0312 | 6.0312 | 96.5276 | 230.5127 | 274.0606 | 274.0606 | 274.0606 | 274.0606 | 274.0606 | 274.0606 | 274.0606 | 274.0606 | 274.0606 | 274.0606 | 274.0606 | 274.0606 | 274.0606
2836 | Avon Lake | 9 | 2836¦9 | OH | 680 | 2458904 | 1.2353 | 1.2353 | 1.2353 | 1.2353 | 1.2353 | 15.0325 | 39.036 | 49.8552 | 49.8552 | 49.8552 | 49.8552 | 49.8552 | 49.8552 | 49.8552 | 49.8552 | 49.8552 | 49.8552 | 49.8552 | 49.8552 | 49.8552
3138 | New Castle Plant | 3 | 3138¦3 | PA | 98 | 99963.6667 | 6.5072 | 6.5072 | 6.5072 | 6.5072 | 6.5072 | 128.0466 | 287.4535 | 338.5824 | 338.5824 | 338.5824 | 338.5824 | 338.5824 | 338.5824 | 338.5824 | 338.5824 | 338.5824 | 338.5824 | 338.5824 | 338.5824 | 338.5824
3138 | New Castle Plant | 4 | 3138¦4 | PA | 114 | 97546 | 8.2645 | 8.2645 | 8.2645 | 8.2645 | 8.2645 | 143.3358 | 323.2728 | 323.2728 | 323.2728 | 323.2728 | 323.2728 | 323.2728 | 323.2728 | 323.2728 | 323.2728 | 323.2728 | 323.2728 | 323.2728 | 323.2728 | 323.2728
3138 | New Castle Plant | 5 | 3138¦5 | PA | 136 | 158879.3333 | 6.3187 | 6.3187 | 6.3187 | 6.3187 | 6.3187 | 98.3311 | 225.1151 | 225.1151 | 225.1151 | 225.1151 | 225.1151 | 225.1151 | 225.1151 | 225.1151 | 225.1151 | 225.1151 | 225.1151 | 225.1151 | 225.1151 | 225.1151
8226 | Cheswick Power Plant | 1 | 8226¦1 | PA | 637 | 2720132.6667 | 4.5472 | 4.5472 | 4.5472 | 4.5472 | 4.5472 | 20.4554 | 26.3323 | 26.3323 | 26.3323 | 26.3323 | 26.3323 | 26.3323 | 26.3323 | 26.3323 | 26.3323 | 26.3323 | 26.3323 | 26.3323 | 26.3323 | 26.3323
2935 | Orrville | 10 | 2935¦10 | OH | 25 | 60287.3333 | 16.7553 | 16.7553 | 16.7553 | 16.7553 | 16.7553 | 174.4372 | 301.4366 | 342.9339 | 342.9339 | 342.9339 | 342.9339 | 342.9339 | 342.9339 | 342.9339 | 342.9339 | 342.9339 | 342.9339 | 342.9339 | 342.9339 | 342.9339
2935 | Orrville | 11 | 2935¦11 | OH | 25 | 51217.6667 | 19.2527 | 19.2527 | 19.2527 | 19.2527 | 19.2527 | 204.8264 | 352.8107 | 401.3894 | 401.3894 | 401.3894 | 401.3894 | 401.3894 | 401.3894 | 401.3894 | 401.3894 | 401.3894 | 401.3894 | 401.3894 | 401.3894 | 401.3894
2935 | Orrville | 9 | 2935¦9 | OH | 22 | 23180.3333 | 17.6541 | 17.6541 | 17.6541 | 17.6541 | 17.6541 | 17.6541 | 17.6541 | 17.6541 | 17.6541 | 17.6541 | 17.6541 | 17.6541 | 17.6541 | 17.6541 | 17.6541 | 17.6541 | 17.6541 | 17.6541 | 17.6541 | 17.6541
1943 | Hoot Lake | 2 | 1943¦2 | MN | 54.4 | 206636 | 4.065 | 4.065 | 4.065 | 4.065 | 4.065 | 70.0761 | 122.9448 | 139.9207 | 139.9207 | 139.9207 | 139.9207 | 139.9207 | 139.9207 | 139.9207 | 139.9207 | 139.9207 | 139.9207 | 139.9207 | 139.9207 | 139.9207
1943 | Hoot Lake | 3 | 1943¦3 | MN | 75 | 281996.3333 | 3.3815 | 3.3815 | 3.3815 | 3.3815 | 3.3815 | 62.3344 | 110.5069 | 126.3582 | 126.3582 | 126.3582 | 126.3582 | 126.3582 | 126.3582 | 126.3582 | 126.3582 | 126.3582 | 126.3582 | 126.3582 | 126.3582 | 126.3582
8222 | Coyote | 1 | 8222¦1 | ND | 450 | 2563591 | 4.9734 | 4.9734 | 4.9734 | 4.9734 | 4.9734 | 13.8783 | 13.8783 | 23.0437 | 23.0437 | 23.0437 | 23.0437 | 23.0437 | 23.0437 | 23.0437 | 23.0437 | 23.0437 | 23.0437 | 23.0437 | 23.0437 | 23.0437
1374 | Elmer Smith | 1 | 1374¦1 | KY | 163.2 | 958589 | 7.3446 | 7.3446 | 7.3446 | 7.3446 | 7.3446 | 25.8826 | 31.6584 | 31.6584 | 31.6584 | 31.6584 | 31.6584 | 31.6584 | 31.6584 | 31.6584 | 31.6584 | 31.6584 | 31.6584 | 31.6584 | 31.6584 | 31.6584
1374 | Elmer Smith | 2 | 1374¦2 | KY | 282.1 | 1526563 | 5.0741 | 5.0741 | 5.0741 | 5.0741 | 5.0741 | 24.1056 | 29.7647 | 29.7647 | 29.7647 | 29.7647 | 29.7647 | 29.7647 | 29.7647 | 29.7647 | 29.7647 | 29.7647 | 29.7647 | 29.7647 | 29.7647 | 29.7647
3644 | Carbon | 1 | 3644¦1 | UT | 75 | 330315.3333 | 4.2291 | 4.2291 | 4.2291 | 4.2291 | 4.2291 | 41.5535 | 82.5699 | 96.2206 | 96.2206 | 96.2206 | 96.2206 | 96.2206 | 96.2206 | 96.2206 | 96.2206 | 96.2206 | 96.2206 | 96.2206 | 96.2206 | 96.2206
3644 | Carbon | 2 | 3644¦2 | UT | 113.6 | 498019.6667 | 3.2394 | 3.2394 | 3.2394 | 3.2394 | 3.2394 | 34.7841 | 71.3406 | 84.0457 | 84.0457 | 84.0457 | 84.0457 | 84.0457 | 84.0457 | 84.0457 | 84.0457 | 84.0457 | 84.0457 | 84.0457 | 84.0457 | 84.0457
4158 | Dave Johnston | 1 | 4158¦1 | WY | 113.6 | 712845.3333 | 2.1879 | 2.1879 | 2.1879 | 2.1879 | 2.1879 | 16.7483 | 42.8544 | 52.3777 | 52.3777 | 52.3777 | 52.3777 | 52.3777 | 52.3777 | 52.3777 | 52.3777 | 52.3777 | 52.3777 | 52.3777 | 52.3777 | 52.3777
4158 | Dave Johnston | 2 | 4158¦2 | WY | 113.6 | 729258.3333 | 2.1712 | 2.1712 | 2.1712 | 2.1712 | 2.1712 | 16.4077 | 42.0062 | 51.4212 | 51.4212 | 51.4212 | 51.4212 | 51.4212 | 51.4212 | 51.4212 | 51.4212 | 51.4212 | 51.4212 | 51.4212 | 51.4212 | 51.4212
4158 | Dave Johnston | 3 | 4158¦3 | WY | 229.5 | 1464087 | 4.165 | 4.165 | 4.165 | 4.165 | 4.165 | 14.477 | 14.477 | 22.6012 | 22.6012 | 22.6012 | 22.6012 | 22.6012 | 22.6012 | 22.6012 | 22.6012 | 22.6012 | 22.6012 | 22.6012 | 22.6012 | 22.6012
4158 | Dave Johnston | 4 | 4158¦4 | WY | 360 | 2222152 | 3.9919 | 3.9919 | 3.9919 | 3.9919 | 3.9919 | 10.2556 | 10.2556 | 17.8624 | 17.8624 | 17.8624 | 17.8624 | 17.8624 | 17.8624 | 17.8624 | 17.8624 | 17.8624 | 17.8624 | 17.8624 | 17.8624 | 17.8624
4162 | Naughton | 1 | 4162¦1 | WY | 163.2 | 1145035 | 2.1802 | 2.1802 | 2.1802 | 2.1802 | 2.1802 | 10.8368 | 30.3129 | 37.8875 | 37.8875 | 37.8875 | 37.8875 | 37.8875 | 37.8875 | 37.8875 | 37.8875 | 37.8875 | 37.8875 | 37.8875 | 37.8875 | 37.8875
4162 | Naughton | 2 | 4162¦2 | WY | 217.6 | 1576920.6667 | 1.9195 | 1.9195 | 1.9195 | 1.9195 | 1.9195 | 9.0879 | 26.5832 | 33.7207 | 33.7207 | 33.7207 | 33.7207 | 33.7207 | 33.7207 | 33.7207 | 33.7207 | 33.7207 | 33.7207 | 33.7207 | 33.7207 | 33.7207
4162 | Naughton | 3 | 4162¦3 | WY | 326.4 | 2463638.6667 | 3.4143 | 3.4143 | 3.4143 | 3.4143 | 3.4143 | 12.8264 | 17.1835 | 23.7321 | 23.7321 | 23.7321 | 23.7321 | 23.7321 | 23.7321 | 23.7321 | 23.7321 | 23.7321 | 23.7321 | 23.7321 | 23.7321 | 23.7321
6101 | Wyodak | 1 | 6101¦1 | WY | 362 | 2553998.3333 | 3.85 | 3.85 | 3.85 | 3.85 | 3.85 | 12.6093 | 12.6093 | 19.8506 | 19.8506 | 19.8506 | 19.8506 | 19.8506 | 19.8506 | 19.8506 | 19.8506 | 19.8506 | 19.8506 | 19.8506 | 19.8506 | 19.8506
6165 | Hunter | 1 | 6165¦1 | UT | 488.3 | 2943100.3333 | 3.2236 | 3.2236 | 3.2236 | 3.2236 | 3.2236 | 8.5406 | 8.5406 | 15.3663 | 15.3663 | 15.3663 | 15.3663 | 15.3663 | 15.3663 | 15.3663 | 15.3663 | 15.3663 | 15.3663 | 15.3663 | 15.3663 | 15.3663
6165 | Hunter | 2 | 6165¦2 | UT | 488.3 | 3209908.3333 | 3.1437 | 3.1437 | 3.1437 | 3.1437 | 3.1437 | 8.0355 | 8.0355 | 14.2726 | 14.2726 | 14.2726 | 14.2726 | 14.2726 | 14.2726 | 14.2726 | 14.2726 | 14.2726 | 14.2726 | 14.2726 | 14.2726 | 14.2726
6165 | Hunter | 3 | 6165¦3 | UT | 495.6 | 3101693.6667 | 3.1686 | 3.1686 | 3.1686 | 3.1686 | 3.1686 | 8.2688 | 8.2688 | 14.9374 | 14.9374 | 14.9374 | 14.9374 | 14.9374 | 14.9374 | 14.9374 | 14.9374 | 14.9374 | 14.9374 | 14.9374 | 14.9374 | 14.9374
8066 | Jim Bridger | 1 | 8066¦1 | WY | 577.9 | 3540732.3333 | 2.9084 | 2.9084 | 2.9084 | 2.9084 | 2.9084 | 6.7793 | 11.36 | 18.2204 | 18.2204 | 18.2204 | 18.2204 | 18.2204 | 18.2204 | 18.2204 | 18.2204 | 18.2204 | 18.2204 | 18.2204 | 18.2204 | 18.2204
8066 | Jim Bridger | 2 | 8066¦2 | WY | 577.9 | 3506403.3333 | 2.919 | 2.919 | 2.919 | 2.919 | 2.919 | 6.8256 | 11.447 | 18.3685 | 18.3685 | 18.3685 | 18.3685 | 18.3685 | 18.3685 | 18.3685 | 18.3685 | 18.3685 | 18.3685 | 18.3685 | 18.3685 | 18.3685
8066 | Jim Bridger | 3 | 8066¦3 | WY | 577.9 | 3642184.3333 | 2.8796 | 2.8796 | 2.8796 | 2.8796 | 2.8796 | 6.6489 | 11.1141 | 17.831 | 17.831 | 17.831 | 17.831 | 17.831 | 17.831 | 17.831 | 17.831 | 17.831 | 17.831 | 17.831 | 17.831 | 17.831
8066 | Jim Bridger | 4 | 8066¦4 | WY | 584 | 3463363.6667 | 2.9237 | 2.9237 | 2.9237 | 2.9237 | 2.9237 | 6.898 | 11.6075 | 18.6806 | 18.6806 | 18.6806 | 18.6806 | 18.6806 | 18.6806 | 18.6806 | 18.6806 | 18.6806 | 18.6806 | 18.6806 | 18.6806 | 18.6806
8069 | Huntington | 1 | 8069¦1 | UT | 498 | 3263492.3333 | 2.5861 | 2.5861 | 2.5861 | 2.5861 | 2.5861 | 8.6009 | 12.6337 | 18.8639 | 18.8639 | 18.8639 | 18.8639 | 18.8639 | 18.8639 | 18.8639 | 18.8639 | 18.8639 | 18.8639 | 18.8639 | 18.8639 | 18.8639
8069 | Huntington | 2 | 8069¦2 | UT | 498 | 3340212.6667 | 3.0781 | 3.0781 | 3.0781 | 3.0781 | 3.0781 | 8.9592 | 8.9592 | 15.0905 | 15.0905 | 15.0905 | 15.0905 | 15.0905 | 15.0905 | 15.0905 | 15.0905 | 15.0905 | 15.0905 | 15.0905 | 15.0905 | 15.0905
2936 | Painesville | 3 | 2936¦3 | OH | 7.5 | 190.3333 | 2139.2165 | 2139.2165 | 2139.2165 | 2139.2165 | 2139.2165 | 2139.2165 | 2139.2165 | 2139.2165 | 2139.2165 | 2139.2165 | 2139.2165 | 2139.2165 | 2139.2165 | 2139.2165 | 2139.2165 | 2139.2165 | 2139.2165 | 2139.2165 | 2139.2165 | 2139.2165
2936 | Painesville | 5 | 2936¦5 | OH | 16.5 | 1698.6667 | 240.4507 | 240.4507 | 240.4507 | 240.4507 | 240.4507 | 240.4507 | 240.4507 | 240.4507 | 240.4507 | 240.4507 | 240.4507 | 240.4507 | 240.4507 | 240.4507 | 240.4507 | 240.4507 | 240.4507 | 240.4507 | 240.4507 | 240.4507
2936 | Painesville | 7 | 2936¦7 | OH | 22 | 9789.3333 | 41.8035 | 41.8035 | 41.8035 | 41.8035 | 41.8035 | 41.8035 | 41.8035 | 41.8035 | 41.8035 | 41.8035 | 41.8035 | 41.8035 | 41.8035 | 41.8035 | 41.8035 | 41.8035 | 41.8035 | 41.8035 | 41.8035 | 41.8035
2936 | Painesville | ST2 | 2936¦ST2 | OH | 7.5 | 0.66667 | 610746.3127 | 610746.3127 | 610746.3127 | 610746.3127 | 610746.3127 | 610746.3127 | 610746.3127 | 610746.3127 | 610746.3127 | 610746.3127 | 610746.3127 | 610746.3127 | 610746.3127 | 610746.3127 | 610746.3127 | 610746.3127 | 610746.3127 | 610746.3127 | 610746.3127 | 610746.3127
50776 | Panther Creek Energy Facility | GEN1 | 50776¦GEN1 | PA | 94 | 413427 | 10.1154 | 10.1154 | 10.1154 | 10.1154 | 10.1154 | 63.735 | 93.2878 | 108.4569 | 108.4569 | 108.4569 | 108.4569 | 108.4569 | 108.4569 | 108.4569 | 108.4569 | 108.4569 | 108.4569 | 108.4569 | 108.4569 | 108.4569
564 | Stanton Energy Center | 1 | 564¦1 | FL | 464.5 | 1535275 | 3.5938 | 3.5938 | 3.5938 | 3.5938 | 3.5938 | 16.0107 | 24.0914 | 36.256 | 36.256 | 36.256 | 36.256 | 36.256 | 36.256 | 36.256 | 36.256 | 36.256 | 36.256 | 36.256 | 36.256 | 36.256
564 | Stanton Energy Center | 2 | 564¦2 | FL | 464.5 | 2217543.6667 | 4.2222 | 4.2222 | 4.2222 | 4.2222 | 4.2222 | 12.8516 | 18.5783 | 18.5783 | 18.5783 | 18.5783 | 18.5783 | 18.5783 | 18.5783 | 18.5783 | 18.5783 | 18.5783 | 18.5783 | 18.5783 | 18.5783 | 18.5783
1037 | Peru (IN) | 2 | 1037¦2 | IN | 22 | 26 | 0 | 0 | 0 | 0 | 0 | 0 | 0 | 0 | 0 | 0 | 0 | 0 | 0 | 0 | 0 | 0 | 0 | 0 | 0 | 0
1037 | Peru (IN) | 3 | 1037¦3 | IN | 12.5 | 157.6667 | 0 | 0 | 0 | 0 | 0 | 0 | 0 | 0 | 0 | 0 | 0 | 0 | 0 | 0 | 0 | 0 | 0 | 0 | 0 | 0
50974 | Scrubgrass Generating Company LP | GEN1 | 50974¦GEN1 | PA | 94.7 | 400149.6667 | 10.2629 | 10.2629 | 10.2629 | 10.2629 | 10.2629 | 65.656 | 65.656 | 65.656 | 65.656 | 65.656 | 65.656 | 65.656 | 65.656 | 65.656 | 65.656 | 65.656 | 65.656 | 65.656 | 65.656 | 65.656
6761 | Rawhide | 1 | 6761¦1 | CO | 293.6 | 2212196 | 3.1524 | 3.1524 | 3.1524 | 3.1524 | 3.1524 | 13.3424 | 13.3424 | 19.3208 | 19.3208 | 19.3208 | 19.3208 | 19.3208 | 19.3208 | 19.3208 | 19.3208 | 19.3208 | 19.3208 | 19.3208 | 19.3208 | 19.3208
2403 | PSEG Hudson Generating Station | 2 | 2403¦2 | NJ | 659.7 | 971229 | 5.5474 | 5.5474 | 5.5474 | 5.5474 | 5.5474 | 36.4435 | 36.4435 | 36.4435 | 36.4435 | 36.4435 | 36.4435 | 36.4435 | 36.4435 | 36.4435 | 36.4435 | 36.4435 | 36.4435 | 36.4435 | 36.4435 | 36.4435
2408 | PSEG Mercer Generating Station | 1 | 2408¦1 | NJ | 326.4 | 148837.6667 | 14.6915 | 14.6915 | 14.6915 | 14.6915 | 14.6915 | 162.1447 | 162.1447 | 162.1447 | 162.1447 | 162.1447 | 162.1447 | 162.1447 | 162.1447 | 162.1447 | 162.1447 | 162.1447 | 162.1447 | 162.1447 | 162.1447 | 162.1447
2408 | PSEG Mercer Generating Station | 2 | 2408¦2 | NJ | 326.4 | 199604.3333 | 11.8666 | 11.8666 | 11.8666 | 11.8666 | 11.8666 | 121.8477 | 121.8477 | 121.8477 | 121.8477 | 121.8477 | 121.8477 | 121.8477 | 121.8477 | 121.8477 | 121.8477 | 121.8477 | 121.8477 | 121.8477 | 121.8477 | 121.8477
6106 | Boardman | 1 | 6106¦1 | OR | 642.2 | 3202274 | 5.8698 | 5.8698 | 5.8698 | 5.8698 | 5.8698 | 13.258 | 28.7917 | 36.7596 | 36.7596 | 36.7596 | 36.7596 | 36.7596 | 36.7596 | 36.7596 | 36.7596 | 36.7596 | 36.7596 | 36.7596 | 36.7596 | 36.7596
2187 | J E Corette Plant | 1 | 2187¦1 | MT | 172.8 | 542221.6667 | 1.3867 | 1.3867 | 1.3867 | 1.3867 | 1.3867 | 46.2908 | 89.2124 | 104.8916 | 104.8916 | 104.8916 | 104.8916 | 104.8916 | 104.8916 | 104.8916 | 104.8916 | 104.8916 | 104.8916 | 104.8916 | 104.8916 | 104.8916
6076 | Colstrip | 1 | 6076¦1 | MT | 358 | 1874335.3333 | 3.2885 | 3.2885 | 3.2885 | 3.2885 | 3.2885 | 8.9241 | 15.2451 | 24.1432 | 24.1432 | 24.1432 | 24.1432 | 24.1432 | 24.1432 | 24.1432 | 24.1432 | 24.1432 | 24.1432 | 24.1432 | 24.1432 | 24.1432
6076 | Colstrip | 2 | 6076¦2 | MT | 358 | 1923094.3333 | 3.3213 | 3.3213 | 3.3213 | 3.3213 | 3.3213 | 8.8178 | 14.9804 | 23.6764 | 23.6764 | 23.6764 | 23.6764 | 23.6764 | 23.6764 | 23.6764 | 23.6764 | 23.6764 | 23.6764 | 23.6764 | 23.6764 | 23.6764
6076 | Colstrip | 3 | 6076¦3 | MT | 778 | 5061001.3333 | 2.5416 | 2.5416 | 2.5416 | 2.5416 | 2.5416 | 5.7716 | 10.1836 | 16.6908 | 16.6908 | 16.6908 | 16.6908 | 16.6908 | 16.6908 | 16.6908 | 16.6908 | 16.6908 | 16.6908 | 16.6908 | 16.6908 | 16.6908
6076 | Colstrip | 4 | 6076¦4 | MT | 778 | 4047817.3333 | 2.6666 | 2.6666 | 2.6666 | 2.6666 | 2.6666 | 6.6678 | 12.1659 | 20.0461 | 20.0461 | 20.0461 | 20.0461 | 20.0461 | 20.0461 | 20.0461 | 20.0461 | 20.0461 | 20.0461 | 20.0461 | 20.0461 | 20.0461
55856 | Prairie State Generating Station | PC1 | 55856¦PC1 | IL | 883 | 5339715 | 3.1596 | 3.1596 | 3.1596 | 3.1596 | 3.1596 | 7.3057 | 11.0979 | 11.0979 | 11.0979 | 11.0979 | 11.0979 | 11.0979 | 11.0979 | 11.0979 | 11.0979 | 11.0979 | 11.0979 | 11.0979 | 11.0979 | 11.0979
55856 | Prairie State Generating Station | PC2 | 55856¦PC2 | IL | 883 | 4325076 | 3.3324 | 3.3324 | 3.3324 | 3.3324 | 3.3324 | 8.3608 | 12.9436 | 12.9436 | 12.9436 | 12.9436 | 12.9436 | 12.9436 | 12.9436 | 12.9436 | 12.9436 | 12.9436 | 12.9436 | 12.9436 | 12.9436 | 12.9436
568 | Bridgeport Station | 3 | 568¦3 | CT | 400 | 542226.6667 | 2.8374 | 2.8374 | 2.8374 | 2.8374 | 2.8374 | 57.048 | 117.377 | 155.2481 | 155.2481 | 155.2481 | 155.2481 | 155.2481 | 155.2481 | 155.2481 | 155.2481 | 155.2481 | 155.2481 | 155.2481 | 155.2481 | 155.2481
469 | Cherokee | 3 | 469¦3 | CO | 170.5 | 994736.3333 | 4.9736 | 4.9736 | 4.9736 | 4.9736 | 4.9736 | 16.2314 | 16.2314 | 24.929 | 24.929 | 24.929 | 24.929 | 24.929 | 24.929 | 24.929 | 24.929 | 24.929 | 24.929 | 24.929 | 24.929 | 24.929
469 | Cherokee | 4 | 469¦4 | CO | 380.8 | 1932515.6667 | 3.9053 | 3.9053 | 3.9053 | 3.9053 | 3.9053 | 13.136 | 13.136 | 21.7258 | 21.7258 | 21.7258 | 21.7258 | 21.7258 | 21.7258 | 21.7258 | 21.7258 | 21.7258 | 21.7258 | 21.7258 | 21.7258 | 21.7258
470 | Comanche (CO) | 1 | 470¦1 | CO | 382.5 | 2075609.6667 | 3.4745 | 3.4745 | 3.4745 | 3.4745 | 3.4745 | 8.7286 | 8.7286 | 16.5158 | 16.5158 | 16.5158 | 16.5158 | 16.5158 | 16.5158 | 16.5158 | 16.5158 | 16.5158 | 16.5158 | 16.5158 | 16.5158 | 16.5158
470 | Comanche (CO) | 2 | 470¦2 | CO | 396 | 2191735.3333 | 3.4278 | 3.4278 | 3.4278 | 3.4278 | 3.4278 | 8.49 | 8.49 | 16.176 | 16.176 | 16.176 | 16.176 | 16.176 | 16.176 | 16.176 | 16.176 | 16.176 | 16.176 | 16.176 | 16.176 | 16.176
470 | Comanche (CO) | 3 | 470¦3 | CO | 856.8 | 4523064 | 2.9922 | 2.9922 | 2.9922 | 2.9922 | 2.9922 | 6.8093 | 6.8093 | 13.967 | 13.967 | 13.967 | 13.967 | 13.967 | 13.967 | 13.967 | 13.967 | 13.967 | 13.967 | 13.967 | 13.967 | 13.967
477 | Valmont | 5 | 477¦5 | CO | 191.7 | 1017195 | 4.2882 | 4.2882 | 4.2882 | 4.2882 | 4.2882 | 26.3084 | 26.3084 | 34.9843 | 34.9843 | 34.9843 | 34.9843 | 34.9843 | 34.9843 | 34.9843 | 34.9843 | 34.9843 | 34.9843 | 34.9843 | 34.9843 | 34.9843
525 | Hayden | 1 | 525¦1 | CO | 163.2 | 1174705.3333 | 4.5945 | 4.5945 | 4.5945 | 4.5945 | 4.5945 | 14.9199 | 14.9199 | 22.4845 | 22.4845 | 22.4845 | 22.4845 | 22.4845 | 22.4845 | 22.4845 | 22.4845 | 22.4845 | 22.4845 | 22.4845 | 22.4845 | 22.4845
525 | Hayden | 2 | 525¦2 | CO | 275.4 | 1761176.6667 | 3.9868 | 3.9868 | 3.9868 | 3.9868 | 3.9868 | 13.3344 | 13.3344 | 20.807 | 20.807 | 20.807 | 20.807 | 20.807 | 20.807 | 20.807 | 20.807 | 20.807 | 20.807 | 20.807 | 20.807 | 20.807
6248 | Pawnee | 1 | 6248¦1 | CO | 552.3 | 3020947 | 3.6282 | 3.6282 | 3.6282 | 3.6282 | 3.6282 | 11.2406 | 11.2406 | 18.7685 | 18.7685 | 18.7685 | 18.7685 | 18.7685 | 18.7685 | 18.7685 | 18.7685 | 18.7685 | 18.7685 | 18.7685 | 18.7685 | 18.7685
1001 | Cayuga | 1 | 1001¦1 | IN | 531 | 2493987.3333 | 2.9919 | 2.9919 | 2.9919 | 2.9919 | 2.9919 | 14.7305 | 20.2775 | 29.0011 | 29.0011 | 29.0011 | 29.0011 | 29.0011 | 29.0011 | 29.0011 | 29.0011 | 29.0011 | 29.0011 | 29.0011 | 29.0011 | 29.0011
1001 | Cayuga | 2 | 1001¦2 | IN | 531 | 2429717 | 2.9928 | 2.9928 | 2.9928 | 2.9928 | 2.9928 | 15.0347 | 20.7171 | 29.632 | 29.632 | 29.632 | 29.632 | 29.632 | 29.632 | 29.632 | 29.632 | 29.632 | 29.632 | 29.632 | 29.632 | 29.632
1004 | Edwardsport | ST | 1004¦ST | IN | 331.5 | 328396 | 5.898 | 5.898 | 5.898 | 5.898 | 5.898 | 73.3567 | 231.341 | 309.9248 | 309.9248 | 309.9248 | 309.9248 | 309.9248 | 309.9248 | 309.9248 | 309.9248 | 309.9248 | 309.9248 | 309.9248 | 309.9248 | 309.9248
1008 | R Gallagher | 2 | 1008¦2 | IN | 150 | 333801.3333 | 14.223 | 14.223 | 14.223 | 14.223 | 14.223 | 64.2731 | 113.438 | 137.2787 | 137.2787 | 137.2787 | 137.2787 | 137.2787 | 137.2787 | 137.2787 | 137.2787 | 137.2787 | 137.2787 | 137.2787 | 137.2787 | 137.2787
1008 | R Gallagher | 4 | 1008¦4 | IN | 150 | 258845.3333 | 15.1294 | 15.1294 | 15.1294 | 15.1294 | 15.1294 | 79.619 | 142.3343 | 172.5663 | 172.5663 | 172.5663 | 172.5663 | 172.5663 | 172.5663 | 172.5663 | 172.5663 | 172.5663 | 172.5663 | 172.5663 | 172.5663 | 172.5663
1010 | Wabash River | 2 | 1010¦2 | IN | 112.5 | 197902.3333 | 3.9437 | 3.9437 | 3.9437 | 3.9437 | 3.9437 | 55.1996 | 146.6891 | 178.203 | 178.203 | 178.203 | 178.203 | 178.203 | 178.203 | 178.203 | 178.203 | 178.203 | 178.203 | 178.203 | 178.203 | 178.203
1010 | Wabash River | 3 | 1010¦3 | IN | 123.2 | 199774.6667 | 3.9332 | 3.9332 | 3.9332 | 3.9332 | 3.9332 | 56.7822 | 152.9683 | 186.4338 | 186.4338 | 186.4338 | 186.4338 | 186.4338 | 186.4338 | 186.4338 | 186.4338 | 186.4338 | 186.4338 | 186.4338 | 186.4338 | 186.4338
1010 | Wabash River | 4 | 1010¦4 | IN | 112.5 | 236884.6667 | 3.5121 | 3.5121 | 3.5121 | 3.5121 | 3.5121 | 46.3611 | 123.8157 | 150.2909 | 150.2909 | 150.2909 | 150.2909 | 150.2909 | 150.2909 | 150.2909 | 150.2909 | 150.2909 | 150.2909 | 150.2909 | 150.2909 | 150.2909
1010 | Wabash River | 5 | 1010¦5 | IN | 125 | 104728.6667 | 6.3302 | 6.3302 | 6.3302 | 6.3302 | 6.3302 | 107.6536 | 287.013 | 350.3315 | 350.3315 | 350.3315 | 350.3315 | 350.3315 | 350.3315 | 350.3315 | 350.3315 | 350.3315 | 350.3315 | 350.3315 | 350.3315 | 350.3315
1010 | Wabash River | 6 | 1010¦6 | IN | 387 | 1098309 | 1.7012 | 1.7012 | 1.7012 | 1.7012 | 1.7012 | 20.7437 | 63.8905 | 80.0829 | 80.0829 | 80.0829 | 80.0829 | 80.0829 | 80.0829 | 80.0829 | 80.0829 | 80.0829 | 80.0829 | 80.0829 | 80.0829 | 80.0829
6113 | Gibson | 1 | 6113¦1 | IN | 667.9 | 3941496 | 2.5482 | 2.5482 | 2.5482 | 2.5482 | 2.5482 | 5.7436 | 10.0309 | 16.5579 | 16.5579 | 16.5579 | 16.5579 | 16.5579 | 16.5579 | 16.5579 | 16.5579 | 16.5579 | 16.5579 | 16.5579 | 16.5579 | 16.5579
6113 | Gibson | 2 | 6113¦2 | IN | 667.9 | 3443716.6667 | 2.6296 | 2.6296 | 2.6296 | 2.6296 | 2.6296 | 6.2599 | 11.1052 | 18.4771 | 18.4771 | 18.4771 | 18.4771 | 18.4771 | 18.4771 | 18.4771 | 18.4771 | 18.4771 | 18.4771 | 18.4771 | 18.4771 | 18.4771
6113 | Gibson | 3 | 6113¦3 | IN | 667.9 | 3560620.6667 | 2.6247 | 2.6247 | 2.6247 | 2.6247 | 2.6247 | 6.1419 | 10.8422 | 18.0584 | 18.0584 | 18.0584 | 18.0584 | 18.0584 | 18.0584 | 18.0584 | 18.0584 | 18.0584 | 18.0584 | 18.0584 | 18.0584 | 18.0584
6113 | Gibson | 4 | 6113¦4 | IN | 667.9 | 3345839.3333 | 2.7327 | 2.7327 | 2.7327 | 2.7327 | 2.7327 | 6.4637 | 11.4383 | 18.9699 | 18.9699 | 18.9699 | 18.9699 | 18.9699 | 18.9699 | 18.9699 | 18.9699 | 18.9699 | 18.9699 | 18.9699 | 18.9699 | 18.9699
6113 | Gibson | 5 | 6113¦5 | IN | 667.9 | 3613130.3333 | 3.0883 | 3.0883 | 3.0883 | 3.0883 | 3.0883 | 6.5572 | 11.1953 | 18.5423 | 18.5423 | 18.5423 | 18.5423 | 18.5423 | 18.5423 | 18.5423 | 18.5423 | 18.5423 | 18.5423 | 18.5423 | 18.5423 | 18.5423
2364 | Merrimack | 1 | 2364¦1 | NH | 113.6 | 348859.3333 | 8.0755 | 8.0755 | 8.0755 | 8.0755 | 8.0755 | 48.1603 | 59.4689 | 76.0236 | 76.0236 | 76.0236 | 76.0236 | 76.0236 | 76.0236 | 76.0236 | 76.0236 | 76.0236 | 76.0236 | 76.0236 | 76.0236 | 76.0236
2364 | Merrimack | 2 | 2364¦2 | NH | 345.6 | 869077.6667 | 4.5144 | 4.5144 | 4.5144 | 4.5144 | 4.5144 | 37.2033 | 48.3867 | 64.8842 | 64.8842 | 64.8842 | 64.8842 | 64.8842 | 64.8842 | 64.8842 | 64.8842 | 64.8842 | 64.8842 | 64.8842 | 64.8842 | 64.8842
2367 | Schiller | 4 | 2367¦4 | NH | 50 | 79457.6667 | 8.1381 | 8.1381 | 8.1381 | 8.1381 | 8.1381 | 160.7074 | 303.6273 | 351.4171 | 351.4171 | 351.4171 | 351.4171 | 351.4171 | 351.4171 | 351.4171 | 351.4171 | 351.4171 | 351.4171 | 351.4171 | 351.4171 | 351.4171
2367 | Schiller | 5 | 2367¦5 | NH | 50 | 327526 | 4.2307 | 4.2307 | 4.2307 | 4.2307 | 4.2307 | 41.3754 | 64.9921 | 76.8528 | 76.8528 | 76.8528 | 76.8528 | 76.8528 | 76.8528 | 76.8528 | 76.8528 | 76.8528 | 76.8528 | 76.8528 | 76.8528 | 76.8528
2367 | Schiller | 6 | 2367¦6 | NH | 50 | 73644 | 8.6176 | 8.6176 | 8.6176 | 8.6176 | 8.6176 | 173.2173 | 326.7669 | 378.1766 | 378.1766 | 378.1766 | 378.1766 | 378.1766 | 378.1766 | 378.1766 | 378.1766 | 378.1766 | 378.1766 | 378.1766 | 378.1766 | 378.1766
2451 | San Juan | 1 | 2451¦1 | NM | 369 | 1999136.3333 | 3.503 | 3.503 | 3.503 | 3.503 | 3.503 | 9.6294 | 9.6294 | 17.7763 | 17.7763 | 17.7763 | 17.7763 | 17.7763 | 17.7763 | 17.7763 | 17.7763 | 17.7763 | 17.7763 | 17.7763 | 17.7763 | 17.7763
2451 | San Juan | 2 | 2451¦2 | NM | 369 | 2141807 | 3.4139 | 3.4139 | 3.4139 | 3.4139 | 3.4139 | 9.1578 | 9.1578 | 16.8382 | 16.8382 | 16.8382 | 16.8382 | 16.8382 | 16.8382 | 16.8382 | 16.8382 | 16.8382 | 16.8382 | 16.8382 | 16.8382 | 16.8382
2451 | San Juan | 3 | 2451¦3 | NM | 555 | 2947700 | 3.3279 | 3.3279 | 3.3279 | 3.3279 | 3.3279 | 8.5848 | 8.5848 | 16.4487 | 16.4487 | 16.4487 | 16.4487 | 16.4487 | 16.4487 | 16.4487 | 16.4487 | 16.4487 | 16.4487 | 16.4487 | 16.4487 | 16.4487
2451 | San Juan | 4 | 2451¦4 | NM | 555 | 3278832.3333 | 3.2108 | 3.2108 | 3.2108 | 3.2108 | 3.2108 | 7.9755 | 7.9755 | 15.1916 | 15.1916 | 15.1916 | 15.1916 | 15.1916 | 15.1916 | 15.1916 | 15.1916 | 15.1916 | 15.1916 | 15.1916 | 15.1916 | 15.1916
127 | Oklaunion | 1 | 127¦1 | TX | 720 | 3434094 | 3.0048 | 3.0048 | 3.0048 | 3.0048 | 3.0048 | 12.2176 | 17.8316 | 26.5682 | 26.5682 | 26.5682 | 26.5682 | 26.5682 | 26.5682 | 26.5682 | 26.5682 | 26.5682 | 26.5682 | 26.5682 | 26.5682 | 26.5682
2963 | Northeastern | 3 | 2963¦3 | OK | 473 | 3222724.3333 | 1.4651 | 1.4651 | 1.4651 | 1.4651 | 1.4651 | 6.2074 | 21.6459 | 27.9446 | 27.9446 | 27.9446 | 27.9446 | 27.9446 | 27.9446 | 27.9446 | 27.9446 | 27.9446 | 27.9446 | 27.9446 | 27.9446 | 27.9446
2963 | Northeastern | 4 | 2963¦4 | OK | 473 | 3165599.3333 | 1.4711 | 1.4711 | 1.4711 | 1.4711 | 1.4711 | 6.2963 | 21.9879 | 28.3839 | 28.3839 | 28.3839 | 28.3839 | 28.3839 | 28.3839 | 28.3839 | 28.3839 | 28.3839 | 28.3839 | 28.3839 | 28.3839 | 28.3839
3149 | PPL Montour | 1 | 3149¦1 | PA | 864.9 | 3517285.6667 | 4.3091 | 4.3091 | 4.3091 | 4.3091 | 4.3091 | 10.1435 | 15.783 | 15.783 | 15.783 | 15.783 | 15.783 | 15.783 | 15.783 | 15.783 | 15.783 | 15.783 | 15.783 | 15.783 | 15.783 | 15.783
3149 | PPL Montour | 11 | 3149¦11 | PA | 17.2 | 100.6667 | 20360.1138 | 20360.1138 | 20360.1138 | 20360.1138 | 20360.1138 | 20360.1138 | 20360.1138 | 20360.1138 | 20360.1138 | 20360.1138 | 20360.1138 | 20360.1138 | 20360.1138 | 20360.1138 | 20360.1138 | 20360.1138 | 20360.1138 | 20360.1138 | 20360.1138 | 20360.1138
3149 | PPL Montour | 2 | 3149¦2 | PA | 893 | 3788426.3333 | 4.2562 | 4.2562 | 4.2562 | 4.2562 | 4.2562 | 9.8081 | 15.2013 | 15.2013 | 15.2013 | 15.2013 | 15.2013 | 15.2013 | 15.2013 | 15.2013 | 15.2013 | 15.2013 | 15.2013 | 15.2013 | 15.2013 | 15.2013
3140 | PPL Brunner Island | 1 | 3140¦1 | PA | 363.3 | 1266657.6667 | 4.3727 | 4.3727 | 4.3727 | 4.3727 | 4.3727 | 17.0966 | 17.0966 | 28.7336 | 28.7336 | 28.7336 | 28.7336 | 28.7336 | 28.7336 | 28.7336 | 28.7336 | 28.7336 | 28.7336 | 28.7336 | 28.7336 | 28.7336
3140 | PPL Brunner Island | 2 | 3140¦2 | PA | 405 | 1708928.6667 | 3.2822 | 3.2822 | 3.2822 | 3.2822 | 3.2822 | 15.3136 | 21.6111 | 31.2955 | 31.2955 | 31.2955 | 31.2955 | 31.2955 | 31.2955 | 31.2955 | 31.2955 | 31.2955 | 31.2955 | 31.2955 | 31.2955 | 31.2955
3140 | PPL Brunner Island | 3 | 3140¦3 | PA | 847.8 | 3225533.6667 | 2.8312 | 2.8312 | 2.8312 | 2.8312 | 2.8312 | 14.1991 | 20.2843 | 30.0395 | 30.0395 | 30.0395 | 30.0395 | 30.0395 | 30.0395 | 30.0395 | 30.0395 | 30.0395 | 30.0395 | 30.0395 | 30.0395 | 30.0395
3118 | Conemaugh | 1 | 3118¦1 | PA | 936 | 5593951.3333 | 3.5948 | 3.5948 | 3.5948 | 3.5948 | 3.5948 | 7.4077 | 11.2474 | 11.2474 | 11.2474 | 11.2474 | 11.2474 | 11.2474 | 11.2474 | 11.2474 | 11.2474 | 11.2474 | 11.2474 | 11.2474 | 11.2474 | 11.2474
3118 | Conemaugh | 2 | 3118¦2 | PA | 936 | 5536344.3333 | 3.5676 | 3.5676 | 3.5676 | 3.5676 | 3.5676 | 7.4179 | 11.2931 | 11.2931 | 11.2931 | 11.2931 | 11.2931 | 11.2931 | 11.2931 | 11.2931 | 11.2931 | 11.2931 | 11.2931 | 11.2931 | 11.2931 | 11.2931
3136 | Keystone | 1 | 3136¦1 | PA | 936 | 5432636.6667 | 2.616 | 2.616 | 2.616 | 2.616 | 2.616 | 6.5215 | 10.4304 | 16.7727 | 16.7727 | 16.7727 | 16.7727 | 16.7727 | 16.7727 | 16.7727 | 16.7727 | 16.7727 | 16.7727 | 16.7727 | 16.7727 | 16.7727
3136 | Keystone | 2 | 3136¦2 | PA | 936 | 5734809.3333 | 2.5595 | 2.5595 | 2.5595 | 2.5595 | 2.5595 | 6.2702 | 9.9954 | 16.1051 | 16.1051 | 16.1051 | 16.1051 | 16.1051 | 16.1051 | 16.1051 | 16.1051 | 16.1051 | 16.1051 | 16.1051 | 16.1051 | 16.1051
1040 | Whitewater Valley | 1 | 1040¦1 | IN | 33 | 4538 | 202.6363 | 202.6363 | 202.6363 | 202.6363 | 202.6363 | 2050.6104 | 3496.1879 | 4101.495 | 4101.495 | 4101.495 | 4101.495 | 4101.495 | 4101.495 | 4101.495 | 4101.495 | 4101.495 | 4101.495 | 4101.495 | 4101.495 | 4101.495
1040 | Whitewater Valley | 2 | 1040¦2 | IN | 60.9 | 9516 | 190.975 | 190.975 | 190.975 | 190.975 | 190.975 | 2237.1364 | 3260.4763 | 3719.6242 | 3719.6242 | 3719.6242 | 3719.6242 | 3719.6242 | 3719.6242 | 3719.6242 | 3719.6242 | 3719.6242 | 3719.6242 | 3719.6242 | 3719.6242 | 3719.6242
2008 | Silver Lake | 2 | 2008¦2 | MN | 12 | 21.3333 | 19115.8565 | 19115.8565 | 19115.8565 | 19115.8565 | 19115.8565 | 19115.8565 | 19115.8565 | 19115.8565 | 19115.8565 | 19115.8565 | 19115.8565 | 19115.8565 | 19115.8565 | 19115.8565 | 19115.8565 | 19115.8565 | 19115.8565 | 19115.8565 | 19115.8565 | 19115.8565
2008 | Silver Lake | 3 | 2008¦3 | MN | 25 | 4394.3333 | 289.2509 | 289.2509 | 289.2509 | 289.2509 | 289.2509 | 2138.1295 | 9735.5522 | 14641.3319 | 14641.3319 | 14641.3319 | 14641.3319 | 14641.3319 | 14641.3319 | 14641.3319 | 14641.3319 | 14641.3319 | 14641.3319 | 14641.3319 | 14641.3319 | 14641.3319
2008 | Silver Lake | 4 | 2008¦4 | MN | 54 | 13823 | 305.3155 | 305.3155 | 305.3155 | 305.3155 | 305.3155 | 1732.9004 | 1732.9004 | 1732.9004 | 1732.9004 | 1732.9004 | 1732.9004 | 1732.9004 | 1732.9004 | 1732.9004 | 1732.9004 | 1732.9004 | 1732.9004 | 1732.9004 | 1732.9004 | 1732.9004
55749 | Hardin Generator Project | UNT1 | 55749¦UNT1 | MT | 115.7 | 360693.3333 | 7.7544 | 7.7544 | 7.7544 | 7.7544 | 7.7544 | 69.1481 | 69.1481 | 86.7249 | 86.7249 | 86.7249 | 86.7249 | 86.7249 | 86.7249 | 86.7249 | 86.7249 | 86.7249 | 86.7249 | 86.7249 | 86.7249 | 86.7249
4941 | Navajo | NAV1 | 4941¦NAV1 | AZ | 803.1 | 5574498.3333 | 2.3128 | 2.3128 | 2.3128 | 2.3128 | 2.3128 | 5.2003 | 8.7305 | 14.3234 | 14.3234 | 14.3234 | 14.3234 | 14.3234 | 14.3234 | 14.3234 | 14.3234 | 14.3234 | 14.3234 | 14.3234 | 14.3234 | 14.3234
4941 | Navajo | NAV2 | 4941¦NAV2 | AZ | 803.1 | 5545884.6667 | 2.3124 | 2.3124 | 2.3124 | 2.3124 | 2.3124 | 5.214 | 8.7603 | 14.379 | 14.379 | 14.379 | 14.379 | 14.379 | 14.379 | 14.379 | 14.379 | 14.379 | 14.379 | 14.379 | 14.379 | 14.379
4941 | Navajo | NAV3 | 4941¦NAV3 | AZ | 803.1 | 5651919.3333 | 2.3112 | 2.3112 | 2.3112 | 2.3112 | 2.3112 | 5.1609 | 8.6486 | 14.1942 | 14.1942 | 14.1942 | 14.1942 | 14.1942 | 14.1942 | 14.1942 | 14.1942 | 14.1942 | 14.1942 | 14.1942 | 14.1942 | 14.1942
6177 | Coronado | CO1 | 6177¦CO1 | AZ | 410.9 | 2817865 | 2.7547 | 2.7547 | 2.7547 | 2.7547 | 2.7547 | 9.5092 | 14.0568 | 20.9982 | 20.9982 | 20.9982 | 20.9982 | 20.9982 | 20.9982 | 20.9982 | 20.9982 | 20.9982 | 20.9982 | 20.9982 | 20.9982 | 20.9982
6177 | Coronado | CO2 | 6177¦CO2 | AZ | 410.9 | 2779843 | 2.7657 | 2.7657 | 2.7657 | 2.7657 | 2.7657 | 9.6111 | 14.215 | 20.8513 | 20.8513 | 20.8513 | 20.8513 | 20.8513 | 20.8513 | 20.8513 | 20.8513 | 20.8513 | 20.8513 | 20.8513 | 20.8513 | 20.8513
6181 | J T Deely | 1 | 6181¦1 | TX | 486 | 2130182.3333 | 2.0512 | 2.0512 | 2.0512 | 2.0512 | 2.0512 | 9.4281 | 26.0566 | 35.1217 | 35.1217 | 35.1217 | 35.1217 | 35.1217 | 35.1217 | 35.1217 | 35.1217 | 35.1217 | 35.1217 | 35.1217 | 35.1217 | 35.1217
6181 | J T Deely | 2 | 6181¦2 | TX | 446 | 2572659.6667 | 1.96 | 1.96 | 1.96 | 1.96 | 1.96 | 7.7843 | 21.0989 | 28.2477 | 28.2477 | 28.2477 | 28.2477 | 28.2477 | 28.2477 | 28.2477 | 28.2477 | 28.2477 | 28.2477 | 28.2477 | 28.2477 | 28.2477
7097 | J K Spruce | 1 | 7097¦1 | TX | 566 | 3925069 | 3.0564 | 3.0564 | 3.0564 | 3.0564 | 3.0564 | 7.5256 | 7.5256 | 13.3659 | 13.3659 | 13.3659 | 13.3659 | 13.3659 | 13.3659 | 13.3659 | 13.3659 | 13.3659 | 13.3659 | 13.3659 | 13.3659 | 13.3659
7097 | J K Spruce | 2 | 7097¦2 | TX | 878 | 4790594 | 2.9118 | 2.9118 | 2.9118 | 2.9118 | 2.9118 | 7.8913 | 7.8913 | 14.5595 | 14.5595 | 14.5595 | 14.5595 | 14.5595 | 14.5595 | 14.5595 | 14.5595 | 14.5595 | 14.5595 | 14.5595 | 14.5595 | 14.5595
6183 | San Miguel | 1 | 6183¦1 | TX | 410 | 2584461 | 3.8661 | 3.8661 | 3.8661 | 3.8661 | 3.8661 | 16.5429 | 22.1717 | 30.0974 | 30.0974 | 30.0974 | 30.0974 | 30.0974 | 30.0974 | 30.0974 | 30.0974 | 30.0974 | 30.0974 | 30.0974 | 30.0974 | 30.0974
8224 | North Valmy | 1 | 8224¦1 | NV | 277.2 | 1193500.6667 | 2.6786 | 2.6786 | 2.6786 | 2.6786 | 2.6786 | 14.5882 | 35.6108 | 46.4031 | 46.4031 | 46.4031 | 46.4031 | 46.4031 | 46.4031 | 46.4031 | 46.4031 | 46.4031 | 46.4031 | 46.4031 | 46.4031 | 46.4031
8224 | North Valmy | 2 | 8224¦2 | NV | 289.8 | 1111377.6667 | 4.9806 | 4.9806 | 4.9806 | 4.9806 | 4.9806 | 18.0938 | 18.0938 | 30.0841 | 30.0841 | 30.0841 | 30.0841 | 30.0841 | 30.0841 | 30.0841 | 30.0841 | 30.0841 | 30.0841 | 30.0841 | 30.0841 | 30.0841
6768 | Sikeston Power Station | 1 | 6768¦1 | MO | 261 | 1648802.3333 | 4.6935 | 4.6935 | 4.6935 | 4.6935 | 4.6935 | 23.237 | 28.4142 | 28.4142 | 28.4142 | 28.4142 | 28.4142 | 28.4142 | 28.4142 | 28.4142 | 28.4142 | 28.4142 | 28.4142 | 28.4142 | 28.4142 | 28.4142
3113 | Portland (PA) | 1 | 3113¦1 | PA | 172 | 131056.3333 | 5.6268 | 5.6268 | 5.6268 | 5.6268 | 5.6268 | 123.8525 | 310.182 | 374.719 | 374.719 | 374.719 | 374.719 | 374.719 | 374.719 | 374.719 | 374.719 | 374.719 | 374.719 | 374.719 | 374.719 | 374.719
3113 | Portland (PA) | 2 | 3113¦2 | PA | 255 | 60103.3333 | 11.1995 | 11.1995 | 11.1995 | 11.1995 | 11.1995 | 346.7638 | 877.3405 | 1089.0634 | 1089.0634 | 1089.0634 | 1089.0634 | 1089.0634 | 1089.0634 | 1089.0634 | 1089.0634 | 1089.0634 | 1089.0634 | 1089.0634 | 1089.0634 | 1089.0634
3131 | Shawville | 1 | 3131¦1 | PA | 125 | 301575.3333 | 4.467 | 4.467 | 4.467 | 4.467 | 4.467 | 42.4671 | 108.4287 | 108.4287 | 108.4287 | 108.4287 | 108.4287 | 108.4287 | 108.4287 | 108.4287 | 108.4287 | 108.4287 | 108.4287 | 108.4287 | 108.4287 | 108.4287
3131 | Shawville | 2 | 3131¦2 | PA | 125 | 373109.3333 | 4.2258 | 4.2258 | 4.2258 | 4.2258 | 4.2258 | 34.982 | 89.6159 | 89.6159 | 89.6159 | 89.6159 | 89.6159 | 89.6159 | 89.6159 | 89.6159 | 89.6159 | 89.6159 | 89.6159 | 89.6159 | 89.6159 | 89.6159
3131 | Shawville | 3 | 3131¦3 | PA | 188 | 573262.3333 | 3.3691 | 3.3691 | 3.3691 | 3.3691 | 3.3691 | 28.4177 | 76.2851 | 76.2851 | 76.2851 | 76.2851 | 76.2851 | 76.2851 | 76.2851 | 76.2851 | 76.2851 | 76.2851 | 76.2851 | 76.2851 | 76.2851 | 76.2851
3131 | Shawville | 4 | 3131¦4 | PA | 188 | 518424.6667 | 2.2939 | 2.2939 | 2.2939 | 2.2939 | 2.2939 | 30.0071 | 82.4628 | 99.7178 | 99.7178 | 99.7178 | 99.7178 | 99.7178 | 99.7178 | 99.7178 | 99.7178 | 99.7178 | 99.7178 | 99.7178 | 99.7178 | 99.7178
3287 | McMeekin | 1 | 3287¦1 | SC | 146.8 | 399379 | 3.2355 | 3.2355 | 3.2355 | 3.2355 | 3.2355 | 44.8496 | 82.7717 | 99.3375 | 99.3375 | 99.3375 | 99.3375 | 99.3375 | 99.3375 | 99.3375 | 99.3375 | 99.3375 | 99.3375 | 99.3375 | 99.3375 | 99.3375
3287 | McMeekin | 2 | 3287¦2 | SC | 146.8 | 501516.6667 | 2.8973 | 2.8973 | 2.8973 | 2.8973 | 2.8973 | 36.066 | 66.8095 | 80.2187 | 80.2187 | 80.2187 | 80.2187 | 80.2187 | 80.2187 | 80.2187 | 80.2187 | 80.2187 | 80.2187 | 80.2187 | 80.2187 | 80.2187
3297 | Wateree | 1 | 3297¦1 | SC | 385.9 | 1755417.3333 | 4.1234 | 4.1234 | 4.1234 | 4.1234 | 4.1234 | 15.0016 | 15.0016 | 23.7348 | 23.7348 | 23.7348 | 23.7348 | 23.7348 | 23.7348 | 23.7348 | 23.7348 | 23.7348 | 23.7348 | 23.7348 | 23.7348 | 23.7348
3297 | Wateree | 2 | 3297¦2 | SC | 385.9 | 1635452.3333 | 4.3036 | 4.3036 | 4.3036 | 4.3036 | 4.3036 | 15.9602 | 15.9602 | 25.3051 | 25.3051 | 25.3051 | 25.3051 | 25.3051 | 25.3051 | 25.3051 | 25.3051 | 25.3051 | 25.3051 | 25.3051 | 25.3051 | 25.3051
7210 | Cope | ST1 | 7210¦ST1 | SC | 417.3 | 2469291 | 3.3028 | 3.3028 | 3.3028 | 3.3028 | 3.3028 | 12.3736 | 12.3736 | 18.7675 | 18.7675 | 18.7675 | 18.7675 | 18.7675 | 18.7675 | 18.7675 | 18.7675 | 18.7675 | 18.7675 | 18.7675 | 18.7675 | 18.7675
130 | Cross | 1 | 130¦1 | SC | 590.9 | 2650302.3333 | 3.8296 | 3.8296 | 3.8296 | 3.8296 | 3.8296 | 8.7675 | 14.1647 | 14.1647 | 14.1647 | 14.1647 | 14.1647 | 14.1647 | 14.1647 | 14.1647 | 14.1647 | 14.1647 | 14.1647 | 14.1647 | 14.1647 | 14.1647
130 | Cross | 2 | 130¦2 | SC | 556.2 | 1329655.6667 | 5.196 | 5.196 | 5.196 | 5.196 | 5.196 | 14.6407 | 24.5039 | 24.5039 | 24.5039 | 24.5039 | 24.5039 | 24.5039 | 24.5039 | 24.5039 | 24.5039 | 24.5039 | 24.5039 | 24.5039 | 24.5039 | 24.5039
130 | Cross | 3 | 130¦3 | SC | 591 | 4089196.3333 | 3.378 | 3.378 | 3.378 | 3.378 | 3.378 | 6.6084 | 10.2558 | 10.2558 | 10.2558 | 10.2558 | 10.2558 | 10.2558 | 10.2558 | 10.2558 | 10.2558 | 10.2558 | 10.2558 | 10.2558 | 10.2558 | 10.2558
130 | Cross | 4 | 130¦4 | SC | 652 | 4471263.3333 | 3.2997 | 3.2997 | 3.2997 | 3.2997 | 3.2997 | 6.4253 | 10.0413 | 10.0413 | 10.0413 | 10.0413 | 10.0413 | 10.0413 | 10.0413 | 10.0413 | 10.0413 | 10.0413 | 10.0413 | 10.0413 | 10.0413 | 10.0413
6249 | Winyah | 1 | 6249¦1 | SC | 315 | 780909 | 6.4093 | 6.4093 | 6.4093 | 6.4093 | 6.4093 | 22.5496 | 34.1887 | 34.1887 | 34.1887 | 34.1887 | 34.1887 | 34.1887 | 34.1887 | 34.1887 | 34.1887 | 34.1887 | 34.1887 | 34.1887 | 34.1887 | 34.1887
6249 | Winyah | 2 | 6249¦2 | SC | 315 | 670769.6667 | 5.8139 | 5.8139 | 5.8139 | 5.8139 | 5.8139 | 24.6028 | 38.0823 | 57.2116 | 57.2116 | 57.2116 | 57.2116 | 57.2116 | 57.2116 | 57.2116 | 57.2116 | 57.2116 | 57.2116 | 57.2116 | 57.2116 | 57.2116
6249 | Winyah | 3 | 6249¦3 | SC | 315 | 783792.3333 | 6.4484 | 6.4484 | 6.4484 | 6.4484 | 6.4484 | 22.5292 | 34.1271 | 34.1271 | 34.1271 | 34.1271 | 34.1271 | 34.1271 | 34.1271 | 34.1271 | 34.1271 | 34.1271 | 34.1271 | 34.1271 | 34.1271 | 34.1271
6249 | Winyah | 4 | 6249¦4 | SC | 315 | 595059.3333 | 7.58 | 7.58 | 7.58 | 7.58 | 7.58 | 28.7582 | 43.8978 | 43.8978 | 43.8978 | 43.8978 | 43.8978 | 43.8978 | 43.8978 | 43.8978 | 43.8978 | 43.8978 | 43.8978 | 43.8978 | 43.8978 | 43.8978
3298 | Williams | ST1 | 3298¦ST1 | SC | 632.7 | 3588644 | 3.4694 | 3.4694 | 3.4694 | 3.4694 | 3.4694 | 15.3956 | 19.6894 | 19.6894 | 19.6894 | 19.6894 | 19.6894 | 19.6894 | 19.6894 | 19.6894 | 19.6894 | 19.6894 | 19.6894 | 19.6894 | 19.6894 | 19.6894
6061 | R D Morrow | 1 | 6061¦1 | MS | 200 | 378038.3333 | 10.6525 | 10.6525 | 10.6525 | 10.6525 | 10.6525 | 58.546 | 75.6427 | 75.6427 | 75.6427 | 75.6427 | 75.6427 | 75.6427 | 75.6427 | 75.6427 | 75.6427 | 75.6427 | 75.6427 | 75.6427 | 75.6427 | 75.6427
6061 | R D Morrow | 2 | 6061¦2 | MS | 200 | 563956.3333 | 8.4159 | 8.4159 | 8.4159 | 8.4159 | 8.4159 | 40.5678 | 52.1716 | 52.1716 | 52.1716 | 52.1716 | 52.1716 | 52.1716 | 52.1716 | 52.1716 | 52.1716 | 52.1716 | 52.1716 | 52.1716 | 52.1716 | 52.1716
976 | Marion | 1 | 976¦1 | IL | 33 | 224565.3333 | 5.0974 | 5.0974 | 5.0974 | 5.0974 | 5.0974 | 37.9846 | 65.7586 | 65.7586 | 65.7586 | 65.7586 | 65.7586 | 65.7586 | 65.7586 | 65.7586 | 65.7586 | 65.7586 | 65.7586 | 65.7586 | 65.7586 | 65.7586
976 | Marion | 2 | 976¦2 | IL | 33 | 246196.6667 | 4.8996 | 4.8996 | 4.8996 | 4.8996 | 4.8996 | 34.948 | 60.4356 | 60.4356 | 60.4356 | 60.4356 | 60.4356 | 60.4356 | 60.4356 | 60.4356 | 60.4356 | 60.4356 | 60.4356 | 60.4356 | 60.4356 | 60.4356
976 | Marion | 3 | 976¦3 | IL | 33 | 231920.3333 | 5.026 | 5.026 | 5.026 | 5.026 | 5.026 | 36.8886 | 63.8373 | 63.8373 | 63.8373 | 63.8373 | 63.8373 | 63.8373 | 63.8373 | 63.8373 | 63.8373 | 63.8373 | 63.8373 | 63.8373 | 63.8373 | 63.8373
976 | Marion | 4 | 976¦4 | IL | 173 | 1017263.6667 | 6.9953 | 6.9953 | 6.9953 | 6.9953 | 6.9953 | 38.4096 | 44.5584 | 44.5584 | 44.5584 | 44.5584 | 44.5584 | 44.5584 | 44.5584 | 44.5584 | 44.5584 | 44.5584 | 44.5584 | 44.5584 | 44.5584 | 44.5584
1012 | F B Culley | 2 | 1012¦2 | IN | 103.7 | 233648.3333 | 11.0089 | 11.0089 | 11.0089 | 11.0089 | 11.0089 | 73.4801 | 89.126 | 111.6333 | 111.6333 | 111.6333 | 111.6333 | 111.6333 | 111.6333 | 111.6333 | 111.6333 | 111.6333 | 111.6333 | 111.6333 | 111.6333 | 111.6333
1012 | F B Culley | 3 | 1012¦3 | IN | 265.2 | 1454051.6667 | 5.3046 | 5.3046 | 5.3046 | 5.3046 | 5.3046 | 24.9798 | 24.9798 | 24.9798 | 24.9798 | 24.9798 | 24.9798 | 24.9798 | 24.9798 | 24.9798 | 24.9798 | 24.9798 | 24.9798 | 24.9798 | 24.9798 | 24.9798
6137 | A B Brown | 1 | 6137¦1 | IN | 265.2 | 1354432.3333 | 6.27 | 6.27 | 6.27 | 6.27 | 6.27 | 19.9328 | 19.9328 | 19.9328 | 19.9328 | 19.9328 | 19.9328 | 19.9328 | 19.9328 | 19.9328 | 19.9328 | 19.9328 | 19.9328 | 19.9328 | 19.9328 | 19.9328
6137 | A B Brown | 2 | 6137¦2 | IN | 265.2 | 1254435 | 4.3763 | 4.3763 | 4.3763 | 4.3763 | 4.3763 | 19.1134 | 25.7163 | 35.4764 | 35.4764 | 35.4764 | 35.4764 | 35.4764 | 35.4764 | 35.4764 | 35.4764 | 35.4764 | 35.4764 | 35.4764 | 35.4764 | 35.4764
6138 | Flint Creek | 1 | 6138¦1 | AR | 558 | 3497600.6667 | 3.1731 | 3.1731 | 3.1731 | 3.1731 | 3.1731 | 9.8503 | 14.42 | 21.4299 | 21.4299 | 21.4299 | 21.4299 | 21.4299 | 21.4299 | 21.4299 | 21.4299 | 21.4299 | 21.4299 | 21.4299 | 21.4299 | 21.4299
6139 | Welsh | 1 | 6139¦1 | TX | 558 | 3022758.6667 | 1.5463 | 1.5463 | 1.5463 | 1.5463 | 1.5463 | 5.8516 | 24.5733 | 32.4916 | 32.4916 | 32.4916 | 32.4916 | 32.4916 | 32.4916 | 32.4916 | 32.4916 | 32.4916 | 32.4916 | 32.4916 | 32.4916 | 32.4916
6139 | Welsh | 2 | 6139¦2 | TX | 558 | 2810984 | 1.5733 | 1.5733 | 1.5733 | 1.5733 | 1.5733 | 6.1915 | 26.1289 | 34.5304 | 34.5304 | 34.5304 | 34.5304 | 34.5304 | 34.5304 | 34.5304 | 34.5304 | 34.5304 | 34.5304 | 34.5304 | 34.5304 | 34.5304
6139 | Welsh | 3 | 6139¦3 | TX | 558 | 3171361.6667 | 1.5294 | 1.5294 | 1.5294 | 1.5294 | 1.5294 | 5.6401 | 23.5592 | 31.1613 | 31.1613 | 31.1613 | 31.1613 | 31.1613 | 31.1613 | 31.1613 | 31.1613 | 31.1613 | 31.1613 | 31.1613 | 31.1613 | 31.1613
7902 | Pirkey | 1 | 7902¦1 | TX | 721 | 4781417.3333 | 2.7549 | 2.7549 | 2.7549 | 2.7549 | 2.7549 | 9.7044 | 14.2185 | 20.7569 | 20.7569 | 20.7569 | 20.7569 | 20.7569 | 20.7569 | 20.7569 | 20.7569 | 20.7569 | 20.7569 | 20.7569 | 20.7569 | 20.7569
56564 | John W Turk Jr Power Plant | 1 | 56564¦1 | AR | 609 | 4422641 | 2.6763 | 2.6763 | 2.6763 | 2.6763 | 2.6763 | 7.991 | 7.991 | 7.991 | 7.991 | 7.991 | 7.991 | 7.991 | 7.991 | 7.991 | 7.991 | 7.991 | 7.991 | 7.991 | 7.991 | 7.991
6193 | Harrington | 1 | 6193¦1 | TX | 360 | 1950737.3333 | 1.743 | 1.743 | 1.743 | 1.743 | 1.743 | 7.9965 | 28.6864 | 36.763 | 36.763 | 36.763 | 36.763 | 36.763 | 36.763 | 36.763 | 36.763 | 36.763 | 36.763 | 36.763 | 36.763 | 36.763
6193 | Harrington | 2 | 6193¦2 | TX | 360 | 1858522 | 2.367 | 2.367 | 2.367 | 2.367 | 2.367 | 8.9239 | 24.612 | 33.0691 | 33.0691 | 33.0691 | 33.0691 | 33.0691 | 33.0691 | 33.0691 | 33.0691 | 33.0691 | 33.0691 | 33.0691 | 33.0691 | 33.0691
6193 | Harrington | 3 | 6193¦3 | TX | 360 | 2000666.6667 | 2.3137 | 2.3137 | 2.3137 | 2.3137 | 2.3137 | 8.4146 | 23.0897 | 31.0024 | 31.0024 | 31.0024 | 31.0024 | 31.0024 | 31.0024 | 31.0024 | 31.0024 | 31.0024 | 31.0024 | 31.0024 | 31.0024 | 31.0024
6194 | Tolk | 1 | 6194¦1 | TX | 567.9 | 3756670 | 1.9307 | 1.9307 | 1.9307 | 1.9307 | 1.9307 | 6.091 | 17.0005 | 23.1904 | 23.1904 | 23.1904 | 23.1904 | 23.1904 | 23.1904 | 23.1904 | 23.1904 | 23.1904 | 23.1904 | 23.1904 | 23.1904 | 23.1904
6194 | Tolk | 2 | 6194¦2 | TX | 567.9 | 3756950.3333 | 1.9306 | 1.9306 | 1.9306 | 1.9306 | 1.9306 | 6.0906 | 17.0227 | 23.2333 | 23.2333 | 23.2333 | 23.2333 | 23.2333 | 23.2333 | 23.2333 | 23.2333 | 23.2333 | 23.2333 | 23.2333 | 23.2333 | 23.2333
963 | Dallman | 1 | 963¦1 | IL | 90.2 | 189962 | 15.0396 | 15.0396 | 15.0396 | 15.0396 | 15.0396 | 73.5614 | 91.6327 | 91.6327 | 91.6327 | 91.6327 | 91.6327 | 91.6327 | 91.6327 | 91.6327 | 91.6327 | 91.6327 | 91.6327 | 91.6327 | 91.6327 | 91.6327
963 | Dallman | 2 | 963¦2 | IL | 90.2 | 224519.6667 | 13.2622 | 13.2622 | 13.2622 | 13.2622 | 13.2622 | 62.8191 | 78.176 | 78.176 | 78.176 | 78.176 | 78.176 | 78.176 | 78.176 | 78.176 | 78.176 | 78.176 | 78.176 | 78.176 | 78.176 | 78.176
963 | Dallman | 3 | 963¦3 | IL | 207.3 | 785063.6667 | 6.0751 | 6.0751 | 6.0751 | 6.0751 | 6.0751 | 29.2189 | 38.028 | 38.028 | 38.028 | 38.028 | 38.028 | 38.028 | 38.028 | 38.028 | 38.028 | 38.028 | 38.028 | 38.028 | 38.028 | 38.028
963 | Dallman | 4 | 963¦4 | IL | 230.1 | 1026691.1 | 6.3848 | 6.3848 | 6.3848 | 6.3848 | 6.3848 | 21.4322 | 21.4322 | 21.4322 | 21.4322 | 21.4322 | 21.4322 | 21.4322 | 21.4322 | 21.4322 | 21.4322 | 21.4322 | 21.4322 | 21.4322 | 21.4322 | 21.4322
2161 | James River Power Station | 1 | 2161¦1 | MO | 22 | 13402.6667 | 0 | 0 | 0 | 0 | 0 | 0 | 0 | 0 | 0 | 0 | 0 | 0 | 0 | 0 | 0 | 0 | 0 | 0 | 0 | 0
2161 | James River Power Station | 2 | 2161¦2 | MO | 22 | 5743 | 0 | 0 | 0 | 0 | 0 | 0 | 0 | 0 | 0 | 0 | 0 | 0 | 0 | 0 | 0 | 0 | 0 | 0 | 0 | 0
2161 | James River Power Station | 3 | 2161¦3 | MO | 44 | 49924.6667 | 12.8635 | 12.8635 | 12.8635 | 12.8635 | 12.8635 | 175.0688 | 358.0621 | 358.0621 | 358.0621 | 358.0621 | 358.0621 | 358.0621 | 358.0621 | 358.0621 | 358.0621 | 358.0621 | 358.0621 | 358.0621 | 358.0621 | 358.0621
2161 | James River Power Station | 4 | 2161¦4 | MO | 60 | 166254.6667 | 6.2092 | 6.2092 | 6.2092 | 6.2092 | 6.2092 | 79.746 | 148.7495 | 148.7495 | 148.7495 | 148.7495 | 148.7495 | 148.7495 | 148.7495 | 148.7495 | 148.7495 | 148.7495 | 148.7495 | 148.7495 | 148.7495 | 148.7495
2161 | James River Power Station | 5 | 2161¦5 | MO | 105 | 419658.3333 | 2.7841 | 2.7841 | 2.7841 | 2.7841 | 2.7841 | 43.5485 | 84.582 | 99.0642 | 99.0642 | 99.0642 | 99.0642 | 99.0642 | 99.0642 | 99.0642 | 99.0642 | 99.0642 | 99.0642 | 99.0642 | 99.0642 | 99.0642
6195 | John Twitty Energy Center | ST1 | 6195¦ST1 | MO | 194 | 832089.3333 | 6.6889 | 6.6889 | 6.6889 | 6.6889 | 6.6889 | 32.6742 | 40.3059 | 40.3059 | 40.3059 | 40.3059 | 40.3059 | 40.3059 | 40.3059 | 40.3059 | 40.3059 | 40.3059 | 40.3059 | 40.3059 | 40.3059 | 40.3059
6195 | John Twitty Energy Center | ST2 | 6195¦ST2 | MO | 300 | 1544628 | 4.7632 | 4.7632 | 4.7632 | 4.7632 | 4.7632 | 15.138 | 15.138 | 15.138 | 15.138 | 15.138 | 15.138 | 15.138 | 15.138 | 15.138 | 15.138 | 15.138 | 15.138 | 15.138 | 15.138 | 15.138
108 | Holcomb | 1 | 108¦1 | KS | 348.7 | 2038547 | 3.9203 | 3.9203 | 3.9203 | 3.9203 | 3.9203 | 14.8575 | 14.8575 | 22.4495 | 22.4495 | 22.4495 | 22.4495 | 22.4495 | 22.4495 | 22.4495 | 22.4495 | 22.4495 | 22.4495 | 22.4495 | 22.4495 | 22.4495
645 | Big Bend | ST1 | 645¦ST1 | FL | 445.5 | 2360692.3333 | 3.8617 | 3.8617 | 3.8617 | 3.8617 | 3.8617 | 12.9693 | 18.107 | 18.107 | 18.107 | 18.107 | 18.107 | 18.107 | 18.107 | 18.107 | 18.107 | 18.107 | 18.107 | 18.107 | 18.107 | 18.107
645 | Big Bend | ST2 | 645¦ST2 | FL | 445.5 | 2514972.6667 | 3.7953 | 3.7953 | 3.7953 | 3.7953 | 3.7953 | 12.3639 | 17.2126 | 17.2126 | 17.2126 | 17.2126 | 17.2126 | 17.2126 | 17.2126 | 17.2126 | 17.2126 | 17.2126 | 17.2126 | 17.2126 | 17.2126 | 17.2126
645 | Big Bend | ST3 | 645¦ST3 | FL | 445.5 | 2311346.3333 | 3.8755 | 3.8755 | 3.8755 | 3.8755 | 3.8755 | 13.1705 | 18.4087 | 18.4087 | 18.4087 | 18.4087 | 18.4087 | 18.4087 | 18.4087 | 18.4087 | 18.4087 | 18.4087 | 18.4087 | 18.4087 | 18.4087 | 18.4087
645 | Big Bend | ST4 | 645¦ST4 | FL | 486 | 2544391 | 3.8001 | 3.8001 | 3.8001 | 3.8001 | 3.8001 | 12.8089 | 17.9256 | 17.9256 | 17.9256 | 17.9256 | 17.9256 | 17.9256 | 17.9256 | 17.9256 | 17.9256 | 17.9256 | 17.9256 | 17.9256 | 17.9256 | 17.9256
7242 | Polk | 1CA | 7242¦1CA | FL | 133.4 | 748635 | 1.962 | 1.962 | 1.962 | 1.962 | 1.962 | 31.7897 | 63.1293 | 73.2875 | 73.2875 | 73.2875 | 73.2875 | 73.2875 | 73.2875 | 73.2875 | 73.2875 | 73.2875 | 73.2875 | 73.2875 | 73.2875 | 73.2875
47 | Colbert | 1 | 47¦1 | AL | 200 | 874827 | 1.8372 | 1.8372 | 1.8372 | 1.8372 | 1.8372 | 15.9687 | 46.7768 | 58.1336 | 58.1336 | 58.1336 | 58.1336 | 58.1336 | 58.1336 | 58.1336 | 58.1336 | 58.1336 | 58.1336 | 58.1336 | 58.1336 | 58.1336
47 | Colbert | 2 | 47¦2 | AL | 200 | 883689 | 1.8307 | 1.8307 | 1.8307 | 1.8307 | 1.8307 | 15.822 | 46.3081 | 57.5454 | 57.5454 | 57.5454 | 57.5454 | 57.5454 | 57.5454 | 57.5454 | 57.5454 | 57.5454 | 57.5454 | 57.5454 | 57.5454 | 57.5454
47 | Colbert | 3 | 47¦3 | AL | 200 | 753109.6667 | 1.9415 | 1.9415 | 1.9415 | 1.9415 | 1.9415 | 18.3317 | 53.6822 | 66.6289 | 66.6289 | 66.6289 | 66.6289 | 66.6289 | 66.6289 | 66.6289 | 66.6289 | 66.6289 | 66.6289 | 66.6289 | 66.6289 | 66.6289
47 | Colbert | 4 | 47¦4 | AL | 200 | 778848 | 1.9167 | 1.9167 | 1.9167 | 1.9167 | 1.9167 | 17.7704 | 51.9711 | 64.5518 | 64.5518 | 64.5518 | 64.5518 | 64.5518 | 64.5518 | 64.5518 | 64.5518 | 64.5518 | 64.5518 | 64.5518 | 64.5518 | 64.5518
47 | Colbert | 5 | 47¦5 | AL | 550 | 98861 | 7.7469 | 7.7469 | 7.7469 | 7.7469 | 7.7469 | 246.0782 | 774.6039 | 996.5626 | 996.5626 | 996.5626 | 996.5626 | 996.5626 | 996.5626 | 996.5626 | 996.5626 | 996.5626 | 996.5626 | 996.5626 | 996.5626 | 996.5626
50 | Widows Creek | 7 | 50¦7 | AL | 575 | 2181793.3333 | 3.366 | 3.366 | 3.366 | 3.366 | 3.366 | 17.3225 | 24.2721 | 34.542 | 34.542 | 34.542 | 34.542 | 34.542 | 34.542 | 34.542 | 34.542 | 34.542 | 34.542 | 34.542 | 34.542 | 34.542
50 | Widows Creek | 8 | 50¦8 | AL | 550 | 1798306.6667 | 3.6359 | 3.6359 | 3.6359 | 3.6359 | 3.6359 | 19.8932 | 28.5966 | 40.4796 | 40.4796 | 40.4796 | 40.4796 | 40.4796 | 40.4796 | 40.4796 | 40.4796 | 40.4796 | 40.4796 | 40.4796 | 40.4796 | 40.4796
1378 | Paradise | 1 | 1378¦1 | KY | 704 | 4300887.3333 | 2.7029 | 2.7029 | 2.7029 | 2.7029 | 2.7029 | 6.0842 | 10.1882 | 16.4556 | 16.4556 | 16.4556 | 16.4556 | 16.4556 | 16.4556 | 16.4556 | 16.4556 | 16.4556 | 16.4556 | 16.4556 | 16.4556 | 16.4556
1378 | Paradise | 2 | 1378¦2 | KY | 704 | 3964219.3333 | 2.8623 | 2.8623 | 2.8623 | 2.8623 | 2.8623 | 6.5136 | 10.93 | 17.6266 | 17.6266 | 17.6266 | 17.6266 | 17.6266 | 17.6266 | 17.6266 | 17.6266 | 17.6266 | 17.6266 | 17.6266 | 17.6266 | 17.6266
1378 | Paradise | 3 | 1378¦3 | KY | 1150.2 | 5030679.3333 | 2.6403 | 2.6403 | 2.6403 | 2.6403 | 2.6403 | 6.5575 | 12.0644 | 20.4971 | 20.4971 | 20.4971 | 20.4971 | 20.4971 | 20.4971 | 20.4971 | 20.4971 | 20.4971 | 20.4971 | 20.4971 | 20.4971 | 20.4971
1379 | Shawnee | 1 | 1379¦1 | KY | 175 | 732922 | 2.5969 | 2.5969 | 2.5969 | 2.5969 | 2.5969 | 18.9302 | 43.2262 | 54.8148 | 54.8148 | 54.8148 | 54.8148 | 54.8148 | 54.8148 | 54.8148 | 54.8148 | 54.8148 | 54.8148 | 54.8148 | 54.8148 | 54.8148
1379 | Shawnee | 2 | 1379¦2 | KY | 175 | 772946.3333 | 2.5465 | 2.5465 | 2.5465 | 2.5465 | 2.5465 | 18.0422 | 41.1897 | 52.2446 | 52.2446 | 52.2446 | 52.2446 | 52.2446 | 52.2446 | 52.2446 | 52.2446 | 52.2446 | 52.2446 | 52.2446 | 52.2446 | 52.2446
1379 | Shawnee | 3 | 1379¦3 | KY | 175 | 768043.3333 | 2.5524 | 2.5524 | 2.5524 | 2.5524 | 2.5524 | 18.146 | 41.4255 | 52.5335 | 52.5335 | 52.5335 | 52.5335 | 52.5335 | 52.5335 | 52.5335 | 52.5335 | 52.5335 | 52.5335 | 52.5335 | 52.5335 | 52.5335
1379 | Shawnee | 4 | 1379¦4 | KY | 175 | 777488.6667 | 2.5411 | 2.5411 | 2.5411 | 2.5411 | 2.5411 | 17.9472 | 40.9688 | 51.961 | 51.961 | 51.961 | 51.961 | 51.961 | 51.961 | 51.961 | 51.961 | 51.961 | 51.961 | 51.961 | 51.961 | 51.961
1379 | Shawnee | 5 | 1379¦5 | KY | 175 | 826714.3333 | 2.4864 | 2.4864 | 2.4864 | 2.4864 | 2.4864 | 16.9847 | 38.7562 | 49.172 | 49.172 | 49.172 | 49.172 | 49.172 | 49.172 | 49.172 | 49.172 | 49.172 | 49.172 | 49.172 | 49.172 | 49.172
1379 | Shawnee | 6 | 1379¦6 | KY | 175 | 757509 | 2.5653 | 2.5653 | 2.5653 | 2.5653 | 2.5653 | 18.3736 | 41.9726 | 53.1271 | 53.1271 | 53.1271 | 53.1271 | 53.1271 | 53.1271 | 53.1271 | 53.1271 | 53.1271 | 53.1271 | 53.1271 | 53.1271 | 53.1271
1379 | Shawnee | 7 | 1379¦7 | KY | 175 | 830479 | 2.4825 | 2.4825 | 2.4825 | 2.4825 | 2.4825 | 16.9158 | 38.6175 | 48.8932 | 48.8932 | 48.8932 | 48.8932 | 48.8932 | 48.8932 | 48.8932 | 48.8932 | 48.8932 | 48.8932 | 48.8932 | 48.8932 | 48.8932
1379 | Shawnee | 8 | 1379¦8 | KY | 175 | 768923.3333 | 2.5513 | 2.5513 | 2.5513 | 2.5513 | 2.5513 | 18.1273 | 41.4026 | 52.3914 | 52.3914 | 52.3914 | 52.3914 | 52.3914 | 52.3914 | 52.3914 | 52.3914 | 52.3914 | 52.3914 | 52.3914 | 52.3914 | 52.3914
1379 | Shawnee | 9 | 1379¦9 | KY | 175 | 756074 | 2.5671 | 2.5671 | 2.5671 | 2.5671 | 2.5671 | 18.4051 | 42.0423 | 53.2259 | 53.2259 | 53.2259 | 53.2259 | 53.2259 | 53.2259 | 53.2259 | 53.2259 | 53.2259 | 53.2259 | 53.2259 | 53.2259 | 53.2259
3393 | Allen Steam Plant | 1 | 3393¦1 | TN | 330 | 1411587.3333 | 1.6439 | 1.6439 | 1.6439 | 1.6439 | 1.6439 | 14.4216 | 40.8859 | 50.9343 | 50.9343 | 50.9343 | 50.9343 | 50.9343 | 50.9343 | 50.9343 | 50.9343 | 50.9343 | 50.9343 | 50.9343 | 50.9343 | 50.9343
3393 | Allen Steam Plant | 2 | 3393¦2 | TN | 330 | 1463460.3333 | 1.6285 | 1.6285 | 1.6285 | 1.6285 | 1.6285 | 13.96 | 39.5521 | 49.3042 | 49.3042 | 49.3042 | 49.3042 | 49.3042 | 49.3042 | 49.3042 | 49.3042 | 49.3042 | 49.3042 | 49.3042 | 49.3042 | 49.3042
3393 | Allen Steam Plant | 3 | 3393¦3 | TN | 330 | 1322933.6667 | 1.6732 | 1.6732 | 1.6732 | 1.6732 | 1.6732 | 15.2943 | 43.3759 | 54.0445 | 54.0445 | 54.0445 | 54.0445 | 54.0445 | 54.0445 | 54.0445 | 54.0445 | 54.0445 | 54.0445 | 54.0445 | 54.0445 | 54.0445
3396 | Bull Run | 1 | 3396¦1 | TN | 950 | 2019975.3333 | 2.944 | 2.944 | 2.944 | 2.944 | 2.944 | 27.3021 | 36.9203 | 51.3349 | 51.3349 | 51.3349 | 51.3349 | 51.3349 | 51.3349 | 51.3349 | 51.3349 | 51.3349 | 51.3349 | 51.3349 | 51.3349 | 51.3349
3399 | Cumberland (TN) | 1 | 3399¦1 | TN | 1300 | 7142826.6667 | 2.1813 | 2.1813 | 2.1813 | 2.1813 | 2.1813 | 8.4459 | 12.4633 | 18.7634 | 18.7634 | 18.7634 | 18.7634 | 18.7634 | 18.7634 | 18.7634 | 18.7634 | 18.7634 | 18.7634 | 18.7634 | 18.7634 | 18.7634
3399 | Cumberland (TN) | 2 | 3399¦2 | TN | 1300 | 7030343.6667 | 2.1952 | 2.1952 | 2.1952 | 2.1952 | 2.1952 | 8.5571 | 12.632 | 18.9839 | 18.9839 | 18.9839 | 18.9839 | 18.9839 | 18.9839 | 18.9839 | 18.9839 | 18.9839 | 18.9839 | 18.9839 | 18.9839 | 18.9839
3403 | Gallatin (TN) | 1 | 3403¦1 | TN | 300 | 1555687 | 1.562 | 1.562 | 1.562 | 1.562 | 1.562 | 11.8108 | 34.4825 | 42.9335 | 42.9335 | 42.9335 | 42.9335 | 42.9335 | 42.9335 | 42.9335 | 42.9335 | 42.9335 | 42.9335 | 42.9335 | 42.9335 | 42.9335
3403 | Gallatin (TN) | 2 | 3403¦2 | TN | 300 | 1512875.3333 | 1.573 | 1.573 | 1.573 | 1.573 | 1.573 | 12.1076 | 35.3515 | 44.0134 | 44.0134 | 44.0134 | 44.0134 | 44.0134 | 44.0134 | 44.0134 | 44.0134 | 44.0134 | 44.0134 | 44.0134 | 44.0134 | 44.0134
3403 | Gallatin (TN) | 3 | 3403¦3 | TN | 327.6 | 1552051 | 1.5595 | 1.5595 | 1.5595 | 1.5595 | 1.5595 | 12.4219 | 36.4408 | 45.515 | 45.515 | 45.515 | 45.515 | 45.515 | 45.515 | 45.515 | 45.515 | 45.515 | 45.515 | 45.515 | 45.515 | 45.515
3403 | Gallatin (TN) | 4 | 3403¦4 | TN | 327.6 | 1705434 | 1.5241 | 1.5241 | 1.5241 | 1.5241 | 1.5241 | 11.4231 | 33.5128 | 41.8522 | 41.8522 | 41.8522 | 41.8522 | 41.8522 | 41.8522 | 41.8522 | 41.8522 | 41.8522 | 41.8522 | 41.8522 | 41.8522 | 41.8522
3405 | John Sevier | 3 | 3405¦3 | TN | 200 | 48441.6667 | 12.9881 | 12.9881 | 12.9881 | 12.9881 | 12.9881 | 374.9348 | 909.6143 | 1112.5404 | 1112.5404 | 1112.5404 | 1112.5404 | 1112.5404 | 1112.5404 | 1112.5404 | 1112.5404 | 1112.5404 | 1112.5404 | 1112.5404 | 1112.5404 | 1112.5404
3405 | John Sevier | 4 | 3405¦4 | TN | 200 | 146756.3333 | 5.1191 | 5.1191 | 5.1191 | 5.1191 | 5.1191 | 124.7066 | 305.5326 | 373.3682 | 373.3682 | 373.3682 | 373.3682 | 373.3682 | 373.3682 | 373.3682 | 373.3682 | 373.3682 | 373.3682 | 373.3682 | 373.3682 | 373.3682
3407 | Kingston | 1 | 3407¦1 | TN | 175 | 409900.3333 | 7.1293 | 7.1293 | 7.1293 | 7.1293 | 7.1293 | 36.1955 | 49.9185 | 69.145 | 69.145 | 69.145 | 69.145 | 69.145 | 69.145 | 69.145 | 69.145 | 69.145 | 69.145 | 69.145 | 69.145 | 69.145
3407 | Kingston | 2 | 3407¦2 | TN | 175 | 446737 | 6.7068 | 6.7068 | 6.7068 | 6.7068 | 6.7068 | 33.3906 | 46.0177 | 63.7315 | 63.7315 | 63.7315 | 63.7315 | 63.7315 | 63.7315 | 63.7315 | 63.7315 | 63.7315 | 63.7315 | 63.7315 | 63.7315 | 63.7315
3407 | Kingston | 3 | 3407¦3 | TN | 175 | 364918.6667 | 7.7573 | 7.7573 | 7.7573 | 7.7573 | 7.7573 | 40.385 | 55.7464 | 77.2363 | 77.2363 | 77.2363 | 77.2363 | 77.2363 | 77.2363 | 77.2363 | 77.2363 | 77.2363 | 77.2363 | 77.2363 | 77.2363 | 77.2363
3407 | Kingston | 4 | 3407¦4 | TN | 175 | 385455 | 7.446 | 7.446 | 7.446 | 7.446 | 7.446 | 38.3445 | 52.9105 | 73.3261 | 73.3261 | 73.3261 | 73.3261 | 73.3261 | 73.3261 | 73.3261 | 73.3261 | 73.3261 | 73.3261 | 73.3261 | 73.3261 | 73.3261
3407 | Kingston | 5 | 3407¦5 | TN | 200 | 486850.3333 | 6.3326 | 6.3326 | 6.3326 | 6.3326 | 6.3326 | 32.6177 | 45.5187 | 63.6639 | 63.6639 | 63.6639 | 63.6639 | 63.6639 | 63.6639 | 63.6639 | 63.6639 | 63.6639 | 63.6639 | 63.6639 | 63.6639 | 63.6639
3407 | Kingston | 6 | 3407¦6 | TN | 200 | 519816.3333 | 6.0573 | 6.0573 | 6.0573 | 6.0573 | 6.0573 | 30.6864 | 42.7966 | 59.8394 | 59.8394 | 59.8394 | 59.8394 | 59.8394 | 59.8394 | 59.8394 | 59.8394 | 59.8394 | 59.8394 | 59.8394 | 59.8394 | 59.8394
3407 | Kingston | 7 | 3407¦7 | TN | 200 | 540077 | 5.9086 | 5.9086 | 5.9086 | 5.9086 | 5.9086 | 29.6204 | 41.2925 | 57.7299 | 57.7299 | 57.7299 | 57.7299 | 57.7299 | 57.7299 | 57.7299 | 57.7299 | 57.7299 | 57.7299 | 57.7299 | 57.7299 | 57.7299
3407 | Kingston | 8 | 3407¦8 | TN | 200 | 564377.6667 | 5.736 | 5.736 | 5.736 | 5.736 | 5.736 | 28.4342 | 39.6223 | 55.3808 | 55.3808 | 55.3808 | 55.3808 | 55.3808 | 55.3808 | 55.3808 | 55.3808 | 55.3808 | 55.3808 | 55.3808 | 55.3808 | 55.3808
3407 | Kingston | 9 | 3407¦9 | TN | 200 | 597728.6667 | 5.5296 | 5.5296 | 5.5296 | 5.5296 | 5.5296 | 26.971 | 37.559 | 52.4944 | 52.4944 | 52.4944 | 52.4944 | 52.4944 | 52.4944 | 52.4944 | 52.4944 | 52.4944 | 52.4944 | 52.4944 | 52.4944 | 52.4944
6136 | Gibbons Creek | 1 | 6136¦1 | TX | 453.5 | 2300485.3333 | 5.5985 | 5.5985 | 5.5985 | 5.5985 | 5.5985 | 19.0895 | 24.8856 | 34.2976 | 34.2976 | 34.2976 | 34.2976 | 34.2976 | 34.2976 | 34.2976 | 34.2976 | 34.2976 | 34.2976 | 34.2976 | 34.2976 | 34.2976
3845 | Transalta Centralia Generation | 1 | 3845¦1 | WA | 729.9 | 2896718.6667 | 2.9198 | 2.9198 | 2.9198 | 2.9198 | 2.9198 | 9.9231 | 16.7585 | 26.9638 | 26.9638 | 26.9638 | 26.9638 | 26.9638 | 26.9638 | 26.9638 | 26.9638 | 26.9638 | 26.9638 | 26.9638 | 26.9638 | 26.9638
3845 | Transalta Centralia Generation | 2 | 3845¦2 | WA | 729.9 | 2813545.3333 | 2.9468 | 2.9468 | 2.9468 | 2.9468 | 2.9468 | 10.1518 | 17.1763 | 27.6372 | 27.6372 | 27.6372 | 27.6372 | 27.6372 | 27.6372 | 27.6372 | 27.6372 | 27.6372 | 27.6372 | 27.6372 | 27.6372 | 27.6372
2103 | Labadie | 1 | 2103¦1 | MO | 573.7 | 3944446 | 1.295 | 1.295 | 1.295 | 1.295 | 1.295 | 6.7644 | 21.4948 | 27.5051 | 27.5051 | 27.5051 | 27.5051 | 27.5051 | 27.5051 | 27.5051 | 27.5051 | 27.5051 | 27.5051 | 27.5051 | 27.5051 | 27.5051
2103 | Labadie | 2 | 2103¦2 | MO | 573.7 | 3891156.3333 | 1.2973 | 1.2973 | 1.2973 | 1.2973 | 1.2973 | 6.8395 | 21.7618 | 27.8443 | 27.8443 | 27.8443 | 27.8443 | 27.8443 | 27.8443 | 27.8443 | 27.8443 | 27.8443 | 27.8443 | 27.8443 | 27.8443 | 27.8443
2103 | Labadie | 3 | 2103¦3 | MO | 621 | 4038791.6667 | 1.289 | 1.289 | 1.289 | 1.289 | 1.289 | 6.9449 | 22.1833 | 28.4478 | 28.4478 | 28.4478 | 28.4478 | 28.4478 | 28.4478 | 28.4478 | 28.4478 | 28.4478 | 28.4478 | 28.4478 | 28.4478 | 28.4478
2103 | Labadie | 4 | 2103¦4 | MO | 621 | 4068719.3333 | 1.2878 | 1.2878 | 1.2878 | 1.2878 | 1.2878 | 6.9032 | 22.0324 | 28.2424 | 28.2424 | 28.2424 | 28.2424 | 28.2424 | 28.2424 | 28.2424 | 28.2424 | 28.2424 | 28.2424 | 28.2424 | 28.2424 | 28.2424
2104 | Meramec | 1 | 2104¦1 | MO | 137.5 | 536677.3333 | 2.4494 | 2.4494 | 2.4494 | 2.4494 | 2.4494 | 22.9205 | 61.0841 | 74.5862 | 74.5862 | 74.5862 | 74.5862 | 74.5862 | 74.5862 | 74.5862 | 74.5862 | 74.5862 | 74.5862 | 74.5862 | 74.5862 | 74.5862
2104 | Meramec | 2 | 2104¦2 | MO | 137.5 | 544501.6667 | 2.4347 | 2.4347 | 2.4347 | 2.4347 | 2.4347 | 22.6136 | 60.1442 | 73.4581 | 73.4581 | 73.4581 | 73.4581 | 73.4581 | 73.4581 | 73.4581 | 73.4581 | 73.4581 | 73.4581 | 73.4581 | 73.4581 | 73.4581
2104 | Meramec | 3 | 2104¦3 | MO | 289 | 1139174.6667 | 1.8526 | 1.8526 | 1.8526 | 1.8526 | 1.8526 | 16.5547 | 47.4145 | 59.5365 | 59.5365 | 59.5365 | 59.5365 | 59.5365 | 59.5365 | 59.5365 | 59.5365 | 59.5365 | 59.5365 | 59.5365 | 59.5365 | 59.5365
2104 | Meramec | 4 | 2104¦4 | MO | 359 | 1635669 | 1.6823 | 1.6823 | 1.6823 | 1.6823 | 1.6823 | 13.5665 | 39.1091 | 49.3659 | 49.3659 | 49.3659 | 49.3659 | 49.3659 | 49.3659 | 49.3659 | 49.3659 | 49.3659 | 49.3659 | 49.3659 | 49.3659 | 49.3659
2107 | Sioux | 1 | 2107¦1 | MO | 549.7 | 2654098 | 4.0511 | 4.0511 | 4.0511 | 4.0511 | 4.0511 | 15.071 | 20.8222 | 20.8222 | 20.8222 | 20.8222 | 20.8222 | 20.8222 | 20.8222 | 20.8222 | 20.8222 | 20.8222 | 20.8222 | 20.8222 | 20.8222 | 20.8222
2107 | Sioux | 2 | 2107¦2 | MO | 549.7 | 2329335.6667 | 4.1149 | 4.1149 | 4.1149 | 4.1149 | 4.1149 | 16.6562 | 23.1487 | 23.1487 | 23.1487 | 23.1487 | 23.1487 | 23.1487 | 23.1487 | 23.1487 | 23.1487 | 23.1487 | 23.1487 | 23.1487 | 23.1487 | 23.1487
6155 | Rush Island | 1 | 6155¦1 | MO | 621 | 4081246.6667 | 1.2629 | 1.2629 | 1.2629 | 1.2629 | 1.2629 | 7.8991 | 22.8382 | 28.9018 | 28.9018 | 28.9018 | 28.9018 | 28.9018 | 28.9018 | 28.9018 | 28.9018 | 28.9018 | 28.9018 | 28.9018 | 28.9018 | 28.9018
6155 | Rush Island | 2 | 6155¦2 | MO | 621 | 4073265 | 1.2632 | 1.2632 | 1.2632 | 1.2632 | 1.2632 | 7.9121 | 22.8875 | 28.9607 | 28.9607 | 28.9607 | 28.9607 | 28.9607 | 28.9607 | 28.9607 | 28.9607 | 28.9607 | 28.9607 | 28.9607 | 28.9607 | 28.9607
3325 | Ben French | ST1 | 3325¦ST1 | SD | 25 | 30932.6667 | 30.2654 | 30.2654 | 30.2654 | 30.2654 | 30.2654 | 458.2498 | 697.7174 | 776.3797 | 776.3797 | 776.3797 | 776.3797 | 776.3797 | 776.3797 | 776.3797 | 776.3797 | 776.3797 | 776.3797 | 776.3797 | 776.3797 | 776.3797
4150 | Neil Simpson | 5 | 4150¦5 | WY | 21.7 | 97192 | 4.2101 | 4.2101 | 4.2101 | 4.2101 | 4.2101 | 4.2101 | 4.2101 | 4.2101 | 4.2101 | 4.2101 | 4.2101 | 4.2101 | 4.2101 | 4.2101 | 4.2101 | 4.2101 | 4.2101 | 4.2101 | 4.2101 | 4.2101
7504 | Neil Simpson II | 2 | 7504¦2 | WY | 80 | 407834 | 7.7562 | 7.7562 | 7.7562 | 7.7562 | 7.7562 | 62.1088 | 70.867 | 83.0054 | 83.0054 | 83.0054 | 83.0054 | 83.0054 | 83.0054 | 83.0054 | 83.0054 | 83.0054 | 83.0054 | 83.0054 | 83.0054 | 83.0054
56596 | Wygen III | 5 | 56596¦5 | WY | 116.2 | 564341.3333 | 7.2516 | 7.2516 | 7.2516 | 7.2516 | 7.2516 | 46.6211 | 46.6211 | 46.6211 | 46.6211 | 46.6211 | 46.6211 | 46.6211 | 46.6211 | 46.6211 | 46.6211 | 46.6211 | 46.6211 | 46.6211 | 46.6211 | 46.6211
52048 | Vanderbilt University Power Plant | GEN2 | 52048¦GEN2 | TN | 4.5 | 113.3153 | 3572.8949 | 3572.8949 | 3572.8949 | 3572.8949 | 3572.8949 | 3572.8949 | 3572.8949 | 3572.8949 | 3572.8949 | 3572.8949 | 3572.8949 | 3572.8949 | 3572.8949 | 3572.8949 | 3572.8949 | 3572.8949 | 3572.8949 | 3572.8949 | 3572.8949 | 3572.8949
3796 | Bremo Bluff | 3 | 3796¦3 | VA | 69 | 103790.3333 | 6.152 | 6.152 | 6.152 | 6.152 | 6.152 | 117.3849 | 219.1753 | 255.1024 | 255.1024 | 255.1024 | 255.1024 | 255.1024 | 255.1024 | 255.1024 | 255.1024 | 255.1024 | 255.1024 | 255.1024 | 255.1024 | 255.1024
3796 | Bremo Bluff | 4 | 3796¦4 | VA | 185.2 | 295718.3333 | 3.1213 | 3.1213 | 3.1213 | 3.1213 | 3.1213 | 75.1772 | 145.9548 | 174.1563 | 174.1563 | 174.1563 | 174.1563 | 174.1563 | 174.1563 | 174.1563 | 174.1563 | 174.1563 | 174.1563 | 174.1563 | 174.1563 | 174.1563
3797 | Chesterfield | 3 | 3797¦3 | VA | 112.5 | 81968.6667 | 26.8709 | 26.8709 | 26.8709 | 26.8709 | 26.8709 | 149.939 | 193.5942 | 256.1892 | 256.1892 | 256.1892 | 256.1892 | 256.1892 | 256.1892 | 256.1892 | 256.1892 | 256.1892 | 256.1892 | 256.1892 | 256.1892 | 256.1892
3797 | Chesterfield | 4 | 3797¦4 | VA | 187.5 | 579956 | 6.6741 | 6.6741 | 6.6741 | 6.6741 | 6.6741 | 29.1924 | 38.8588 | 38.8588 | 38.8588 | 38.8588 | 38.8588 | 38.8588 | 38.8588 | 38.8588 | 38.8588 | 38.8588 | 38.8588 | 38.8588 | 38.8588 | 38.8588
3797 | Chesterfield | 5 | 3797¦5 | VA | 359 | 1686430.6667 | 3.9939 | 3.9939 | 3.9939 | 3.9939 | 3.9939 | 15.764 | 21.5679 | 21.5679 | 21.5679 | 21.5679 | 21.5679 | 21.5679 | 21.5679 | 21.5679 | 21.5679 | 21.5679 | 21.5679 | 21.5679 | 21.5679 | 21.5679
3797 | Chesterfield | 6 | 3797¦6 | VA | 693.9 | 2981057 | 4.1386 | 4.1386 | 4.1386 | 4.1386 | 4.1386 | 14.7021 | 14.7021 | 14.7021 | 14.7021 | 14.7021 | 14.7021 | 14.7021 | 14.7021 | 14.7021 | 14.7021 | 14.7021 | 14.7021 | 14.7021 | 14.7021 | 14.7021
3803 | Chesapeake | 3 | 3803¦3 | VA | 185.2 | 578094 | 2.1432 | 2.1432 | 2.1432 | 2.1432 | 2.1432 | 26.5055 | 69.2665 | 83.3 | 83.3 | 83.3 | 83.3 | 83.3 | 83.3 | 83.3 | 83.3 | 83.3 | 83.3 | 83.3 | 83.3 | 83.3
3803 | Chesapeake | ST1 | 3803¦ST1 | VA | 112.5 | 175176.3333 | 4.2336 | 4.2336 | 4.2336 | 4.2336 | 4.2336 | 67.8866 | 163.2699 | 194.969 | 194.969 | 194.969 | 194.969 | 194.969 | 194.969 | 194.969 | 194.969 | 194.969 | 194.969 | 194.969 | 194.969 | 194.969
3803 | Chesapeake | ST2 | 3803¦ST2 | VA | 112.5 | 272433.3333 | 3.1811 | 3.1811 | 3.1811 | 3.1811 | 3.1811 | 42.8211 | 105.0928 | 126.0438 | 126.0438 | 126.0438 | 126.0438 | 126.0438 | 126.0438 | 126.0438 | 126.0438 | 126.0438 | 126.0438 | 126.0438 | 126.0438 | 126.0438
3803 | Chesapeake | ST4 | 3803¦ST4 | VA | 239.3 | 421401.3333 | 2.5158 | 2.5158 | 2.5158 | 2.5158 | 2.5158 | 41.5482 | 109.9229 | 133.4704 | 133.4704 | 133.4704 | 133.4704 | 133.4704 | 133.4704 | 133.4704 | 133.4704 | 133.4704 | 133.4704 | 133.4704 | 133.4704 | 133.4704
3809 | Yorktown | 1 | 3809¦1 | VA | 187.5 | 347020 | 2.7388 | 2.7388 | 2.7388 | 2.7388 | 2.7388 | 52.7593 | 122.9794 | 146.6005 | 146.6005 | 146.6005 | 146.6005 | 146.6005 | 146.6005 | 146.6005 | 146.6005 | 146.6005 | 146.6005 | 146.6005 | 146.6005 | 146.6005
3809 | Yorktown | 2 | 3809¦2 | VA | 187.5 | 451045.6667 | 2.3704 | 2.3704 | 2.3704 | 2.3704 | 2.3704 | 40.8973 | 95.9178 | 114.316 | 114.316 | 114.316 | 114.316 | 114.316 | 114.316 | 114.316 | 114.316 | 114.316 | 114.316 | 114.316 | 114.316 | 114.316
3954 | Mt Storm | 1 | 3954¦1 | WV | 570.2 | 3375800.3333 | 3.5048 | 3.5048 | 3.5048 | 3.5048 | 3.5048 | 11.3726 | 15.7125 | 15.7125 | 15.7125 | 15.7125 | 15.7125 | 15.7125 | 15.7125 | 15.7125 | 15.7125 | 15.7125 | 15.7125 | 15.7125 | 15.7125 | 15.7125
3954 | Mt Storm | 2 | 3954¦2 | WV | 570.2 | 3181287 | 3.5536 | 3.5536 | 3.5536 | 3.5536 | 3.5536 | 11.8885 | 16.4677 | 16.4677 | 16.4677 | 16.4677 | 16.4677 | 16.4677 | 16.4677 | 16.4677 | 16.4677 | 16.4677 | 16.4677 | 16.4677 | 16.4677 | 16.4677
3954 | Mt Storm | 3 | 3954¦3 | WV | 522 | 2608530.3333 | 3.7812 | 3.7812 | 3.7812 | 3.7812 | 3.7812 | 13.2468 | 18.3882 | 18.3882 | 18.3882 | 18.3882 | 18.3882 | 18.3882 | 18.3882 | 18.3882 | 18.3882 | 18.3882 | 18.3882 | 18.3882 | 18.3882 | 18.3882
7213 | Clover | 1 | 7213¦1 | VA | 424 | 2708898.6667 | 3.2711 | 3.2711 | 3.2711 | 3.2711 | 3.2711 | 10.3692 | 10.3692 | 16.9621 | 16.9621 | 16.9621 | 16.9621 | 16.9621 | 16.9621 | 16.9621 | 16.9621 | 16.9621 | 16.9621 | 16.9621 | 16.9621 | 16.9621
7213 | Clover | 2 | 7213¦2 | VA | 424 | 2623684.3333 | 3.3055 | 3.3055 | 3.3055 | 3.3055 | 3.3055 | 10.6287 | 10.6287 | 17.3983 | 17.3983 | 17.3983 | 17.3983 | 17.3983 | 17.3983 | 17.3983 | 17.3983 | 17.3983 | 17.3983 | 17.3983 | 17.3983 | 17.3983
52007 | Mecklenburg Power Station | GEN1 | 52007¦GEN1 | VA | 69.9 | 172926 | 14.9913 | 14.9913 | 14.9913 | 14.9913 | 14.9913 | 95.6339 | 95.6339 | 119.268 | 119.268 | 119.268 | 119.268 | 119.268 | 119.268 | 119.268 | 119.268 | 119.268 | 119.268 | 119.268 | 119.268 | 119.268
52007 | Mecklenburg Power Station | GEN2 | 52007¦GEN2 | VA | 69.9 | 159132.3333 | 16.0222 | 16.0222 | 16.0222 | 16.0222 | 16.0222 | 103.646 | 103.646 | 129.2937 | 129.2937 | 129.2937 | 129.2937 | 129.2937 | 129.2937 | 129.2937 | 129.2937 | 129.2937 | 129.2937 | 129.2937 | 129.2937 | 129.2937
56808 | Virginia City Hybrid Energy Center | 1 | 56808¦1 | VA | 668 | 3535119 | 2.8829 | 2.8829 | 2.8829 | 2.8829 | 2.8829 | 10.1456 | 10.1456 | 17.5615 | 17.5615 | 17.5615 | 17.5615 | 17.5615 | 17.5615 | 17.5615 | 17.5615 | 17.5615 | 17.5615 | 17.5615 | 17.5615 | 17.5615
6772 | Hugo | 1 | 6772¦1 | OK | 446 | 2663480.6667 | 1.6134 | 1.6134 | 1.6134 | 1.6134 | 1.6134 | 10.1225 | 28.7572 | 36.3236 | 36.3236 | 36.3236 | 36.3236 | 36.3236 | 36.3236 | 36.3236 | 36.3236 | 36.3236 | 36.3236 | 36.3236 | 36.3236 | 36.3236
1769 | Presque Isle | 5 | 1769¦5 | MI | 90 | 318800.3333 | 2.2916 | 2.2916 | 2.2916 | 2.2916 | 2.2916 | 35.9279 | 72.0189 | 88.3152 | 88.3152 | 88.3152 | 88.3152 | 88.3152 | 88.3152 | 88.3152 | 88.3152 | 88.3152 | 88.3152 | 88.3152 | 88.3152 | 88.3152
1769 | Presque Isle | 6 | 1769¦6 | MI | 90 | 311002.3333 | 2.3012 | 2.3012 | 2.3012 | 2.3012 | 2.3012 | 36.7772 | 73.8422 | 90.5277 | 90.5277 | 90.5277 | 90.5277 | 90.5277 | 90.5277 | 90.5277 | 90.5277 | 90.5277 | 90.5277 | 90.5277 | 90.5277 | 90.5277
1769 | Presque Isle | 7 | 1769¦7 | MI | 90 | 384095.3333 | 2.3752 | 2.3752 | 2.3752 | 2.3752 | 2.3752 | 30.3222 | 60.9678 | 75.3681 | 75.3681 | 75.3681 | 75.3681 | 75.3681 | 75.3681 | 75.3681 | 75.3681 | 75.3681 | 75.3681 | 75.3681 | 75.3681 | 75.3681
1769 | Presque Isle | 8 | 1769¦8 | MI | 90 | 445023.6667 | 2.3289 | 2.3289 | 2.3289 | 2.3289 | 2.3289 | 26.4696 | 53.1949 | 65.8032 | 65.8032 | 65.8032 | 65.8032 | 65.8032 | 65.8032 | 65.8032 | 65.8032 | 65.8032 | 65.8032 | 65.8032 | 65.8032 | 65.8032
1769 | Presque Isle | 9 | 1769¦9 | MI | 90 | 434655.6667 | 2.3358 | 2.3358 | 2.3358 | 2.3358 | 2.3358 | 27.0489 | 54.3669 | 67.2458 | 67.2458 | 67.2458 | 67.2458 | 67.2458 | 67.2458 | 67.2458 | 67.2458 | 67.2458 | 67.2458 | 67.2458 | 67.2458 | 67.2458
4041 | South Oak Creek | 5 | 4041¦5 | WI | 299.2 | 921752 | 4.2187 | 4.2187 | 4.2187 | 4.2187 | 4.2187 | 23.4966 | 33.1358 | 46.4515 | 46.4515 | 46.4515 | 46.4515 | 46.4515 | 46.4515 | 46.4515 | 46.4515 | 46.4515 | 46.4515 | 46.4515 | 46.4515 | 46.4515
4041 | South Oak Creek | 6 | 4041¦6 | WI | 299.2 | 1071596 | 3.8962 | 3.8962 | 3.8962 | 3.8962 | 3.8962 | 20.4886 | 28.8404 | 40.4103 | 40.4103 | 40.4103 | 40.4103 | 40.4103 | 40.4103 | 40.4103 | 40.4103 | 40.4103 | 40.4103 | 40.4103 | 40.4103 | 40.4103
4041 | South Oak Creek | 7 | 4041¦7 | WI | 317.6 | 1262896.3333 | 3.5962 | 3.5962 | 3.5962 | 3.5962 | 3.5962 | 18.268 | 25.7534 | 36.0718 | 36.0718 | 36.0718 | 36.0718 | 36.0718 | 36.0718 | 36.0718 | 36.0718 | 36.0718 | 36.0718 | 36.0718 | 36.0718 | 36.0718
4041 | South Oak Creek | 8 | 4041¦8 | WI | 324 | 1112079.3333 | 3.8256 | 3.8256 | 3.8256 | 3.8256 | 3.8256 | 20.7069 | 29.279 | 41.062 | 41.062 | 41.062 | 41.062 | 41.062 | 41.062 | 41.062 | 41.062 | 41.062 | 41.062 | 41.062 | 41.062 | 41.062
6170 | Pleasant Prairie | 1 | 6170¦1 | WI | 616.6 | 3256380 | 3.0482 | 3.0482 | 3.0482 | 3.0482 | 3.0482 | 9.1178 | 14.6472 | 22.6588 | 22.6588 | 22.6588 | 22.6588 | 22.6588 | 22.6588 | 22.6588 | 22.6588 | 22.6588 | 22.6588 | 22.6588 | 22.6588 | 22.6588
6170 | Pleasant Prairie | 2 | 6170¦2 | WI | 616.6 | 3197870.6667 | 3.0723 | 3.0723 | 3.0723 | 3.0723 | 3.0723 | 9.2508 | 14.8733 | 23.0192 | 23.0192 | 23.0192 | 23.0192 | 23.0192 | 23.0192 | 23.0192 | 23.0192 | 23.0192 | 23.0192 | 23.0192 | 23.0192 | 23.0192
7549 | Milwaukee County | 1 | 7549¦1 | WI | 11 | 17649.6667 | 23.0975 | 23.0975 | 23.0975 | 23.0975 | 23.0975 | 23.0975 | 23.0975 | 23.0975 | 23.0975 | 23.0975 | 23.0975 | 23.0975 | 23.0975 | 23.0975 | 23.0975 | 23.0975 | 23.0975 | 23.0975 | 23.0975 | 23.0975
56068 | Elm Road Generating Station | 1 | 56068¦1 | WI | 701.3 | 1641665.3333 | 5.1155 | 5.1155 | 5.1155 | 5.1155 | 5.1155 | 24.8437 | 24.8437 | 24.8437 | 24.8437 | 24.8437 | 24.8437 | 24.8437 | 24.8437 | 24.8437 | 24.8437 | 24.8437 | 24.8437 | 24.8437 | 24.8437 | 24.8437
56068 | Elm Road Generating Station | 2 | 56068¦2 | WI | 701.3 | 2879844 | 4.1681 | 4.1681 | 4.1681 | 4.1681 | 4.1681 | 15.4583 | 15.4583 | 15.4583 | 15.4583 | 15.4583 | 15.4583 | 15.4583 | 15.4583 | 15.4583 | 15.4583 | 15.4583 | 15.4583 | 15.4583 | 15.4583 | 15.4583
4050 | Edgewater | 3 | 4050¦3 | WI | 60 | 8533.3333 | 57.2907 | 57.2907 | 57.2907 | 57.2907 | 57.2907 | 986.3129 | 2279.7097 | 2703.6257 | 2703.6257 | 2703.6257 | 2703.6257 | 2703.6257 | 2703.6257 | 2703.6257 | 2703.6257 | 2703.6257 | 2703.6257 | 2703.6257 | 2703.6257 | 2703.6257
4050 | Edgewater | 4 | 4050¦4 | WI | 330 | 1664514 | 2.2051 | 2.2051 | 2.2051 | 2.2051 | 2.2051 | 13.8571 | 36.518 | 36.518 | 36.518 | 36.518 | 36.518 | 36.518 | 36.518 | 36.518 | 36.518 | 36.518 | 36.518 | 36.518 | 36.518 | 36.518
4050 | Edgewater | 5 | 4050¦5 | WI | 380 | 2232720.6667 | 4.1765 | 4.1765 | 4.1765 | 4.1765 | 4.1765 | 13.8275 | 13.8275 | 21.0333 | 21.0333 | 21.0333 | 21.0333 | 21.0333 | 21.0333 | 21.0333 | 21.0333 | 21.0333 | 21.0333 | 21.0333 | 21.0333 | 21.0333
4054 | Nelson Dewey Generating Station | 1 | 4054¦1 | WI | 100 | 500762.6667 | 2.5571 | 2.5571 | 2.5571 | 2.5571 | 2.5571 | 34.0909 | 65.5366 | 65.5366 | 65.5366 | 65.5366 | 65.5366 | 65.5366 | 65.5366 | 65.5366 | 65.5366 | 65.5366 | 65.5366 | 65.5366 | 65.5366 | 65.5366
4054 | Nelson Dewey Generating Station | 2 | 4054¦2 | WI | 100 | 507718.6667 | 2.5723 | 2.5723 | 2.5723 | 2.5723 | 2.5723 | 33.6762 | 64.7205 | 64.7205 | 64.7205 | 64.7205 | 64.7205 | 64.7205 | 64.7205 | 64.7205 | 64.7205 | 64.7205 | 64.7205 | 64.7205 | 64.7205 | 64.7205
8023 | Columbia (WI) | 1 | 8023¦1 | WI | 511 | 3344371.3333 | 3.6696 | 3.6696 | 3.6696 | 3.6696 | 3.6696 | 8.3911 | 8.3911 | 15.0174 | 15.0174 | 15.0174 | 15.0174 | 15.0174 | 15.0174 | 15.0174 | 15.0174 | 15.0174 | 15.0174 | 15.0174 | 15.0174 | 15.0174
8023 | Columbia (WI) | 2 | 8023¦2 | WI | 512 | 3155145.3333 | 3.0453 | 3.0453 | 3.0453 | 3.0453 | 3.0453 | 7.9651 | 12.7347 | 19.6774 | 19.6774 | 19.6774 | 19.6774 | 19.6774 | 19.6774 | 19.6774 | 19.6774 | 19.6774 | 19.6774 | 19.6774 | 19.6774 | 19.6774
4072 | Pulliam | 5 | 4072¦5 | WI | 50 | 36513.6667 | 14.7769 | 14.7769 | 14.7769 | 14.7769 | 14.7769 | 261.2536 | 533.9875 | 621.1331 | 621.1331 | 621.1331 | 621.1331 | 621.1331 | 621.1331 | 621.1331 | 621.1331 | 621.1331 | 621.1331 | 621.1331 | 621.1331 | 621.1331
4072 | Pulliam | 6 | 4072¦6 | WI | 69 | 82737.6667 | 7.6726 | 7.6726 | 7.6726 | 7.6726 | 7.6726 | 131.4222 | 281.6743 | 331.4672 | 331.4672 | 331.4672 | 331.4672 | 331.4672 | 331.4672 | 331.4672 | 331.4672 | 331.4672 | 331.4672 | 331.4672 | 331.4672 | 331.4672
4072 | Pulliam | 7 | 4072¦7 | WI | 81.6 | 239191.3333 | 10.8242 | 10.8242 | 10.8242 | 10.8242 | 10.8242 | 57.2047 | 116.9873 | 137.2792 | 137.2792 | 137.2792 | 137.2792 | 137.2792 | 137.2792 | 137.2792 | 137.2792 | 137.2792 | 137.2792 | 137.2792 | 137.2792 | 137.2792
4072 | Pulliam | 8 | 4072¦8 | WI | 149.6 | 476134.6667 | 7.7829 | 7.7829 | 7.7829 | 7.7829 | 7.7829 | 40.4378 | 86.6275 | 103.4891 | 103.4891 | 103.4891 | 103.4891 | 103.4891 | 103.4891 | 103.4891 | 103.4891 | 103.4891 | 103.4891 | 103.4891 | 103.4891 | 103.4891
4078 | Weston | 1 | 4078¦1 | WI | 60 | 85463.6667 | 7.0298 | 7.0298 | 7.0298 | 7.0298 | 7.0298 | 99.1114 | 219.7172 | 256.8044 | 256.8044 | 256.8044 | 256.8044 | 256.8044 | 256.8044 | 256.8044 | 256.8044 | 256.8044 | 256.8044 | 256.8044 | 256.8044 | 256.8044
4078 | Weston | 2 | 4078¦2 | WI | 81.6 | 199528.3333 | 3.8606 | 3.8606 | 3.8606 | 3.8606 | 3.8606 | 47.1637 | 111.5524 | 132.2033 | 132.2033 | 132.2033 | 132.2033 | 132.2033 | 132.2033 | 132.2033 | 132.2033 | 132.2033 | 132.2033 | 132.2033 | 132.2033 | 132.2033
4078 | Weston | 3 | 4078¦3 | WI | 350.5 | 1581740 | 2.3938 | 2.3938 | 2.3938 | 2.3938 | 2.3938 | 9.9406 | 27.2945 | 36.2013 | 36.2013 | 36.2013 | 36.2013 | 36.2013 | 36.2013 | 36.2013 | 36.2013 | 36.2013 | 36.2013 | 36.2013 | 36.2013 | 36.2013
4078 | Weston | 4 | 4078¦4 | WI | 595 | 3486348.6667 | 3.9052 | 3.9052 | 3.9052 | 3.9052 | 3.9052 | 8.5943 | 8.5943 | 8.5943 | 8.5943 | 8.5943 | 8.5943 | 8.5943 | 8.5943 | 8.5943 | 8.5943 | 8.5943 | 8.5943 | 8.5943 | 8.5943 | 8.5943
1866 | Wyandotte | 4 | 1866¦4 | MI | 11.5 | 6569.6667 | 0 | 0 | 0 | 0 | 0 | 0 | 0 | 0 | 0 | 0 | 0 | 0 | 0 | 0 | 0 | 0 | 0 | 0 | 0 | 0
1866 | Wyandotte | 5 | 1866¦5 | MI | 22 | 17486.3333 | 3.7147 | 3.7147 | 3.7147 | 3.7147 | 3.7147 | 3.7147 | 3.7147 | 3.7147 | 3.7147 | 3.7147 | 3.7147 | 3.7147 | 3.7147 | 3.7147 | 3.7147 | 3.7147 | 3.7147 | 3.7147 | 3.7147 | 3.7147
1866 | Wyandotte | 7 | 1866¦7 | MI | 32 | 62715 | 10.4835 | 10.4835 | 10.4835 | 10.4835 | 10.4835 | 230.9154 | 373.9809 | 425.9969 | 425.9969 | 425.9969 | 425.9969 | 425.9969 | 425.9969 | 425.9969 | 425.9969 | 425.9969 | 425.9969 | 425.9969 | 425.9969 | 425.9969
136 | Seminole (FL) | 1 | 136¦1 | FL | 735.9 | 4038726.6667 | 3.6639 | 3.6639 | 3.6639 | 3.6639 | 3.6639 | 8.7824 | 13.2244 | 13.2244 | 13.2244 | 13.2244 | 13.2244 | 13.2244 | 13.2244 | 13.2244 | 13.2244 | 13.2244 | 13.2244 | 13.2244 | 13.2244 | 13.2244
136 | Seminole (FL) | 2 | 136¦2 | FL | 735.9 | 3816428.3333 | 3.7108 | 3.7108 | 3.7108 | 3.7108 | 3.7108 | 9.1145 | 13.7905 | 13.7905 | 13.7905 | 13.7905 | 13.7905 | 13.7905 | 13.7905 | 13.7905 | 13.7905 | 13.7905 | 13.7905 | 13.7905 | 13.7905 | 13.7905
50951 | Sunnyside Cogen Associates | GEN1 | 50951¦GEN1 | UT | 58.1 | 277380 | 5.94 | 5.94 | 5.94 | 5.94 | 5.94 | 85.7741 | 124.3801 | 140.237 | 140.237 | 140.237 | 140.237 | 140.237 | 140.237 | 140.237 | 140.237 | 140.237 | 140.237 | 140.237 | 140.237 | 140.237
3152 | Sunbury Generation LP | 1 | 3152¦1 | PA | 89.1 | 30753.3333 | 22.3394 | 22.3394 | 22.3394 | 22.3394 | 22.3394 | 357.4138 | 744.6485 | 912.1667 | 912.1667 | 912.1667 | 912.1667 | 912.1667 | 912.1667 | 912.1667 | 912.1667 | 912.1667 | 912.1667 | 912.1667 | 912.1667 | 912.1667
3152 | Sunbury Generation LP | 2 | 3152¦2 | PA | 89.1 | 34436.3333 | 20.1674 | 20.1674 | 20.1674 | 20.1674 | 20.1674 | 319.4347 | 672.7107 | 838.6758 | 838.6758 | 838.6758 | 838.6758 | 838.6758 | 838.6758 | 838.6758 | 838.6758 | 838.6758 | 838.6758 | 838.6758 | 838.6758 | 838.6758
3152 | Sunbury Generation LP | 3 | 3152¦3 | PA | 103.5 | 20392 | 27.3506 | 27.3506 | 27.3506 | 27.3506 | 27.3506 | 568.5384 | 1422.3865 | 1737.0615 | 1737.0615 | 1737.0615 | 1737.0615 | 1737.0615 | 1737.0615 | 1737.0615 | 1737.0615 | 1737.0615 | 1737.0615 | 1737.0615 | 1737.0615 | 1737.0615
3152 | Sunbury Generation LP | 4 | 3152¦4 | PA | 156.2 | 11110 | 51.8196 | 51.8196 | 51.8196 | 51.8196 | 51.8196 | 1352.2482 | 3433.6809 | 4238.7756 | 4238.7756 | 4238.7756 | 4238.7756 | 4238.7756 | 4238.7756 | 4238.7756 | 4238.7756 | 4238.7756 | 4238.7756 | 4238.7756 | 4238.7756 | 4238.7756
1353 | Big Sandy | 1 | 1353¦1 | KY | 280.5 | 949573.3333 | 2.1693 | 2.1693 | 2.1693 | 2.1693 | 2.1693 | 13.4159 | 48.4517 | 60.8084 | 60.8084 | 60.8084 | 60.8084 | 60.8084 | 60.8084 | 60.8084 | 60.8084 | 60.8084 | 60.8084 | 60.8084 | 60.8084 | 60.8084
1353 | Big Sandy | 2 | 1353¦2 | KY | 816.3 | 2428514.6667 | 5.5321 | 5.5321 | 5.5321 | 5.5321 | 5.5321 | 17.338 | 25.0781 | 25.0781 | 25.0781 | 25.0781 | 25.0781 | 25.0781 | 25.0781 | 25.0781 | 25.0781 | 25.0781 | 25.0781 | 25.0781 | 25.0781 | 25.0781
3948 | Mitchell (WV) | 1 | 3948¦1 | WV | 816.3 | 3066341.3333 | 3.7827 | 3.7827 | 3.7827 | 3.7827 | 3.7827 | 10.4821 | 16.6213 | 16.6213 | 16.6213 | 16.6213 | 16.6213 | 16.6213 | 16.6213 | 16.6213 | 16.6213 | 16.6213 | 16.6213 | 16.6213 | 16.6213 | 16.6213
3948 | Mitchell (WV) | 2 | 3948¦2 | WV | 816.3 | 4269548.3333 | 3.4568 | 3.4568 | 3.4568 | 3.4568 | 3.4568 | 8.3115 | 12.8404 | 12.8404 | 12.8404 | 12.8404 | 12.8404 | 12.8404 | 12.8404 | 12.8404 | 12.8404 | 12.8404 | 12.8404 | 12.8404 | 12.8404 | 12.8404
2535 | Cayuga Operating Company | 1 | 2535¦1 | NY | 155.3 | 349753 | 10.4568 | 10.4568 | 10.4568 | 10.4568 | 10.4568 | 69.0402 | 83.995 | 83.995 | 83.995 | 83.995 | 83.995 | 83.995 | 83.995 | 83.995 | 83.995 | 83.995 | 83.995 | 83.995 | 83.995 | 83.995
2535 | Cayuga Operating Company | 2 | 2535¦2 | NY | 167.2 | 379424.3333 | 8.0839 | 8.0839 | 8.0839 | 8.0839 | 8.0839 | 65.0634 | 79.7088 | 101.0693 | 101.0693 | 101.0693 | 101.0693 | 101.0693 | 101.0693 | 101.0693 | 101.0693 | 101.0693 | 101.0693 | 101.0693 | 101.0693 | 101.0693
6082 | Somerset Operating Co LLC | 1 | 6082¦1 | NY | 655.1 | 1968947.6667 | 5.0239 | 5.0239 | 5.0239 | 5.0239 | 5.0239 | 24.8093 | 32.8221 | 32.8221 | 32.8221 | 32.8221 | 32.8221 | 32.8221 | 32.8221 | 32.8221 | 32.8221 | 32.8221 | 32.8221 | 32.8221 | 32.8221 | 32.8221
1250 | Lawrence Energy Center | 3 | 1250¦3 | KS | 49 | 329510.6667 | 4.4114 | 4.4114 | 4.4114 | 4.4114 | 4.4114 | 24.1438 | 54.5007 | 64.0141 | 64.0141 | 64.0141 | 64.0141 | 64.0141 | 64.0141 | 64.0141 | 64.0141 | 64.0141 | 64.0141 | 64.0141 | 64.0141 | 64.0141
1250 | Lawrence Energy Center | 4 | 1250¦4 | KS | 114 | 624904.6667 | 6.7916 | 6.7916 | 6.7916 | 6.7916 | 6.7916 | 24.7732 | 24.7732 | 34.4696 | 34.4696 | 34.4696 | 34.4696 | 34.4696 | 34.4696 | 34.4696 | 34.4696 | 34.4696 | 34.4696 | 34.4696 | 34.4696 | 34.4696
1250 | Lawrence Energy Center | 5 | 1250¦5 | KS | 403 | 2482762.6667 | 3.6535 | 3.6535 | 3.6535 | 3.6535 | 3.6535 | 13.7851 | 13.7851 | 21.0114 | 21.0114 | 21.0114 | 21.0114 | 21.0114 | 21.0114 | 21.0114 | 21.0114 | 21.0114 | 21.0114 | 21.0114 | 21.0114 | 21.0114
1252 | Tecumseh Energy Center | 7 | 1252¦7 | KS | 82 | 427126 | 3.702 | 3.702 | 3.702 | 3.702 | 3.702 | 30.8539 | 64.2785 | 75.3466 | 75.3466 | 75.3466 | 75.3466 | 75.3466 | 75.3466 | 75.3466 | 75.3466 | 75.3466 | 75.3466 | 75.3466 | 75.3466 | 75.3466
1252 | Tecumseh Energy Center | 8 | 1252¦8 | KS | 150 | 782475.3333 | 2.6264 | 2.6264 | 2.6264 | 2.6264 | 2.6264 | 23.6361 | 51.7637 | 61.725 | 61.725 | 61.725 | 61.725 | 61.725 | 61.725 | 61.725 | 61.725 | 61.725 | 61.725 | 61.725 | 61.725 | 61.725
6068 | Jeffrey Energy Center | 1 | 6068¦1 | KS | 720 | 3658341.3333 | 2.9368 | 2.9368 | 2.9368 | 2.9368 | 2.9368 | 7.2308 | 12.801 | 21.1055 | 21.1055 | 21.1055 | 21.1055 | 21.1055 | 21.1055 | 21.1055 | 21.1055 | 21.1055 | 21.1055 | 21.1055 | 21.1055 | 21.1055
6068 | Jeffrey Energy Center | 2 | 6068¦2 | KS | 720 | 4305879.3333 | 2.7991 | 2.7991 | 2.7991 | 2.7991 | 2.7991 | 6.4631 | 11.2618 | 18.4394 | 18.4394 | 18.4394 | 18.4394 | 18.4394 | 18.4394 | 18.4394 | 18.4394 | 18.4394 | 18.4394 | 18.4394 | 18.4394 | 18.4394
6068 | Jeffrey Energy Center | 3 | 6068¦3 | KS | 720 | 4116882.3333 | 2.8447 | 2.8447 | 2.8447 | 2.8447 | 2.8447 | 6.672 | 11.6709 | 19.1493 | 19.1493 | 19.1493 | 19.1493 | 19.1493 | 19.1493 | 19.1493 | 19.1493 | 19.1493 | 19.1493 | 19.1493 | 19.1493 | 19.1493
3944 | FirstEnergy Harrison Power Station | 1 | 3944¦1 | WV | 684 | 3998846.6667 | 2.7243 | 2.7243 | 2.7243 | 2.7243 | 2.7243 | 6.9345 | 11.1611 | 18.0084 | 18.0084 | 18.0084 | 18.0084 | 18.0084 | 18.0084 | 18.0084 | 18.0084 | 18.0084 | 18.0084 | 18.0084 | 18.0084 | 18.0084
3944 | FirstEnergy Harrison Power Station | 2 | 3944¦2 | WV | 684 | 3734491.3333 | 2.7345 | 2.7345 | 2.7345 | 2.7345 | 2.7345 | 7.2159 | 11.7117 | 18.9761 | 18.9761 | 18.9761 | 18.9761 | 18.9761 | 18.9761 | 18.9761 | 18.9761 | 18.9761 | 18.9761 | 18.9761 | 18.9761 | 18.9761
3944 | FirstEnergy Harrison Power Station | 3 | 3944¦3 | WV | 684 | 4120211.3333 | 2.6901 | 2.6901 | 2.6901 | 2.6901 | 2.6901 | 6.7874 | 10.9021 | 17.5922 | 17.5922 | 17.5922 | 17.5922 | 17.5922 | 17.5922 | 17.5922 | 17.5922 | 17.5922 | 17.5922 | 17.5922 | 17.5922 | 17.5922
6004 | FirstEnergy Pleasants Power Station | 1 | 6004¦1 | WV | 684 | 4198893.6667 | 2.7962 | 2.7962 | 2.7962 | 2.7962 | 2.7962 | 7.7511 | 11.8745 | 18.4233 | 18.4233 | 18.4233 | 18.4233 | 18.4233 | 18.4233 | 18.4233 | 18.4233 | 18.4233 | 18.4233 | 18.4233 | 18.4233 | 18.4233
6004 | FirstEnergy Pleasants Power Station | 2 | 6004¦2 | WV | 684 | 4024361.3333 | 2.7939 | 2.7939 | 2.7939 | 2.7939 | 2.7939 | 7.9514 | 12.2351 | 19.2372 | 19.2372 | 19.2372 | 19.2372 | 19.2372 | 19.2372 | 19.2372 | 19.2372 | 19.2372 | 19.2372 | 19.2372 | 19.2372 | 19.2372
126 | H Wilson Sundt Generating Station | 4 | 126¦4 | AZ | 173.3 | 457891.3333 | 4.4534 | 4.4534 | 4.4534 | 4.4534 | 4.4534 | 52.8609 | 90.6993 | 110.4309 | 110.4309 | 110.4309 | 110.4309 | 110.4309 | 110.4309 | 110.4309 | 110.4309 | 110.4309 | 110.4309 | 110.4309 | 110.4309 | 110.4309
8223 | Springerville | 1 | 8223¦1 | AZ | 424.8 | 2894822 | 3.5864 | 3.5864 | 3.5864 | 3.5864 | 3.5864 | 7.5959 | 7.5959 | 14.0039 | 14.0039 | 14.0039 | 14.0039 | 14.0039 | 14.0039 | 14.0039 | 14.0039 | 14.0039 | 14.0039 | 14.0039 | 14.0039 | 14.0039
8223 | Springerville | 2 | 8223¦2 | AZ | 424.8 | 2679828.3333 | 3.5581 | 3.5581 | 3.5581 | 3.5581 | 3.5581 | 7.8632 | 7.8632 | 14.6916 | 14.6916 | 14.6916 | 14.6916 | 14.6916 | 14.6916 | 14.6916 | 14.6916 | 14.6916 | 14.6916 | 14.6916 | 14.6916 | 14.6916
8223 | Springerville | 3 | 8223¦3 | AZ | 458.1 | 2529974.3333 | 4.5128 | 4.5128 | 4.5128 | 4.5128 | 4.5128 | 9.2058 | 9.2058 | 9.2058 | 9.2058 | 9.2058 | 9.2058 | 9.2058 | 9.2058 | 9.2058 | 9.2058 | 9.2058 | 9.2058 | 9.2058 | 9.2058 | 9.2058
8223 | Springerville | 4 | 8223¦4 | AZ | 458.1 | 2606953.3333 | 4.5046 | 4.5046 | 4.5046 | 4.5046 | 4.5046 | 9.0686 | 9.0686 | 9.0686 | 9.0686 | 9.0686 | 9.0686 | 9.0686 | 9.0686 | 9.0686 | 9.0686 | 9.0686 | 9.0686 | 9.0686 | 9.0686 | 9.0686
87 | Escalante | 1 | 87¦1 | NM | 257 | 1341593 | 4.7282 | 4.7282 | 4.7282 | 4.7282 | 4.7282 | 27.6611 | 27.6611 | 37.3225 | 37.3225 | 37.3225 | 37.3225 | 37.3225 | 37.3225 | 37.3225 | 37.3225 | 37.3225 | 37.3225 | 37.3225 | 37.3225 | 37.3225
527 | Nucla | 1 | 527¦1 | CO | 11.5 | 48211 | 9.3123 | 9.3123 | 9.3123 | 9.3123 | 9.3123 | 9.3123 | 9.3123 | 9.3123 | 9.3123 | 9.3123 | 9.3123 | 9.3123 | 9.3123 | 9.3123 | 9.3123 | 9.3123 | 9.3123 | 9.3123 | 9.3123 | 9.3123
527 | Nucla | 2 | 527¦2 | CO | 11.5 | 47038 | 9.5336 | 9.5336 | 9.5336 | 9.5336 | 9.5336 | 9.5336 | 9.5336 | 9.5336 | 9.5336 | 9.5336 | 9.5336 | 9.5336 | 9.5336 | 9.5336 | 9.5336 | 9.5336 | 9.5336 | 9.5336 | 9.5336 | 9.5336
527 | Nucla | 3 | 527¦3 | CO | 11.5 | 46571 | 9.6248 | 9.6248 | 9.6248 | 9.6248 | 9.6248 | 9.6248 | 9.6248 | 9.6248 | 9.6248 | 9.6248 | 9.6248 | 9.6248 | 9.6248 | 9.6248 | 9.6248 | 9.6248 | 9.6248 | 9.6248 | 9.6248 | 9.6248
527 | Nucla | ST4 | 527¦ST4 | CO | 79.3 | 304997.3333 | 5.3559 | 5.3559 | 5.3559 | 5.3559 | 5.3559 | 78.3838 | 112.7005 | 128.7347 | 128.7347 | 128.7347 | 128.7347 | 128.7347 | 128.7347 | 128.7347 | 128.7347 | 128.7347 | 128.7347 | 128.7347 | 128.7347 | 128.7347
6021 | Craig (CO) | 1 | 6021¦1 | CO | 446.4 | 2684923.3333 | 3.4445 | 3.4445 | 3.4445 | 3.4445 | 3.4445 | 9.6044 | 9.6044 | 16.8085 | 16.8085 | 16.8085 | 16.8085 | 16.8085 | 16.8085 | 16.8085 | 16.8085 | 16.8085 | 16.8085 | 16.8085 | 16.8085 | 16.8085
6021 | Craig (CO) | 2 | 6021¦2 | CO | 446.4 | 2939315.6667 | 3.3505 | 3.3505 | 3.3505 | 3.3505 | 3.3505 | 8.9842 | 8.9842 | 15.6788 | 15.6788 | 15.6788 | 15.6788 | 15.6788 | 15.6788 | 15.6788 | 15.6788 | 15.6788 | 15.6788 | 15.6788 | 15.6788 | 15.6788
6021 | Craig (CO) | 3 | 6021¦3 | CO | 534.8 | 3259993.6667 | 3.3712 | 3.3712 | 3.3712 | 3.3712 | 3.3712 | 7.5448 | 7.5448 | 14.625 | 14.625 | 14.625 | 14.625 | 14.625 | 14.625 | 14.625 | 14.625 | 14.625 | 14.625 | 14.625 | 14.625 | 14.625
7790 | Bonanza | 1 | 7790¦1 | UT | 499.5 | 3359920.6667 | 5.6779 | 5.6779 | 5.6779 | 5.6779 | 5.6779 | 15.0295 | 15.0295 | 21.9109 | 21.9109 | 21.9109 | 21.9109 | 21.9109 | 21.9109 | 21.9109 | 21.9109 | 21.9109 | 21.9109 | 21.9109 | 21.9109 | 21.9109
59 | Platte | 1 | 59¦1 | NE | 109.8 | 326961.3333 | 10.056 | 10.056 | 10.056 | 10.056 | 10.056 | 77.8473 | 77.8473 | 96.0029 | 96.0029 | 96.0029 | 96.0029 | 96.0029 | 96.0029 | 96.0029 | 96.0029 | 96.0029 | 96.0029 | 96.0029 | 96.0029 | 96.0029
856 | E D Edwards | 1 | 856¦1 | IL | 136 | 345770.3333 | 1.4382 | 1.4382 | 1.4382 | 1.4382 | 1.4382 | 34.1439 | 89.4664 | 108.8012 | 108.8012 | 108.8012 | 108.8012 | 108.8012 | 108.8012 | 108.8012 | 108.8012 | 108.8012 | 108.8012 | 108.8012 | 108.8012 | 108.8012
856 | E D Edwards | 2 | 856¦2 | IL | 280.5 | 1767024 | 1.2493 | 1.2493 | 1.2493 | 1.2493 | 1.2493 | 11.0777 | 30.4742 | 38.0462 | 38.0462 | 38.0462 | 38.0462 | 38.0462 | 38.0462 | 38.0462 | 38.0462 | 38.0462 | 38.0462 | 38.0462 | 38.0462 | 38.0462
856 | E D Edwards | 3 | 856¦3 | IL | 363.8 | 2033222.6667 | 2.2384 | 2.2384 | 2.2384 | 2.2384 | 2.2384 | 12.4562 | 32.6286 | 32.6286 | 32.6286 | 32.6286 | 32.6286 | 32.6286 | 32.6286 | 32.6286 | 32.6286 | 32.6286 | 32.6286 | 32.6286 | 32.6286 | 32.6286
6016 | Duck Creek | 1 | 6016¦1 | IL | 441 | 2526919.6667 | 3.7955 | 3.7955 | 3.7955 | 3.7955 | 3.7955 | 16.0547 | 21.1072 | 21.1072 | 21.1072 | 21.1072 | 21.1072 | 21.1072 | 21.1072 | 21.1072 | 21.1072 | 21.1072 | 21.1072 | 21.1072 | 21.1072 | 21.1072
56163 | Kennecott Power Plant | 1 | 56163¦1 | UT | 50 | 70882 | 14.2473 | 14.2473 | 14.2473 | 14.2473 | 14.2473 | 172.0233 | 321.4841 | 371.1098 | 371.1098 | 371.1098 | 371.1098 | 371.1098 | 371.1098 | 371.1098 | 371.1098 | 371.1098 | 371.1098 | 371.1098 | 371.1098 | 371.1098
56163 | Kennecott Power Plant | 2 | 56163¦2 | UT | 25 | 40746.3333 | 22.8598 | 22.8598 | 22.8598 | 22.8598 | 22.8598 | 189.5818 | 355.6044 | 407.5608 | 407.5608 | 407.5608 | 407.5608 | 407.5608 | 407.5608 | 407.5608 | 407.5608 | 407.5608 | 407.5608 | 407.5608 | 407.5608 | 407.5608
56163 | Kennecott Power Plant | 3 | 56163¦3 | UT | 25 | 36616 | 25.1714 | 25.1714 | 25.1714 | 25.1714 | 25.1714 | 210.6771 | 394.6491 | 452.3169 | 452.3169 | 452.3169 | 452.3169 | 452.3169 | 452.3169 | 452.3169 | 452.3169 | 452.3169 | 452.3169 | 452.3169 | 452.3169 | 452.3169
56163 | Kennecott Power Plant | 4 | 56163¦4 | UT | 82 | 317455.3333 | 4.4484 | 4.4484 | 4.4484 | 4.4484 | 4.4484 | 50.742 | 102.0437 | 119.1691 | 119.1691 | 119.1691 | 119.1691 | 119.1691 | 119.1691 | 119.1691 | 119.1691 | 119.1691 | 119.1691 | 119.1691 | 119.1691 | 119.1691
3130 | Seward (PA) | FB1 | 3130¦FB1 | PA | 585 | 2107268.3333 | 4.4545 | 4.4545 | 4.4545 | 4.4545 | 4.4545 | 16.9883 | 16.9883 | 28.1486 | 28.1486 | 28.1486 | 28.1486 | 28.1486 | 28.1486 | 28.1486 | 28.1486 | 28.1486 | 28.1486 | 28.1486 | 28.1486 | 28.1486
298 | Limestone | 1 | 298¦1 | TX | 893 | 5939377.6667 | 2.9196 | 2.9196 | 2.9196 | 2.9196 | 2.9196 | 6.3898 | 10.5869 | 16.8407 | 16.8407 | 16.8407 | 16.8407 | 16.8407 | 16.8407 | 16.8407 | 16.8407 | 16.8407 | 16.8407 | 16.8407 | 16.8407 | 16.8407
298 | Limestone | 2 | 298¦2 | TX | 956.8 | 6182536.3333 | 2.9067 | 2.9067 | 2.9067 | 2.9067 | 2.9067 | 6.4071 | 10.6639 | 17.0247 | 17.0247 | 17.0247 | 17.0247 | 17.0247 | 17.0247 | 17.0247 | 17.0247 | 17.0247 | 17.0247 | 17.0247 | 17.0247 | 17.0247
3470 | W A Parish | 5 | 3470¦5 | TX | 734.1 | 3980332.6667 | 1.8966 | 1.8966 | 1.8966 | 1.8966 | 1.8966 | 8.2042 | 18.0482 | 25.3503 | 25.3503 | 25.3503 | 25.3503 | 25.3503 | 25.3503 | 25.3503 | 25.3503 | 25.3503 | 25.3503 | 25.3503 | 25.3503 | 25.3503
3470 | W A Parish | 6 | 3470¦6 | TX | 734.1 | 3857515 | 1.9066 | 1.9066 | 1.9066 | 1.9066 | 1.9066 | 8.4098 | 18.5003 | 26.0387 | 26.0387 | 26.0387 | 26.0387 | 26.0387 | 26.0387 | 26.0387 | 26.0387 | 26.0387 | 26.0387 | 26.0387 | 26.0387 | 26.0387
3470 | W A Parish | 7 | 3470¦7 | TX | 614.6 | 3378501 | 2.057 | 2.057 | 2.057 | 2.057 | 2.057 | 5.2885 | 18.6149 | 25.9611 | 25.9611 | 25.9611 | 25.9611 | 25.9611 | 25.9611 | 25.9611 | 25.9611 | 25.9611 | 25.9611 | 25.9611 | 25.9611 | 25.9611
3470 | W A Parish | 8 | 3470¦8 | TX | 654 | 3672651 | 3.4768 | 3.4768 | 3.4768 | 3.4768 | 3.4768 | 9.0483 | 9.0483 | 16.2046 | 16.2046 | 16.2046 | 16.2046 | 16.2046 | 16.2046 | 16.2046 | 16.2046 | 16.2046 | 16.2046 | 16.2046 | 16.2046 | 16.2046
6018 | East Bend | 2 | 6018¦2 | KY | 669.3 | 3268188.3333 | 4.2582 | 4.2582 | 4.2582 | 4.2582 | 4.2582 | 13.9832 | 19.3769 | 19.3769 | 19.3769 | 19.3769 | 19.3769 | 19.3769 | 19.3769 | 19.3769 | 19.3769 | 19.3769 | 19.3769 | 19.3769 | 19.3769 | 19.3769
2378 | B L England | 1 | 2378¦1 | NJ | 136 | 36407.3333 | 5.3492 | 5.3492 | 5.3492 | 5.3492 | 5.3492 | 434.554 | 993.3716 | 993.3716 | 993.3716 | 993.3716 | 993.3716 | 993.3716 | 993.3716 | 993.3716 | 993.3716 | 993.3716 | 993.3716 | 993.3716 | 993.3716 | 993.3716
2378 | B L England | 2 | 2378¦2 | NJ | 163.2 | 151895.3333 | 14.2319 | 14.2319 | 14.2319 | 14.2319 | 14.2319 | 189.1657 | 226.3933 | 226.3933 | 226.3933 | 226.3933 | 226.3933 | 226.3933 | 226.3933 | 226.3933 | 226.3933 | 226.3933 | 226.3933 | 226.3933 | 226.3933 | 226.3933
50202 | WPS Power Niagara | GEN1 | 50202¦GEN1 | NY | 56 | 51701 | 22.7467 | 22.7467 | 22.7467 | 22.7467 | 22.7467 | 450.312 | 611.9374 | 611.9374 | 611.9374 | 611.9374 | 611.9374 | 611.9374 | 611.9374 | 611.9374 | 611.9374 | 611.9374 | 611.9374 | 611.9374 | 611.9374 | 611.9374
56611 | Sandy Creek Energy Station | S01 | 56611¦S01 | TX | 1008 | 3282046.3333 | 2.9656 | 2.9656 | 2.9656 | 2.9656 | 2.9656 | 10.4652 | 10.4652 | 20.373 | 20.373 | 20.373 | 20.373 | 20.373 | 20.373 | 20.373 | 20.373 | 20.373 | 20.373 | 20.373 | 20.373 | 20.373
56671 | Longview Power LLC | MKA01 | 56671¦MKA01 | WV | 807.5 | 4105984 | 2.8798 | 2.8798 | 2.8798 | 2.8798 | 2.8798 | 10.9639 | 10.9639 | 17.3833 | 17.3833 | 17.3833 | 17.3833 | 17.3833 | 17.3833 | 17.3833 | 17.3833 | 17.3833 | 17.3833 | 17.3833 | 17.3833 | 17.3833
1393 | R S Nelson | 6 | 1393¦6 | LA | 614.6 | 2902194.6667 | 1.6773 | 1.6773 | 1.6773 | 1.6773 | 1.6773 | 9.8641 | 32.4113 | 41.9841 | 41.9841 | 41.9841 | 41.9841 | 41.9841 | 41.9841 | 41.9841 | 41.9841 | 41.9841 | 41.9841 | 41.9841 | 41.9841 | 41.9841
6146 | Martin Lake | 1 | 6146¦1 | TX | 793.2 | 4937302 | 3.4328 | 3.4328 | 3.4328 | 3.4328 | 3.4328 | 9.6657 | 14.5491 | 21.6693 | 21.6693 | 21.6693 | 21.6693 | 21.6693 | 21.6693 | 21.6693 | 21.6693 | 21.6693 | 21.6693 | 21.6693 | 21.6693 | 21.6693
6146 | Martin Lake | 2 | 6146¦2 | TX | 793.2 | 5136121 | 3.3703 | 3.3703 | 3.3703 | 3.3703 | 3.3703 | 9.3709 | 14.0827 | 20.9694 | 20.9694 | 20.9694 | 20.9694 | 20.9694 | 20.9694 | 20.9694 | 20.9694 | 20.9694 | 20.9694 | 20.9694 | 20.9694 | 20.9694
6146 | Martin Lake | 3 | 6146¦3 | TX | 793.2 | 4463123.6667 | 3.4793 | 3.4793 | 3.4793 | 3.4793 | 3.4793 | 10.3489 | 15.7036 | 23.4469 | 23.4469 | 23.4469 | 23.4469 | 23.4469 | 23.4469 | 23.4469 | 23.4469 | 23.4469 | 23.4469 | 23.4469 | 23.4469 | 23.4469
6147 | Monticello | 1 | 6147¦1 | TX | 593.4 | 1717304.6667 | 3.0426 | 3.0426 | 3.0426 | 3.0426 | 3.0426 | 16.3562 | 41.8267 | 41.8267 | 41.8267 | 41.8267 | 41.8267 | 41.8267 | 41.8267 | 41.8267 | 41.8267 | 41.8267 | 41.8267 | 41.8267 | 41.8267 | 41.8267
6147 | Monticello | 2 | 6147¦2 | TX | 593.4 | 1551051 | 3.0819 | 3.0819 | 3.0819 | 3.0819 | 3.0819 | 17.8 | 45.7227 | 45.7227 | 45.7227 | 45.7227 | 45.7227 | 45.7227 | 45.7227 | 45.7227 | 45.7227 | 45.7227 | 45.7227 | 45.7227 | 45.7227 | 45.7227
6147 | Monticello | 3 | 6147¦3 | TX | 793.2 | 4041206 | 3.929 | 3.929 | 3.929 | 3.929 | 3.929 | 13.3152 | 18.9603 | 18.9603 | 18.9603 | 18.9603 | 18.9603 | 18.9603 | 18.9603 | 18.9603 | 18.9603 | 18.9603 | 18.9603 | 18.9603 | 18.9603 | 18.9603
6648 | Sandow No 4 | 4 | 6648¦4 | TX | 590.6 | 4288579.6667 | 4.7759 | 4.7759 | 4.7759 | 4.7759 | 4.7759 | 12.7479 | 17.1874 | 17.1874 | 17.1874 | 17.1874 | 17.1874 | 17.1874 | 17.1874 | 17.1874 | 17.1874 | 17.1874 | 17.1874 | 17.1874 | 17.1874 | 17.1874
1831 | Eckert Station | 1 | 1831¦1 | MI | 44 | 36800 | 14.6486 | 14.6486 | 14.6486 | 14.6486 | 14.6486 | 216.7092 | 474.4436 | 555.4485 | 555.4485 | 555.4485 | 555.4485 | 555.4485 | 555.4485 | 555.4485 | 555.4485 | 555.4485 | 555.4485 | 555.4485 | 555.4485 | 555.4485
1831 | Eckert Station | 2 | 1831¦2 | MI | 44 | 21491.3333 | 23.6639 | 23.6639 | 23.6639 | 23.6639 | 23.6639 | 369.5253 | 829.645 | 982.7494 | 982.7494 | 982.7494 | 982.7494 | 982.7494 | 982.7494 | 982.7494 | 982.7494 | 982.7494 | 982.7494 | 982.7494 | 982.7494 | 982.7494
1831 | Eckert Station | 3 | 1831¦3 | MI | 47 | 56316.3333 | 10.3054 | 10.3054 | 10.3054 | 10.3054 | 10.3054 | 144.4324 | 320.1219 | 375.5359 | 375.5359 | 375.5359 | 375.5359 | 375.5359 | 375.5359 | 375.5359 | 375.5359 | 375.5359 | 375.5359 | 375.5359 | 375.5359 | 375.5359
1831 | Eckert Station | 4 | 1831¦4 | MI | 80 | 185271 | 4.4344 | 4.4344 | 4.4344 | 4.4344 | 4.4344 | 68.0495 | 145.7398 | 172.0891 | 172.0891 | 172.0891 | 172.0891 | 172.0891 | 172.0891 | 172.0891 | 172.0891 | 172.0891 | 172.0891 | 172.0891 | 172.0891 | 172.0891
1831 | Eckert Station | 5 | 1831¦5 | MI | 80 | 116455.3333 | 6.0589 | 6.0589 | 6.0589 | 6.0589 | 6.0589 | 107.1491 | 228.9234 | 270.1747 | 270.1747 | 270.1747 | 270.1747 | 270.1747 | 270.1747 | 270.1747 | 270.1747 | 270.1747 | 270.1747 | 270.1747 | 270.1747 | 270.1747
1831 | Eckert Station | 6 | 1831¦6 | MI | 80 | 239572.6667 | 3.8113 | 3.8113 | 3.8113 | 3.8113 | 3.8113 | 53.0519 | 113.7959 | 134.3841 | 134.3841 | 134.3841 | 134.3841 | 134.3841 | 134.3841 | 134.3841 | 134.3841 | 134.3841 | 134.3841 | 134.3841 | 134.3841 | 134.3841
1832 | Erickson Station | 1 | 1832¦1 | MI | 154.7 | 554558.6667 | 3.045 | 3.045 | 3.045 | 3.045 | 3.045 | 43.049 | 80.9154 | 94.2463 | 94.2463 | 94.2463 | 94.2463 | 94.2463 | 94.2463 | 94.2463 | 94.2463 | 94.2463 | 94.2463 | 94.2463 | 94.2463 | 94.2463
50251 | Verso Paper Quinnesec Mich Mill | GEN2 | 50251¦GEN2 | MI | 28 | 103489.61 | 12.8043 | 12.8043 | 12.8043 | 12.8043 | 12.8043 | 140.848 | 262.2699 | 307.9125 | 307.9125 | 307.9125 | 307.9125 | 307.9125 | 307.9125 | 307.9125 | 307.9125 | 307.9125 | 307.9125 | 307.9125 | 307.9125 | 307.9125
2094 | Sibley | 1 | 2094¦1 | MO | 55 | 138099.3333 | 5.0362 | 5.0362 | 5.0362 | 5.0362 | 5.0362 | 68.0304 | 142.3792 | 166.7167 | 166.7167 | 166.7167 | 166.7167 | 166.7167 | 166.7167 | 166.7167 | 166.7167 | 166.7167 | 166.7167 | 166.7167 | 166.7167 | 166.7167
2094 | Sibley | 2 | 2094¦2 | MO | 50 | 167152.3333 | 4.4609 | 4.4609 | 4.4609 | 4.4609 | 4.4609 | 54.9534 | 113.3293 | 132.489 | 132.489 | 132.489 | 132.489 | 132.489 | 132.489 | 132.489 | 132.489 | 132.489 | 132.489 | 132.489 | 132.489 | 132.489
2094 | Sibley | 3 | 2094¦3 | MO | 419 | 1778595.6667 | 1.5247 | 1.5247 | 1.5247 | 1.5247 | 1.5247 | 16.7021 | 41.9694 | 51.9916 | 51.9916 | 51.9916 | 51.9916 | 51.9916 | 51.9916 | 51.9916 | 51.9916 | 51.9916 | 51.9916 | 51.9916 | 51.9916 | 51.9916
2098 | Lake Road (MO) | 4 | 2098¦4 | MO | 90 | 366964 | 4.0128 | 4.0128 | 4.0128 | 4.0128 | 4.0128 | 68.9157 | 125.8123 | 150.2722 | 150.2722 | 150.2722 | 150.2722 | 150.2722 | 150.2722 | 150.2722 | 150.2722 | 150.2722 | 150.2722 | 150.2722 | 150.2722 | 150.2722
10071 | Portsmouth Genco LLC | GEN1 | 10071¦GEN1 | VA | 57.4 | 12568.6667 | 170.809 | 170.809 | 170.809 | 170.809 | 170.809 | 1279.1889 | 1279.1889 | 1630.0214 | 1630.0214 | 1630.0214 | 1630.0214 | 1630.0214 | 1630.0214 | 1630.0214 | 1630.0214 | 1630.0214 | 1630.0214 | 1630.0214 | 1630.0214 | 1630.0214
10071 | Portsmouth Genco LLC | GEN2 | 10071¦GEN2 | VA | 57.4 | 14091 | 152.9327 | 152.9327 | 152.9327 | 152.9327 | 152.9327 | 1141.5968 | 1141.5968 | 1454.591 | 1454.591 | 1454.591 | 1454.591 | 1454.591 | 1454.591 | 1454.591 | 1454.591 | 1454.591 | 1454.591 | 1454.591 | 1454.591 | 1454.591
6178 | Coleto Creek | 1 | 6178¦1 | TX | 622.4 | 5076967.3333 | 1.733 | 1.733 | 1.733 | 1.733 | 1.733 | 6.4311 | 15.6486 | 20.7431 | 20.7431 | 20.7431 | 20.7431 | 20.7431 | 20.7431 | 20.7431 | 20.7431 | 20.7431 | 20.7431 | 20.7431 | 20.7431 | 20.7431
7030 | Twin Oaks Power One | 1 | 7030¦1 | TX | 174.6 | 942544.6667 | 10.0582 | 10.0582 | 10.0582 | 10.0582 | 10.0582 | 25.2267 | 45.0762 | 55.2791 | 55.2791 | 55.2791 | 55.2791 | 55.2791 | 55.2791 | 55.2791 | 55.2791 | 55.2791 | 55.2791 | 55.2791 | 55.2791 | 55.2791
7030 | Twin Oaks Power One | 2 | 7030¦2 | TX | 174.6 | 1023700.6667 | 9.8927 | 9.8927 | 9.8927 | 9.8927 | 9.8927 | 23.8897 | 42.0869 | 42.0869 | 42.0869 | 42.0869 | 42.0869 | 42.0869 | 42.0869 | 42.0869 | 42.0869 | 42.0869 | 42.0869 | 42.0869 | 42.0869 | 42.0869
3497 | Big Brown | 1 | 3497¦1 | TX | 593.4 | 3748163 | 2.6223 | 2.6223 | 2.6223 | 2.6223 | 2.6223 | 9.7639 | 23.8552 | 23.8552 | 23.8552 | 23.8552 | 23.8552 | 23.8552 | 23.8552 | 23.8552 | 23.8552 | 23.8552 | 23.8552 | 23.8552 | 23.8552 | 23.8552
3497 | Big Brown | 2 | 3497¦2 | TX | 593.4 | 3880126 | 2.6189 | 2.6189 | 2.6189 | 2.6189 | 2.6189 | 9.5263 | 23.2521 | 23.2521 | 23.2521 | 23.2521 | 23.2521 | 23.2521 | 23.2521 | 23.2521 | 23.2521 | 23.2521 | 23.2521 | 23.2521 | 23.2521 | 23.2521
6180 | Oak Grove | OG1 | 6180¦OG1 | TX | 916.8 | 5994077.6667 | 4.0277 | 4.0277 | 4.0277 | 4.0277 | 4.0277 | 10.4343 | 10.4343 | 10.4343 | 10.4343 | 10.4343 | 10.4343 | 10.4343 | 10.4343 | 10.4343 | 10.4343 | 10.4343 | 10.4343 | 10.4343 | 10.4343 | 10.4343
6180 | Oak Grove | OG2 | 6180¦OG2 | TX | 878.6 | 6115074.5 | 4.012 | 4.012 | 4.012 | 4.012 | 4.012 | 10.0854 | 10.0854 | 10.0854 | 10.0854 | 10.0854 | 10.0854 | 10.0854 | 10.0854 | 10.0854 | 10.0854 | 10.0854 | 10.0854 | 10.0854 | 10.0854 | 10.0854
52071 | Sandow No 5 | 5 | 52071¦5 | TX | 661.5 | 4365763.6667 | 3.7448 | 3.7448 | 3.7448 | 3.7448 | 3.7448 | 10.238 | 10.238 | 10.238 | 10.238 | 10.238 | 10.238 | 10.238 | 10.238 | 10.238 | 10.238 | 10.238 | 10.238 | 10.238 | 10.238 | 10.238
57917 | Bayer CropScience Institute Plant | 1 | 57917¦1 | WV | 6.3 | 4699.0683 | 86.1583 | 86.1583 | 86.1583 | 86.1583 | 86.1583 | 86.1583 | 86.1583 | 86.1583 | 86.1583 | 86.1583 | 86.1583 | 86.1583 | 86.1583 | 86.1583 | 86.1583 | 86.1583 | 86.1583 | 86.1583 | 86.1583 | 86.1583
57917 | Bayer CropScience Institute Plant | 2 | 57917¦2 | WV | 6.3 | 14014.2983 | 28.8893 | 28.8893 | 28.8893 | 28.8893 | 28.8893 | 28.8893 | 28.8893 | 28.8893 | 28.8893 | 28.8893 | 28.8893 | 28.8893 | 28.8893 | 28.8893 | 28.8893 | 28.8893 | 28.8893 | 28.8893 | 28.8893 | 28.8893
57944 | Goddard Steam Plant | 1 | 57944¦1 | MD | 6.2 | 11377.3333 | 35.6935 | 35.6935 | 35.6935 | 35.6935 | 35.6935 | 35.6935 | 35.6935 | 35.6935 | 35.6935 | 35.6935 | 35.6935 | 35.6935 | 35.6935 | 35.6935 | 35.6935 | 35.6935 | 35.6935 | 35.6935 | 35.6935 | 35.6935
57944 | Goddard Steam Plant | 2 | 57944¦2 | MD | 6.2 | 4512.6667 | 89.9903 | 89.9903 | 89.9903 | 89.9903 | 89.9903 | 89.9903 | 89.9903 | 89.9903 | 89.9903 | 89.9903 | 89.9903 | 89.9903 | 89.9903 | 89.9903 | 89.9903 | 89.9903 | 89.9903 | 89.9903 | 89.9903 | 89.9903
58066 | PCA, Filer City Mill | TG2 | 58066¦TG2 | MI | 8 | 22142.3333 | 21.1509 | 21.1509 | 21.1509 | 21.1509 | 21.1509 | 21.1509 | 21.1509 | 21.1509 | 21.1509 | 21.1509 | 21.1509 | 21.1509 | 21.1509 | 21.1509 | 21.1509 | 21.1509 | 21.1509 | 21.1509 | 21.1509 | 21.1509
58066 | PCA, Filer City Mill | TG3 | 58066¦TG3 | MI | 11.5 | 32489.6667 | 15.1271 | 15.1271 | 15.1271 | 15.1271 | 15.1271 | 15.1271 | 15.1271 | 15.1271 | 15.1271 | 15.1271 | 15.1271 | 15.1271 | 15.1271 | 15.1271 | 15.1271 | 15.1271 | 15.1271 | 15.1271 | 15.1271 | 15.1271
1626 | Salem Harbor | 3 | 1626¦3 | MA | 165.7 | 260102 | 3.6394 | 3.6394 | 3.6394 | 3.6394 | 3.6394 | 100.3167 | 194.6219 | 228.762 | 228.762 | 228.762 | 228.762 | 228.762 | 228.762 | 228.762 | 228.762 | 228.762 | 228.762 | 228.762 | 228.762 | 228.762
602 | Brandon Shores | 1 | 602¦1 | MD | 685 | 2364034 | 3.6638 | 3.6638 | 3.6638 | 3.6638 | 3.6638 | 12.1259 | 12.1259 | 23.2185 | 23.2185 | 23.2185 | 23.2185 | 23.2185 | 23.2185 | 23.2185 | 23.2185 | 23.2185 | 23.2185 | 23.2185 | 23.2185 | 23.2185
602 | Brandon Shores | 2 | 602¦2 | MD | 685 | 2487788.3333 | 4.9329 | 4.9329 | 4.9329 | 4.9329 | 4.9329 | 12.9823 | 12.9823 | 12.9823 | 12.9823 | 12.9823 | 12.9823 | 12.9823 | 12.9823 | 12.9823 | 12.9823 | 12.9823 | 12.9823 | 12.9823 | 12.9823 | 12.9823
1552 | C P Crane | 1 | 1552¦1 | MD | 190.4 | 296401 | 4.0046 | 4.0046 | 4.0046 | 4.0046 | 4.0046 | 61.3239 | 123.7081 | 123.7081 | 123.7081 | 123.7081 | 123.7081 | 123.7081 | 123.7081 | 123.7081 | 123.7081 | 123.7081 | 123.7081 | 123.7081 | 123.7081 | 123.7081
1552 | C P Crane | 2 | 1552¦2 | MD | 209.4 | 327129.6667 | 3.8724 | 3.8724 | 3.8724 | 3.8724 | 3.8724 | 59.2341 | 120.119 | 120.119 | 120.119 | 120.119 | 120.119 | 120.119 | 120.119 | 120.119 | 120.119 | 120.119 | 120.119 | 120.119 | 120.119 | 120.119
1554 | Herbert A Wagner | 2 | 1554¦2 | MD | 136 | 221814.6667 | 2.5558 | 2.5558 | 2.5558 | 2.5558 | 2.5558 | 60.2754 | 146.6948 | 146.6948 | 146.6948 | 146.6948 | 146.6948 | 146.6948 | 146.6948 | 146.6948 | 146.6948 | 146.6948 | 146.6948 | 146.6948 | 146.6948 | 146.6948
1554 | Herbert A Wagner | 3 | 1554¦3 | MD | 359 | 1070343.3333 | 2.2335 | 2.2335 | 2.2335 | 2.2335 | 2.2335 | 25.1155 | 62.9364 | 62.9364 | 62.9364 | 62.9364 | 62.9364 | 62.9364 | 62.9364 | 62.9364 | 62.9364 | 62.9364 | 62.9364 | 62.9364 | 62.9364 | 62.9364
1606 | Mount Tom | 1 | 1606¦1 | MA | 136 | 67879 | 21.5005 | 21.5005 | 21.5005 | 21.5005 | 21.5005 | 383.2866 | 383.2866 | 480.238 | 480.238 | 480.238 | 480.238 | 480.238 | 480.238 | 480.238 | 480.238 | 480.238 | 480.238 | 480.238 | 480.238 | 480.238
50611 | Westwood Generation LLC | GEN1 | 50611¦GEN1 | PA | 36 | 140380 | 10.2246 | 10.2246 | 10.2246 | 10.2246 | 10.2246 | 104.665 | 156.4537 | 181.0698 | 181.0698 | 181.0698 | 181.0698 | 181.0698 | 181.0698 | 181.0698 | 181.0698 | 181.0698 | 181.0698 | 181.0698 | 181.0698 | 181.0698
1771 | Escanaba | 1 | 1771¦1 | MI | 11.5 | 4514.3333 | 0 | 0 | 0 | 0 | 0 | 0 | 0 | 0 | 0 | 0 | 0 | 0 | 0 | 0 | 0 | 0 | 0 | 0 | 0 | 0
1771 | Escanaba | 2 | 1771¦2 | MI | 11.5 | 3095 | 0 | 0 | 0 | 0 | 0 | 0 | 0 | 0 | 0 | 0 | 0 | 0 | 0 | 0 | 0 | 0 | 0 | 0 | 0 | 0
1619 | Brayton Point | 1 | 1619¦1 | MA | 241 | 680880 | 5.0656 | 5.0656 | 5.0656 | 5.0656 | 5.0656 | 19.5796 | 19.5796 | 33.9716 | 33.9716 | 33.9716 | 33.9716 | 33.9716 | 33.9716 | 33.9716 | 33.9716 | 33.9716 | 33.9716 | 33.9716 | 33.9716 | 33.9716
1619 | Brayton Point | 2 | 1619¦2 | MA | 241 | 619164.3333 | 5.3272 | 5.3272 | 5.3272 | 5.3272 | 5.3272 | 21.2699 | 21.2699 | 37.5189 | 37.5189 | 37.5189 | 37.5189 | 37.5189 | 37.5189 | 37.5189 | 37.5189 | 37.5189 | 37.5189 | 37.5189 | 37.5189 | 37.5189
1619 | Brayton Point | 3 | 1619¦3 | MA | 642.6 | 1428313 | 3.0276 | 3.0276 | 3.0276 | 3.0276 | 3.0276 | 14.7088 | 25.4063 | 41.1293 | 41.1293 | 41.1293 | 41.1293 | 41.1293 | 41.1293 | 41.1293 | 41.1293 | 41.1293 | 41.1293 | 41.1293 | 41.1293 | 41.1293
3122 | Homer City Generating Station | 1 | 3122¦1 | PA | 660 | 3535053.3333 | 7.5007 | 7.5007 | 7.5007 | 7.5007 | 7.5007 | 11.2097 | 15.94 | 24.1532 | 24.1532 | 24.1532 | 24.1532 | 24.1532 | 24.1532 | 24.1532 | 24.1532 | 24.1532 | 24.1532 | 24.1532 | 24.1532 | 24.1532
3122 | Homer City Generating Station | 2 | 3122¦2 | PA | 660 | 3520538 | 8.805 | 8.805 | 8.805 | 8.805 | 8.805 | 12.5285 | 17.2765 | 17.2765 | 17.2765 | 17.2765 | 17.2765 | 17.2765 | 17.2765 | 17.2765 | 17.2765 | 17.2765 | 17.2765 | 17.2765 | 17.2765 | 17.2765
3122 | Homer City Generating Station | 3 | 3122¦3 | PA | 692 | 3573632.3333 | 4.4016 | 4.4016 | 4.4016 | 4.4016 | 4.4016 | 10.7906 | 15.6409 | 15.6409 | 15.6409 | 15.6409 | 15.6409 | 15.6409 | 15.6409 | 15.6409 | 15.6409 | 15.6409 | 15.6409 | 15.6409 | 15.6409 | 15.6409
2828 | Cardinal | 1 | 2828¦1 | OH | 615.2 | 3095980.6667 | 6.4108 | 6.4108 | 6.4108 | 6.4108 | 6.4108 | 15.0699 | 19.9818 | 19.9818 | 19.9818 | 19.9818 | 19.9818 | 19.9818 | 19.9818 | 19.9818 | 19.9818 | 19.9818 | 19.9818 | 19.9818 | 19.9818 | 19.9818
2828 | Cardinal | 2 | 2828¦2 | OH | 615.2 | 3873878 | 3.5088 | 3.5088 | 3.5088 | 3.5088 | 3.5088 | 10.451 | 14.4619 | 14.4619 | 14.4619 | 14.4619 | 14.4619 | 14.4619 | 14.4619 | 14.4619 | 14.4619 | 14.4619 | 14.4619 | 14.4619 | 14.4619 | 14.4619
2828 | Cardinal | 3 | 2828¦3 | OH | 650 | 2722620 | 3.9361 | 3.9361 | 3.9361 | 3.9361 | 3.9361 | 9.8821 | 15.642 | 15.642 | 15.642 | 15.642 | 15.642 | 15.642 | 15.642 | 15.642 | 15.642 | 15.642 | 15.642 | 15.642 | 15.642 | 15.642
2840 | Conesville | 4 | 2840¦4 | OH | 841.5 | 3190307.6667 | 3.9173 | 3.9173 | 3.9173 | 3.9173 | 3.9173 | 10.5587 | 16.9892 | 16.9892 | 16.9892 | 16.9892 | 16.9892 | 16.9892 | 16.9892 | 16.9892 | 16.9892 | 16.9892 | 16.9892 | 16.9892 | 16.9892 | 16.9892
2840 | Conesville | 5 | 2840¦5 | OH | 443.9 | 1901075 | 3.4229 | 3.4229 | 3.4229 | 3.4229 | 3.4229 | 10.787 | 17.2153 | 27.3713 | 27.3713 | 27.3713 | 27.3713 | 27.3713 | 27.3713 | 27.3713 | 27.3713 | 27.3713 | 27.3713 | 27.3713 | 27.3713 | 27.3713
2840 | Conesville | 6 | 2840¦6 | OH | 443.9 | 1499685.6667 | 3.7814 | 3.7814 | 3.7814 | 3.7814 | 3.7814 | 12.9913 | 21.0251 | 33.5183 | 33.5183 | 33.5183 | 33.5183 | 33.5183 | 33.5183 | 33.5183 | 33.5183 | 33.5183 | 33.5183 | 33.5183 | 33.5183 | 33.5183
2843 | Picway | 5 | 2843¦5 | OH | 106.2 | 21743.6667 | 25.9622 | 25.9622 | 25.9622 | 25.9622 | 25.9622 | 1130.7188 | 1958.5892 | 2266.7853 | 2266.7853 | 2266.7853 | 2266.7853 | 2266.7853 | 2266.7853 | 2266.7853 | 2266.7853 | 2266.7853 | 2266.7853 | 2266.7853 | 2266.7853 | 2266.7853
2872 | Muskingum River | 1 | 2872¦1 | OH | 219.6 | 28689.6667 | 21.0837 | 21.0837 | 21.0837 | 21.0837 | 21.0837 | 459.4951 | 1390.0595 | 1741.2796 | 1741.2796 | 1741.2796 | 1741.2796 | 1741.2796 | 1741.2796 | 1741.2796 | 1741.2796 | 1741.2796 | 1741.2796 | 1741.2796 | 1741.2796 | 1741.2796
2872 | Muskingum River | 2 | 2872¦2 | OH | 219.6 | 30255.6667 | 20.0527 | 20.0527 | 20.0527 | 20.0527 | 20.0527 | 435.7814 | 1318.4974 | 1651.6024 | 1651.6024 | 1651.6024 | 1651.6024 | 1651.6024 | 1651.6024 | 1651.6024 | 1651.6024 | 1651.6024 | 1651.6024 | 1651.6024 | 1651.6024 | 1651.6024
2872 | Muskingum River | 3 | 2872¦3 | OH | 237.5 | 445577.3333 | 2.453 | 2.453 | 2.453 | 2.453 | 2.453 | 32.0913 | 106.1533 | 131.7709 | 131.7709 | 131.7709 | 131.7709 | 131.7709 | 131.7709 | 131.7709 | 131.7709 | 131.7709 | 131.7709 | 131.7709 | 131.7709 | 131.7709
2872 | Muskingum River | 4 | 2872¦4 | OH | 237.5 | 188136.6667 | 4.2301 | 4.2301 | 4.2301 | 4.2301 | 4.2301 | 74.1911 | 238.0946 | 296.8647 | 296.8647 | 296.8647 | 296.8647 | 296.8647 | 296.8647 | 296.8647 | 296.8647 | 296.8647 | 296.8647 | 296.8647 | 296.8647 | 296.8647
2872 | Muskingum River | 5 | 2872¦5 | OH | 615.2 | 1730486.6667 | 7.0864 | 7.0864 | 7.0864 | 7.0864 | 7.0864 | 20.5412 | 29.5335 | 29.5335 | 29.5335 | 29.5335 | 29.5335 | 29.5335 | 29.5335 | 29.5335 | 29.5335 | 29.5335 | 29.5335 | 29.5335 | 29.5335 | 29.5335
3947 | Kammer | 1 | 3947¦1 | WV | 237.5 | 529039 | 2.3754 | 2.3754 | 2.3754 | 2.3754 | 2.3754 | 32.3891 | 95.2122 | 119.2636 | 119.2636 | 119.2636 | 119.2636 | 119.2636 | 119.2636 | 119.2636 | 119.2636 | 119.2636 | 119.2636 | 119.2636 | 119.2636 | 119.2636
3947 | Kammer | 2 | 3947¦2 | WV | 237.5 | 382667.3333 | 2.8 | 2.8 | 2.8 | 2.8 | 2.8 | 44.2383 | 127.3164 | 157.0542 | 157.0542 | 157.0542 | 157.0542 | 157.0542 | 157.0542 | 157.0542 | 157.0542 | 157.0542 | 157.0542 | 157.0542 | 157.0542 | 157.0542
3947 | Kammer | 3 | 3947¦3 | WV | 237.5 | 338415 | 3.0006 | 3.0006 | 3.0006 | 3.0006 | 3.0006 | 49.8392 | 143.8716 | 179.6671 | 179.6671 | 179.6671 | 179.6671 | 179.6671 | 179.6671 | 179.6671 | 179.6671 | 179.6671 | 179.6671 | 179.6671 | 179.6671 | 179.6671
8102 | General James M Gavin | 1 | 8102¦1 | OH | 1300 | 7942251 | 3.4494 | 3.4494 | 3.4494 | 3.4494 | 3.4494 | 6.1972 | 9.8045 | 9.8045 | 9.8045 | 9.8045 | 9.8045 | 9.8045 | 9.8045 | 9.8045 | 9.8045 | 9.8045 | 9.8045 | 9.8045 | 9.8045 | 9.8045
8102 | General James M Gavin | 2 | 8102¦2 | OH | 1300 | 8312643 | 3.343 | 3.343 | 3.343 | 3.343 | 3.343 | 5.9779 | 9.4433 | 9.4433 | 9.4433 | 9.4433 | 9.4433 | 9.4433 | 9.4433 | 9.4433 | 9.4433 | 9.4433 | 9.4433 | 9.4433 | 9.4433 | 9.4433
56456 | Plum Point Energy Station | STG1 | 56456¦STG1 | AR | 720 | 3996331.3333 | 4.0317 | 4.0317 | 4.0317 | 4.0317 | 4.0317 | 9.9068 | 9.9068 | 9.9068 | 9.9068 | 9.9068 | 9.9068 | 9.9068 | 9.9068 | 9.9068 | 9.9068 | 9.9068 | 9.9068 | 9.9068 | 9.9068 | 9.9068
2480 | Danskammer Generating Station | 3 | 2480¦3 | NY | 147.1 | 36957.3333 | 15.8532 | 15.8532 | 15.8532 | 15.8532 | 15.8532 | 411.6137 | 921.8996 | 1098.517 | 1098.517 | 1098.517 | 1098.517 | 1098.517 | 1098.517 | 1098.517 | 1098.517 | 1098.517 | 1098.517 | 1098.517 | 1098.517 | 1098.517
2480 | Danskammer Generating Station | 4 | 2480¦4 | NY | 239.4 | 67006 | 9.8354 | 9.8354 | 9.8354 | 9.8354 | 9.8354 | 311.177 | 676.0995 | 822.9419 | 822.9419 | 822.9419 | 822.9419 | 822.9419 | 822.9419 | 822.9419 | 822.9419 | 822.9419 | 822.9419 | 822.9419 | 822.9419 | 822.9419