## Dashboard
Appendix B Dashboard
Dollar type | 2018 $ |  | Values can be shown either as constant 2018 dollars, or as nominal dollars.
Additional inputs
Wholesale Risk Premium (WRP) | 8% |  | Wholesale risk premium represents the observed difference between wholesale costs and retail prices. 8 percent is the default value in AESC 2018, except for Vermont, which uses a value of 11.1 percent.
Distribution Losses (DL) | 8% |  | Electrical losses due to distribution system. 8 percent is ISO New England ISO default.
Capacity Bid into FCM (% Bid) | 50% |  | Percent of total quantity of savings entered in the FCM (i.e., one less the percentage that was withheld from the FCM). The default value is 50 percent.
PTF losses | 1.6% |  | PTF losses are the pooled transmission facilities losses (i.e., the transmission facilities controlled by the ISO). 1.6 percent is the default value in AESC 2018.
Assumed VOLL ($/kWh) | 25 |  | Value of lost load (VOLL) describes the cost to consumers of being unable to take power from the system. $25/kWh is sasumed as a default value.
Nominal Discount Rate | 3.37%
Inflation Rate | 2%
Real Discount Rate | 1.343% | 0%

## ME
AESC 2018 Results: Avoided Cost of Electricity (2018 $) | [18 empty] | Page One of Four | AESC 2018 Results: Avoided Cost of Electricity (2018 $) | [20 empty] | Page Two of Four | AESC 2018 Results: Avoided Cost of Electricity (2018 $) | [18 empty] | Page Three of Four | AESC 2018 Results: Avoided Cost of Electricity (2018 $) | [10 empty] | Page Four of Four
Zone: |  | Maine | [17 empty] | Zone: |  | Maine | [19 empty] | Zone: |  | Maine | [17 empty] | Zone: |  | Maine
|  | Wholesale Cost of Electric Energy |  |  |  | Wholesale REC Costs | Retail Cost of Electric Energy1 |  |  |  | Wholesale Capacity Values |  | Retail Cost of Electric Capacity3 |  |  | Wholesale Non-Embedded Costs | [5 empty] | Intrastate | [17 empty] | Wholesale Cross-DRIPE7 |  |  |  | Rest-of-Pool | [19 empty] | Transmission & Distribution (T&D) Cost | Wholesale Reliability Value8 | [5 empty] | Retail Reliability Value
[22 empty] | DRIPE: 2018 vintage measures | [8 empty] | DRIPE: 2019 vintage measures | [12 empty] | DRIPE: 2018 vintage measures | [8 empty] | DRIPE: 2019 vintage measures | [11 empty] | Reliability: 2018 vintage measures |  |  | Reliability: 2019 vintage measures |  |  | 2018 vintage | 2019 vintage
[22 empty] | Wholesale Energy DRIPE |  |  |  | Wholesale Capacity DRIPE |  | Retail Capacity DRIPE3 |  |  | Wholesale Energy DRIPE |  |  |  | Wholesale Capacity DRIPE2 |  | Retail Capacity DRIPE3 | [6 empty] | Wholesale Energy DRIPE |  |  |  | Wholesale Capacity DRIPE2 |  | Retail Capacity DRIPE3 |  |  | Wholesale Energy DRIPE |  |  |  | Wholesale Capacity DRIPE2 |  | Retail Capacity DRIPE3
|  | Winter Peak | Winter Off-Peak | Summer Peak | Summer Off-Peak |  | Winter Peak | Winter Off-Peak | Summer Peak | Summer Off-Peak | Cleared (FCA Price) | Uncleared2 | Cleared4 | Uncleared5 | Weighted Avg6 | Winter Peak | Winter Off-Peak | Summer Peak | Summer Off-Peak |  |  | Winter Peak | Winter Off-Peak | Summer Peak | Summer Off-Peak | Cleared | Uncleared2 | Cleared4 | Uncleared5 | Weighted Avg6 | Winter Peak | Winter Off-Peak | Summer Peak | Summer Off-Peak | Cleared | Uncleared2 | Cleared4 | Uncleared5 | Weighted Avg6 | 2018 Installation Year | 2019 Installation Year |  |  | Winter Peak | Winter Off-Peak | Summer Peak | Summer Off-Peak | Cleared | Uncleared2 | Cleared4 | Uncleared5 | Weighted Avg6 | Winter Peak | Winter Off-Peak | Summer Peak | Summer Off-Peak | Cleared | Uncleared2 | Cleared4 | Uncleared5 | Weighted Avg6 |  |  |  | Cleared | Uncleared | Weighted Avg5 | Cleared | Uncleared | Weighted Avg5 | Weighted Avg5 | Weighted Avg5
Units: |  | $/kWh | $/kWh | $/kWh | $/kWh | $/kWh | $/kWh | $/kWh | $/kWh | $/kWh | $/kW-yr | $/kW-yr | $/kW-yr | $/kW-yr | $/kW-yr | $/kWh | $/kWh | $/kWh | $/kWh | Units: |  | $/kWh | $/kWh | $/kWh | $/kWh | $/kW-yr | $/kW-yr | $/kW-yr | $/kW-yr | $/kW-yr | $/kWh | $/kWh | $/kWh | $/kWh | $/kW-yr | $/kW-yr | $/kW-yr | $/kW-yr | $/kW-yr | $/kWh | $/kWh | Units: |  | $/kWh | $/kWh | $/kWh | $/kWh | $/kW-yr | $/kW-yr | $/kW-yr | $/kW-yr | $/kW-yr | $/kWh | $/kWh | $/kWh | $/kWh | $/kW-yr | $/kW-yr | $/kW-yr | $/kW-yr | $/kW-yr | Units: |  | $/kW-yr | $/kW-yr | $/kW-yr | $/kW-yr | $/kW-yr | $/kW-yr | $/kW-yr | $/kW-yr | $/kW-yr
Period: |  | a | b | c | d | e | f =(a+e)*(1+WRP)*(1+DL) | g =(b+e)*(1+WRP)*(1+DL) | h =(c+e)*(1+WRP)*(1+DL) | i =(d+e)*(1+WRP)*(1+DL) | j | k | l=j*(1+DL) | m=k*(1+PTF Loss)*(1+WRP)*(1+DL) | n = (l*%Bid)+m*(1-%Bid) | o | p | q | r | Period: |  | s | t | u | v | w | x | y=w*(1+DL) | z=x*(1+PTF Loss)*(1+WRP)*(1+DL) | aa = (y*%Bid)+z*(1-%Bid) | bb | cc | dd | ee | ff | gg | hh=ff*(1+DL) | ii=gg*(1+PTF Loss)*(1+WRP)*(1+DL) | jj = (hh*%Bid)+ii*(1-%Bid) | kk | ll | Period: |  | mm | nn | oo | pp | qq | rr | ss=qq*(1+DL) | tt=rr*(1+PTF Loss)*(1+WRP)*(1+DL) | uu = (ss*%Bid)+tt*(1-%Bid) | vv | ww | xx | yy | zz | aaa | bbb=zz*(1+DL) | ccc=aaa*(1+PTF Loss)*(1+WRP)*(1+DL) | ddd = (bbb*%Bid)+ccc*(1-%Bid) | Period: |  | eee | fff | ggg | hhh = (fff*%Bid)+ggg*(1-%Bid) | iii | jjj | kkk = (iii*%Bid)+jjj*(1-%Bid) | lll = hhh*(1+WRP)*(1+DL) | mmm = kkk*(1+WRP)*(1+DL)
2018 |  | 0.046766 | 0.042439 | 0.03132 | 0.025422 | 0.002673 | 0.057666 | 0.052619 | 0.03965 | 0.03277 | 104.4975 | 0 | 112.8573 | 0 | 56.4286 | 0.045904 | 0.046882 | 0.044718 | 0.045002 | 2018 |  | 0.003633 | 0.0027711 | 0.0022198 | 0.0015147 | 39.2311 | - | 42.3696 | - | 21.1848 | - | - | - | - | - | - | - | - | - | 0.001468 | 0 | 2018 |  | 0.035075 | 0.024634 | 0.024099 | 0.015732 | 447.7169 | - | 483.5343 | - | 241.7671 | - | - | - | - | - | - | - | - | - | 2018 |  | 94 | 5.325 | 16.644 | 10.9845 | - | - | - | 12.8123 | -
2019 |  | 0.047443 | 0.043985 | 0.031161 | 0.027665 | 0.00084706 | 0.056326 | 0.052292 | 0.037334 | 0.033256 | 100.01 | 0 | 108.0108 | 0 | 54.0054 | 0.044647 | 0.045598 | 0.043493 | 0.04377 | 2019 |  | 0.0056576 | 0.0042412 | 0.0034044 | 0.0024898 | 20.5543 | - | 22.1987 | - | 11.0993 | 0.0036497 | 0.002736 | 0.0021962 | 0.0016061 | 24.7643 | - | 26.7454 | - | 13.3727 | 0.0023076 | 0.0014422 | 2019 |  | 0.054727 | 0.038276 | 0.036691 | 0.02656 | 234.4519 | - | 253.208 | - | 126.604 | 0.035304 | 0.024692 | 0.023669 | 0.017134 | 282.4721 | - | 305.0699 | - | 152.5349 | 2019 |  | 94 | 2.15 | 12.6689 | 7.4094 | 2.6 | 12.6689 | 7.6344 | 8.6424 | 8.9048
2020 |  | 0.050618 | 0.047654 | 0.036742 | 0.032133 | 0.00083045 | 0.06001 | 0.056552 | 0.043824 | 0.038449 | 73.85 | 0 | 79.758 | 0 | 39.879 | 0.043441 | 0.044366 | 0.042318 | 0.042587 | 2020 |  | 0.0065044 | 0.0050138 | 0.0042609 | 0.0030962 | 24.8854 | - | 26.8763 | - | 13.4381 | 0.006023 | 0.0046428 | 0.0039456 | 0.0028671 | 30.8282 | - | 33.2945 | - | 16.6472 | 0.0025458 | 0.0022604 | 2020 |  | 0.062602 | 0.045207 | 0.046591 | 0.03229 | 285.459 | - | 308.2957 | - | 154.1478 | 0.05797 | 0.041862 | 0.043143 | 0.029901 | 353.6283 | - | 381.9185 | - | 190.9593 | 2020 |  | 94 | 0.925 | 4.6398 | 2.7824 | 1.15 | 4.6398 | 2.8949 | 3.2454 | 3.3766
2021 |  | 0.052764 | 0.049519 | 0.043695 | 0.036969 | 0.00081417 | 0.062493 | 0.058709 | 0.051915 | 0.044071 | 59.93 | 0 | 64.7244 | 0 | 32.3622 | 0.043207 | 0.044128 | 0.042091 | 0.042358 | 2021 |  | 0.0068209 | 0.0052966 | 0.0051161 | 0.0036672 | 4.1415 | - | 4.4728 | - | 2.2364 | 0.0067128 | 0.0052128 | 0.0050351 | 0.0036091 | 5.5496 | - | 5.9935 | - | 2.9968 | 0.0025818 | 0.0023264 | 2021 |  | 0.065625 | 0.047157 | 0.056529 | 0.037901 | 47.5577 | - | 51.3623 | - | 25.6811 | 0.064586 | 0.04641 | 0.055634 | 0.037301 | 63.7273 | - | 68.8255 | - | 34.4127 | 2021 |  | 94 | 0.275 | 7.7651 | 4.02 | 0.35 | 7.7651 | 4.0575 | 4.689 | 4.7327
2022 |  | 0.052121 | 0.04762 | 0.043459 | 0.035342 | 0.0007982 | 0.061725 | 0.056475 | 0.051621 | 0.042154 | 57.58 | 0 | 62.1864 | 0 | 31.0932 | 0.042985 | 0.043901 | 0.041874 | 0.04214 | 2022 |  | 0.0060498 | 0.0046184 | 0.0045718 | 0.0031473 | 2.7705 | - | 2.9921 | - | 1.4961 | 0.006665 | 0.005088 | 0.0050367 | 0.0034673 | 4.1977 | - | 4.5335 | - | 2.2668 | 0.0023419 | 0.0023419 | 2022 |  | 0.058721 | 0.040728 | 0.050111 | 0.031994 | 31.792 | - | 34.3353 | - | 17.1677 | 0.064692 | 0.04487 | 0.055206 | 0.035247 | 48.1696 | - | 52.0232 | - | 26.0116 | 2022 |  | 94 | 0.175 | 7.965 | 4.07 | 0.275 | 7.965 | 4.12 | 4.7472 | 4.8056
2023 |  | 0.054366 | 0.047944 | 0.041112 | 0.032263 | 0.00014673 | 0.063583 | 0.056093 | 0.048124 | 0.037802 | 58.78 | 20.7905 | 63.4824 | 24.638 | 44.0602 | 0.042773 | 0.043685 | 0.041668 | 0.041933 | 2023 |  | 0.0050346 | 0.0037342 | 0.0034555 | 0.0023418 | - | 2.6601 | - | 3.1524 | 1.5762 | 0.0063273 | 0.004693 | 0.0043427 | 0.002943 | 2.7921 | - | 3.0155 | - | 1.5077 | 0.0017184 | 0.0017184 | 2023 |  | 0.043587 | 0.029326 | 0.033944 | 0.021294 | - | 30.4888 | - | 36.1312 | 18.0656 | 0.054778 | 0.036856 | 0.042658 | 0.026761 | 32.0017 | - | 34.5618 | - | 17.2809 | 2023 |  | 94 | 0.1 | 5.8757 | 2.9878 | 0.2 | 8.1056 | 4.1528 | 3.485 | 4.8438
2024 |  | 0.057207 | 0.053716 | 0.040545 | 0.036825 | 0.00014385 | 0.066895 | 0.062822 | 0.047459 | 0.043121 | 61.24 | 36.0397 | 66.1392 | 42.7093 | 54.4243 | 0.042404 | 0.043308 | 0.041309 | 0.041571 | 2024 |  | 0.0040827 | 0.0032086 | 0.0026261 | 0.001971 | - | 4.6453 | - | 5.5049 | 2.7525 | 0.0052692 | 0.004141 | 0.0033893 | 0.0025438 | - | 2.6963 | - | 3.1952 | 1.5976 | 0.0011111 | 0.0011111 | 2024 |  | 0.035182 | 0.025624 | 0.025051 | 0.018559 | - | 53.2155 | - | 63.0636 | 31.5318 | 0.045405 | 0.033071 | 0.03233 | 0.023952 | - | 30.8879 | - | 36.6041 | 18.302 | 2024 |  | 94 | - | 4.636 | 2.318 | 0.1 | 6.2407 | 3.1703 | 2.7037 | 3.6979
2025 |  | 0.054212 | 0.051221 | 0.042471 | 0.038001 | 0.00014103 | 0.063397 | 0.059909 | 0.049702 | 0.044489 | 65.65 | 53.9052 | 70.902 | 63.881 | 67.3915 | 0.042052 | 0.042948 | 0.040966 | 0.041226 | 2025 |  | 0.0027919 | 0.0021713 | 0.0019789 | 0.0014778 | - | 76.1671 | - | 90.2627 | 45.1314 | 0.0038431 | 0.0029889 | 0.0027241 | 0.0020343 | - | 59.735 | - | 70.7897 | 35.3948 | 0.00084446 | 0.00084446 | 2025 |  | 0.023411 | 0.017144 | 0.018712 | 0.01358 | - | 874.08 | - | 1035.8393 | 517.9197 | 0.032226 | 0.023599 | 0.025758 | 0.018693 | - | 685.5084 | - | 812.3702 | 406.1851 | 2025 |  | 94 | - | 8.277 | 4.1385 | - | 8.9778 | 4.4889 | 4.8271 | 5.2359
2026 |  | 0.054516 | 0.051192 | 0.046069 | 0.040283 | 0.00013827 | 0.063749 | 0.059872 | 0.053897 | 0.047148 | 71.16 | 74.8674 | 76.8528 | 88.7226 | 82.7877 | 0.041716 | 0.042605 | 0.040638 | 0.040897 | 2026 |  | 0.0014845 | 0.0011377 | 0.0011385 | 0.00082707 | - | 89.9168 | - | 106.5571 | 53.2785 | 0.0027507 | 0.002108 | 0.0021095 | 0.0015325 | - | 81.3231 | - | 96.373 | 48.1865 | 0.00058398 | 0.00058398 | 2026 |  | 0.012233 | 0.0087637 | 0.01062 | 0.0073978 | - | 1032.1594 | - | 1223.1733 | 611.5867 | 0.022667 | 0.016238 | 0.019678 | 0.013707 | - | 933.5116 | - | 1106.2695 | 553.1348 | 2026 |  | 94 | - | 7.6259 | 3.813 | - | 9.0239 | 4.512 | 4.4475 | 5.2628
2027 |  | 0.05876 | 0.055084 | 0.043985 | 0.038271 | 0.00013555 | 0.068696 | 0.064408 | 0.051462 | 0.044798 | 76.85 | 89.5302 | 82.998 | 106.0989 | 94.5485 | 0.041409 | 0.042291 | 0.040339 | 0.040595 | 2027 |  | 0.00090611 | 0.0007072 | 0.0006165 | 0.00045202 | - | 88.0575 | - | 104.3536 | 52.1768 | 0.0015286 | 0.001193 | 0.00104 | 0.00076254 | - | 94.6844 | - | 112.207 | 56.1035 | 0.00033373 | 0.00033373 | 2027 |  | 0.0075137 | 0.0054629 | 0.005772 | 0.0040141 | - | 1010.8161 | - | 1197.8802 | 598.9401 | 0.012675 | 0.0092158 | 0.0097372 | 0.0067716 | - | 1086.887 | - | 1288.0289 | 644.0145 | 2027 |  | 94 | - | 6.4062 | 3.2031 | - | 8.3519 | 4.176 | 3.7361 | 4.8709
2028 |  | 0.060756 | 0.053345 | 0.048055 | 0.039339 | 0.0001329 | 0.071021 | 0.062377 | 0.056207 | 0.04604 | 82.49 | 94.781 | 89.0892 | 112.3214 | 100.7053 | 0.041116 | 0.041992 | 0.040054 | 0.040308 | 2028 |  | - | - | - | - | - | 67.452 | - | 79.9349 | 39.9674 | 0.00088958 | 0.00066928 | 0.0006397 | 0.00045658 | - | 93.0094 | - | 110.2219 | 55.111 | 9.2894e-05 | 9.2894e-05 | 2028 |  | 0 | 0 | 0 | 0 | - | 774.2848 | - | 917.5758 | 458.7879 | 0.0074524 | 0.0050795 | 0.0060865 | 0.0040209 | - | 1067.6588 | - | 1265.2424 | 632.6212 | 2028 |  | 94 | - | 6.5389 | 3.2695 | - | 9.0249 | 4.5125 | 3.8135 | 5.2634
2029 |  | 0.062668 | 0.057282 | 0.046847 | 0.039619 | 0.00013029 | 0.073248 | 0.066966 | 0.054794 | 0.046363 | 88.13 | 100.997 | 95.1804 | 119.6877 | 107.4341 | 0.040838 | 0.041708 | 0.039783 | 0.040035 | 2029 |  | - | - | - | - | - | 44.3581 | - | 52.5671 | 26.2836 | - | - | - | - | - | 71.6951 | - | 84.9632 | 42.4816 | 9.3908e-05 | 9.3908e-05 | 2029 |  | 0 | 0 | 0 | 0 | - | 509.1889 | - | 603.4206 | 301.7103 | - | - | - | - | - | 822.9913 | - | 975.296 | 487.648 | 2029 |  | 94 | - | 4.2747 | 2.1374 | - | 6.9484 | 3.4742 | 2.493 | 4.0523
2030 |  | 0.057378 | 0.054115 | 0.049368 | 0.045232 | 0.00012774 | 0.067075 | 0.063268 | 0.057732 | 0.052907 | 83.9 | 97.7435 | 90.612 | 115.8321 | 103.2221 | 0.040339 | 0.041199 | 0.039297 | 0.039546 | 2030 |  | - | - | - | - | - | 21.5932 | - | 25.5893 | 12.7947 | - | - | - | - | - | 39.511 | - | 46.823 | 23.4115 | 9.4765e-05 | 9.4765e-05 | 2030 |  | - | - | - | - | - | 247.8697 | - | 293.7411 | 146.8705 | - | - | - | - | - | 453.5488 | - | 537.4836 | 268.7418 | 2030 |  | 94 | - | 1.6042 | 0.80211 | - | 2.8555 | 1.4278 | 0.93558 | 1.6653
2031 |  | 0.056041 | 0.052196 | 0.044672 | 0.039065 | 0.00012523 | 0.065512 | 0.061028 | 0.052251 | 0.045711 | 82.49 | 94.781 | 89.0892 | 112.3214 | 100.7053 | 0.039863 | 0.040712 | 0.038833 | 0.03908 | 2031 |  | - | - | - | - | - | 10.0877 | - | 11.9545 | 5.9773 | - | - | - | - | - | 22.8075 | - | 27.0283 | 13.5142 | 9.4765e-05 | 9.4765e-05 | 2031 |  | - | - | - | - | - | 115.7967 | - | 137.2263 | 68.6131 | - | - | - | - | - | 261.8085 | - | 310.2594 | 155.1297 | 2031 |  | 94 | - | 1.0095 | 0.50473 | - | 2.26 | 1.13 | 0.58872 | 1.318
2032 |  | 0.054449 | 0.050695 | 0.04572 | 0.039948 | 0.00012278 | 0.063653 | 0.059273 | 0.053471 | 0.046738 | 88.13 | 100.997 | 95.1804 | 119.6877 | 107.4341 | 0.039409 | 0.040249 | 0.038391 | 0.038635 | 2032 |  | - | - | - | - | - | 2.9228 | - | 3.4637 | 1.7319 | - | - | - | - | - | 10.7222 | - | 12.7065 | 6.3533 | 9.4765e-05 | 9.4765e-05 | 2032 |  | - | - | - | - | - | 33.5512 | - | 39.7603 | 19.8801 | - | - | - | - | - | 123.0809 | - | 145.8585 | 72.9293 | 2032 |  | 94 | - | 0.27217 | 0.13609 | - | 1.0727 | 0.53634 | 0.15873 | 0.62559
2033 |  | 0.056248 | 0.049044 | 0.045487 | 0.036929 | 0.00012037 | 0.065748 | 0.057346 | 0.053196 | 0.043215 | 83.9 | 97.7435 | 90.612 | 115.8321 | 103.2221 | 0.038976 | 0.039806 | 0.037969 | 0.03821 | 2033 |  | - | - | - | - | - | - | - | - | - | - | - | - | - | - | 2.6034 | - | 3.0852 | 1.5426 | 9.4765e-05 | 9.4765e-05 | 2033 |  | - | - | - | - | - | - | - | - | - | - | - | - | - | - | 29.885 | - | 35.4156 | 17.7078 | 2033 |  | 94 | - | - | - | - | 0.18181 | 0.090906 | - | 0.10603
2034 |  | 0.054849 | 0.045908 | 0.048419 | 0.037474 | 0.00011801 | 0.064114 | 0.053685 | 0.056614 | 0.043847 | 82.49 | 94.781 | 89.0892 | 112.3214 | 100.7053 | 0.038564 | 0.039385 | 0.037567 | 0.037806 | 2034 |  | - | - | - | - | - | - | - | - | - | - | - | - | - | - | - | - | - | - | 9.4765e-05 | 9.4765e-05 | 2034 |  | - | - | - | - | - | - | - | - | - | - | - | - | - | - | - | - | - | - | 2034 |  | 94 | - | - | - | - | - | - | - | -
2035 |  | 0.056714 | 0.050322 | 0.052333 | 0.044744 | 0.00011569 | 0.066286 | 0.05883 | 0.061176 | 0.052324 | 88.13 | 100.997 | 95.1804 | 119.6877 | 107.4341 | 0.038171 | 0.038985 | 0.037185 | 0.037421 | 2035 |  | - | - | - | - | - | - | - | - | - | - | - | - | - | - | - | - | - | - | 9.4765e-05 | 9.4765e-05 | 2035 |  | - | - | - | - | - | - | - | - | - | - | - | - | - | - | - | - | - | - | 2035 |  | 94 | - | - | - | - | - | - | - | -
2036 |  | 0.056883 | 0.049864 | 0.054445 | 0.046288 | 0.00011343 | 0.066481 | 0.058293 | 0.063637 | 0.054123 | 89.5993 | 102.6137 | 96.7672 | 121.6036 | 109.1854 | 0.03776 | 0.038564 | 0.036784 | 0.037018 | 2036 |  | - | - | - | - | - | - | - | - | - | - | - | - | - | - | - | - | - | - | 9.4765e-05 | 9.4765e-05 | 2036 |  | - | - | - | - | - | - | - | - | - | - | - | - | - | - | - | - | - | - | 2036 |  | 94 | - | - | - | - | - | - | - | -
2037 |  | 0.057054 | 0.04941 | 0.056643 | 0.047886 | 0.0001112 | 0.066677 | 0.057761 | 0.066198 | 0.055984 | 91.093 | 104.2562 | 98.3804 | 123.5501 | 110.9653 | 0.037353 | 0.038149 | 0.036388 | 0.036619 | 2037 |  | - | - | - | - | - | - | - | - | - | - | - | - | - | - | - | - | - | - | 9.4765e-05 | 9.4765e-05 | 2037 |  | - | - | - | - | - | - | - | - | - | - | - | - | - | - | - | - | - | - | 2037 |  | 94 | - | - | - | - | - | - | - | -
2038 |  | 0.057224 | 0.04896 | 0.058929 | 0.049539 | 0.00010902 | 0.066873 | 0.057234 | 0.068862 | 0.057909 | 92.6116 | 105.9251 | 100.0206 | 125.5278 | 112.7742 | 0.03695 | 0.037737 | 0.035995 | 0.036224 | 2038 |  | - | - | - | - | - | - | - | - | - | - | - | - | - | - | - | - | - | - | 9.4765e-05 | 9.4765e-05 | 2038 |  | - | - | - | - | - | - | - | - | - | - | - | - | - | - | - | - | - | - | 2038 |  | 94 | - | - | - | - | - | - | - | -
2039 |  | 0.057395 | 0.048514 | 0.061308 | 0.051249 | 0.00010688 | 0.067071 | 0.056712 | 0.071634 | 0.059901 | 94.1556 | 107.6206 | 101.6881 | 127.5371 | 114.6126 | 0.036552 | 0.037331 | 0.035607 | 0.035834 | 2039 |  | - | - | - | - | - | - | - | - | - | - | - | - | - | - | - | - | - | - | 9.4765e-05 | 9.4765e-05 | 2039 |  | - | - | - | - | - | - | - | - | - | - | - | - | - | - | - | - | - | - | 2039 |  | 94 | - | - | - | - | - | - | - | -
2040 |  | 0.057567 | 0.048073 | 0.063782 | 0.053018 | 0.00010479 | 0.067268 | 0.056194 | 0.074518 | 0.061962 | 95.7253 | 109.3433 | 103.3834 | 129.5786 | 116.481 | 0.036157 | 0.036928 | 0.035223 | 0.035447 | 2040 |  | - | - | - | - | - | - | - | - | - | - | - | - | - | - | - | - | - | - | 9.4765e-05 | 9.4765e-05 | 2040 |  | - | - | - | - | - | - | - | - | - | - | - | - | - | - | - | - | - | - | 2040 |  | 94 | - | - | - | - | - | - | - | -
2041 |  | 0.057739 | 0.047635 | 0.066357 | 0.054848 | 0.00010273 | 0.067467 | 0.055682 | 0.077518 | 0.064094 | 97.3212 | 111.0936 | 105.1069 | 131.6528 | 118.3799 | 0.035768 | 0.03653 | 0.034844 | 0.035065 | 2041 |  | - | - | - | - | - | - | - | - | - | - | - | - | - | - | - | - | - | - | 9.4765e-05 | 9.4765e-05 | 2041 |  | - | - | - | - | - | - | - | - | - | - | - | - | - | - | - | - | - | - | 2041 |  | 94 | - | - | - | - | - | - | - | -
2042 |  | 0.057912 | 0.047202 | 0.069035 | 0.056741 | 0.00010072 | 0.067666 | 0.055173 | 0.08064 | 0.0663 | 98.9437 | 112.8719 | 106.8592 | 133.7602 | 120.3097 | 0.035382 | 0.036136 | 0.034468 | 0.034687 | 2042 |  | - | - | - | - | - | - | - | - | - | - | - | - | - | - | - | - | - | - | 9.4765e-05 | 9.4765e-05 | 2042 |  | - | - | - | - | - | - | - | - | - | - | - | - | - | - | - | - | - | - | 2042 |  | 94 | - | - | - | - | - | - | - | -
2043 |  | 0.058085 | 0.046772 | 0.071822 | 0.0587 | 9.8744e-05 | 0.067865 | 0.05467 | 0.083888 | 0.068582 | 100.5932 | 114.6786 | 108.6407 | 135.9013 | 122.271 | 0.035001 | 0.035746 | 0.034096 | 0.034313 | 2043 |  | - | - | - | - | - | - | - | - | - | - | - | - | - | - | - | - | - | - | 9.4765e-05 | 9.4765e-05 | 2043 |  | - | - | - | - | - | - | - | - | - | - | - | - | - | - | - | - | - | - | 2043 |  | 94 | - | - | - | - | - | - | - | -
2044 |  | 0.058259 | 0.046346 | 0.074721 | 0.060726 | 9.6808e-05 | 0.068066 | 0.054171 | 0.087267 | 0.070944 | 102.2703 | 116.5143 | 110.4519 | 138.0767 | 124.2643 | 0.034623 | 0.035361 | 0.033729 | 0.033943 | 2044 |  | - | - | - | - | - | - | - | - | - | - | - | - | - | - | - | - | - | - | 9.4765e-05 | 9.4765e-05 | 2044 |  | - | - | - | - | - | - | - | - | - | - | - | - | - | - | - | - | - | - | 2044 |  | 94 | - | - | - | - | - | - | - | -
2045 |  | 0.058433 | 0.045924 | 0.077737 | 0.062822 | 9.491e-05 | 0.068267 | 0.053677 | 0.090783 | 0.073386 | 103.9752 | 118.3794 | 112.2933 | 140.2869 | 126.2901 | 0.03425 | 0.03498 | 0.033365 | 0.033577 | 2045 |  | - | - | - | - | - | - | - | - | - | - | - | - | - | - | - | - | - | - | 9.4765e-05 | 9.4765e-05 | 2045 |  | - | - | - | - | - | - | - | - | - | - | - | - | - | - | - | - | - | - | 2045 |  | 94 | - | - | - | - | - | - | - | -
2046 |  | 0.058607 | 0.045506 | 0.080875 | 0.06499 | 9.3049e-05 | 0.068468 | 0.053187 | 0.094441 | 0.075913 | 105.7087 | 120.2743 | 114.1653 | 142.5325 | 128.3489 | 0.033881 | 0.034603 | 0.033005 | 0.033215 | 2046 |  | - | - | - | - | - | - | - | - | - | - | - | - | - | - | - | - | - | - | 9.4765e-05 | 9.4765e-05 | 2046 |  | - | - | - | - | - | - | - | - | - | - | - | - | - | - | - | - | - | - | 2046 |  | 94 | - | - | - | - | - | - | - | -
2047 |  | 0.058783 | 0.045092 | 0.084139 | 0.067234 | 9.1224e-05 | 0.068671 | 0.052702 | 0.098246 | 0.078528 | 107.471 | 122.1995 | 116.0686 | 144.8141 | 130.4414 | 0.033515 | 0.03423 | 0.032649 | 0.032857 | 2047 |  | - | - | - | - | - | - | - | - | - | - | - | - | - | - | - | - | - | - | 9.4765e-05 | 9.4765e-05 | 2047 |  | - | - | - | - | - | - | - | - | - | - | - | - | - | - | - | - | - | - | 2047 |  | 94 | - | - | - | - | - | - | - | -
2048 |  | 0.058958 | 0.044682 | 0.087535 | 0.069554 | 8.9435e-05 | 0.068874 | 0.052221 | 0.10221 | 0.081232 | 109.2627 | 124.1556 | 118.0037 | 147.1321 | 132.5679 | 0.033154 | 0.033861 | 0.032297 | 0.032503 | 2048 |  | - | - | - | - | - | - | - | - | - | - | - | - | - | - | - | - | - | - | 9.4765e-05 | 9.4765e-05 | 2048 |  | - | - | - | - | - | - | - | - | - | - | - | - | - | - | - | - | - | - | 2048 |  | 94 | - | - | - | - | - | - | - | -
2049 |  | 0.059135 | 0.044275 | 0.091068 | 0.071955 | 8.7682e-05 | 0.069077 | 0.051745 | 0.10632 | 0.084031 | 111.0842 | 126.143 | 119.971 | 149.4873 | 134.7291 | 0.032797 | 0.033496 | 0.031949 | 0.032152 | 2049 |  | - | - | - | - | - | - | - | - | - | - | - | - | - | - | - | - | - | - | 9.4765e-05 | 9.4765e-05 | 2049 |  | - | - | - | - | - | - | - | - | - | - | - | - | - | - | - | - | - | - | 2049 |  | 94 | - | - | - | - | - | - | - | -
2050 |  | 0.059312 | 0.043872 | 0.094744 | 0.074439 | 8.5963e-05 | 0.069281 | 0.051273 | 0.11061 | 0.086926 | 112.9362 | 128.1622 | 121.9711 | 151.8802 | 136.9256 | 0.032443 | 0.033134 | 0.031605 | 0.031806 | 2050 |  | - | - | - | - | - | - | - | - | - | - | - | - | - | - | - | - | - | - | 9.4765e-05 | 9.4765e-05 | 2050 |  | - | - | - | - | - | - | - | - | - | - | - | - | - | - | - | - | - | - | 2050 |  | 94 | - | - | - | - | - | - | - | -
Levelized Costs | [19 empty] | Levelized Costs | [21 empty] | Levelized Costs | [19 empty] | Levelized Costs
10 years (2018-2027) | 10 | 0.05275 | 0.048907 | 0.039898 | 0.034164 | 0.00068965 | 0.062332 | 0.05785 | 0.047341 | 0.040653 | 73.2875 | 26.3685 | 79.1506 | 31.2483 | 55.1995 | 0.043101 | 0.04402 | 0.041988 | 0.042254 | 10 years (2018-2027) | 10 | 0.0043501 | 0.0033305 | 0.0029718 | 0.0021215 | 9.5869 | 26.3094 | 10.3539 | 31.1783 | 19.9559 | 0.004281 | 0.003283 | 0.0029829 | 0.0021369 | 7.0431 | 24.2693 | 7.6066 | 28.7607 | 17.2556 | 0.0016073 | 0.0013054 | 10 years (2018-2027) | 10 | 0.040426 | 0.028624 | 0.031204 | 0.021196 | 109.5943 | 301.9663 | 118.3619 | 357.8489 | 228.8063 | 0.039131 | 0.02775 | 0.030844 | 0.020985 | 80.6304 | 278.5625 | 87.0808 | 330.1139 | 197.945 | 10 years (2018-2027) | 10 | 94 | 0.94128 | 8.3322 | 4.6367 | 0.48404 | 7.3288 | 3.9064 | 5.4083 | 4.5564
15 years (2018-2032) | 15 | 0.054481 | 0.050354 | 0.042094 | 0.03618 | 0.00051473 | 0.064147 | 0.059333 | 0.049699 | 0.0428 | 76.9384 | 48.6228 | 83.0934 | 57.6211 | 70.3573 | 0.042236 | 0.043137 | 0.041145 | 0.041407 | 15 years (2018-2032) | 15 | 0.0029957 | 0.0022935 | 0.0020465 | 0.001461 | 6.6019 | 27.8784 | 7.1301 | 33.0377 | 19.2254 | 0.003005 | 0.0023036 | 0.0020951 | 0.0015008 | 4.8502 | 32.7288 | 5.2382 | 38.7857 | 20.7604 | 0.0011362 | 0.0009283 | 15 years (2018-2032) | 15 | 0.027839 | 0.019712 | 0.021488 | 0.014596 | 75.4712 | 319.9895 | 81.5089 | 379.2075 | 220.5041 | 0.027424 | 0.019434 | 0.02163 | 0.014708 | 55.5254 | 375.6777 | 59.9674 | 445.2015 | 238.2184 | 15 years (2018-2032) | 15 | 94 | 0.64821 | 6.6041 | 3.6262 | 0.33333 | 6.4441 | 3.3887 | 4.2296 | 3.9526
30 years (2018-2047) | 30 | 0.055794 | 0.049163 | 0.051838 | 0.043466 | 0.00033061 | 0.065463 | 0.057729 | 0.060849 | 0.051084 | 85.1465 | 75.723 | 91.9583 | 89.7365 | 90.8474 | 0.03956 | 0.040403 | 0.038538 | 0.038783 | 30 years (2018-2047) | 30 | 0.0016472 | 0.0012611 | 0.0011253 | 0.00080334 | 3.6302 | 15.3295 | 3.9206 | 18.1664 | 10.5714 | 0.0016523 | 0.0012667 | 0.001152 | 0.00082523 | 2.667 | 18.0881 | 2.8803 | 21.4356 | 11.4662 | 0.00066742 | 0.0005531 | 30 years (2018-2047) | 30 | 0.015308 | 0.010839 | 0.011816 | 0.0080261 | 41.4993 | 175.9524 | 44.8192 | 208.5145 | 121.2484 | 0.01508 | 0.010686 | 0.011894 | 0.0080877 | 30.5317 | 207.6244 | 32.9742 | 246.0479 | 131.5714 | 30 years (2018-2047) | 30 | 94 | 0.35643 | 3.6314 | 1.9939 | 0.18329 | 3.5494 | 1.8663 | 2.3257 | 2.1769
NOTES: |  | All Avoided Costs are in 2018 Dollars | [17 empty] | NOTES: |  | All Avoided Costs are in 2018 Dollars | [19 empty] | NOTES: |  | All Avoided Costs are in 2018 Dollars | [17 empty] | NOTES: |  | All Avoided Costs are in 2018 Dollars
|  | ISO New England periods: Summer is June through September, Winter is all other months. Peak hours are: Monday through Friday 7 AM - 11 PM; Off-Peak Hours are all other hours | [19 empty] | ISO New England periods: Summer is June through September, Winter is all other months. Peak hours are: Monday through Friday 7 AM - 11 PM; Off-Peak Hours are all other hours | [21 empty] | ISO New England periods: Summer is June through September, Winter is all other months. Peak hours are: Monday through Friday 7 AM - 11 PM; Off-Peak Hours are all other hours | [19 empty] | ISO New England periods: Summer is June through September, Winter is all other months. Peak hours are: Monday through Friday 7 AM - 11 PM; Off-Peak Hours are all other hours
1 |  | Avoided retail cost of electric energy = (wholesale energy avoided cost + REC cost to load) * (Wholesale Risk Premium) * (1 + Distribution Losses), e.g., f = (a + e) * (1 + 8.0%) * (1 + 8.0%) | [17 empty] | 1 |  | Avoided retail cost of electric energy = (wholesale energy avoided cost + REC cost to load) * (Wholesale Risk Premium) * (1 + Distribution Losses), e.g., f = (a + e) * (1 + 8.0%) * (1 + 8.0%) | [19 empty] | 1 |  | Avoided retail cost of electric energy = (wholesale energy avoided cost + REC cost to load) * (Wholesale Risk Premium) * (1 + Distribution Losses), e.g., f = (a + e) * (1 + 8.0%) * (1 + 8.0%) | [17 empty] | 1 |  | Avoided retail cost of electric energy = (wholesale energy avoided cost + REC cost to load) * (Wholesale Risk Premium) * (1 + Distribution Losses), e.g., f = (a + e) * (1 + 8.0%) * (1 + 8.0%)
2 |  | Uncleared capacity value includes reserve margin and uncleared load forecast effect | [17 empty] | 2 |  | Uncleared capacity value includes reserve margin and uncleared load forecast effect | [19 empty] | 2 |  | Uncleared capacity value includes reserve margin and uncleared load forecast effect | [17 empty] | 2 |  | Uncleared capacity value includes reserve margin and uncleared load forecast effect
3 |  | Value of avoided capacity costs and capacity DRIPE each year is function of quantity of kW reduction in year, PA bidding strategy that reduction into applicable FCAs, reserve margin, and the uncleared load forecast effect. | [17 empty] | 3 |  | Value of avoided capacity costs and capacity DRIPE each year is function of quantity of kW reduction in year, PA bidding strategy that reduction into applicable FCAs, reserve margin, and the uncleared load forecast effect. | [19 empty] | 3 |  | Value of avoided capacity costs and capacity DRIPE each year is function of quantity of kW reduction in year, PA bidding strategy that reduction into applicable FCAs, reserve margin, and the uncleared load forecast effect. | [17 empty] | 3 |  | Value of avoided capacity costs and capacity DRIPE each year is function of quantity of kW reduction in year, PA bidding strategy that reduction into applicable FCAs, reserve margin, and the uncleared load forecast effect.
4 |  | Proceeds from selling into the FCM also include the ISO New England loss factor of 8.0% | [17 empty] | 4 |  | Proceeds from selling into the FCM also include the ISO New England loss factor of 8.0% | [19 empty] | 4 |  | Proceeds from selling into the FCM also include the ISO New England loss factor of 8.0% | [17 empty] | 4 |  | Proceeds from selling into the FCM also include the ISO New England loss factor of 8.0%
5 |  | Assumes PTF loss factor of 1.6%, ISO New England loss factor of 8.0%, and Wholesale Risk Premium of 8.0% | [17 empty] | 5 |  | Assumes PTF loss factor of 1.6%, ISO New England loss factor of 8.0%, and Wholesale Risk Premium of 8.0% | [19 empty] | 5 |  | Assumes PTF loss factor of 1.6%, ISO New England loss factor of 8.0%, and Wholesale Risk Premium of 8.0% | [17 empty] | 5 |  | Assumes PTF loss factor of 1.6%, ISO New England loss factor of 8.0%, and Wholesale Risk Premium of 8.0%
6 |  | Assumes bid percentage of 50.0% | [17 empty] | 6 |  | Assumes bid percentage of 50.0% | [19 empty] | 6 |  | Assumes bid percentage of 50.0% | [17 empty] | 6 |  | Assumes bid percentage of 50.0%
7 |  | Cross DRIPE = Electric-Gas cross DRIPE + Electric-Gas-Electric cross DRIPE | [17 empty] | 7 |  | Cross DRIPE = Electric-Gas cross DRIPE + Electric-Gas-Electric cross DRIPE | [19 empty] | 7 |  | Cross DRIPE = Electric-Gas cross DRIPE + Electric-Gas-Electric cross DRIPE | [17 empty] | 7 |  | Cross DRIPE = Electric-Gas cross DRIPE + Electric-Gas-Electric cross DRIPE
8 |  | Assumes VOLL of $25.00/kWh | [17 empty] | 8 |  | Assumes VOLL of $25.00/kWh | [19 empty] | 8 |  | Assumes VOLL of $25.00/kWh | [17 empty] | 8 |  | Assumes VOLL of $25.00/kWh
9 |  | Assumes $100/ton CO2 price; NOX prices not included | [17 empty] | 9 |  | Assumes $100/ton CO2 price; NOX prices not included | [19 empty] | 9 |  | Assumes $100/ton CO2 price; NOX prices not included | [17 empty] | 9 |  | Assumes $100/ton CO2 price; NOX prices not included

## NH
AESC 2018 Results: Avoided Cost of Electricity (2018 $) | [18 empty] | Page One of Four | AESC 2018 Results: Avoided Cost of Electricity (2018 $) | [20 empty] | Page Two of Four | AESC 2018 Results: Avoided Cost of Electricity (2018 $) | [18 empty] | Page Three of Four | AESC 2018 Results: Avoided Cost of Electricity (2018 $) | [10 empty] | Page Four of Four
Zone: |  | New Hampshire | [17 empty] | Zone: |  | New Hampshire | [19 empty] | Zone: |  | New Hampshire | [17 empty] | Zone: |  | New Hampshire
|  | Wholesale Cost of Electric Energy |  |  |  | Wholesale REC Costs | Retail Cost of Electric Energy1 |  |  |  | Wholesale Capacity Values |  | Retail Cost of Electric Capacity3 |  |  | Wholesale Non-Embedded Costs | [5 empty] | Intrastate | [17 empty] | Wholesale Cross-DRIPE7 |  |  |  | Rest-of-Pool | [19 empty] | Transmission & Distribution (T&D) Cost | Wholesale Reliability Value8 | [5 empty] | Retail Reliability Value
[22 empty] | DRIPE: 2018 vintage measures | [8 empty] | DRIPE: 2019 vintage measures | [12 empty] | DRIPE: 2018 vintage measures | [8 empty] | DRIPE: 2019 vintage measures | [11 empty] | Reliability: 2018 vintage measures |  |  | Reliability: 2019 vintage measures |  |  | 2018 vintage | 2019 vintage
[22 empty] | Wholesale Energy DRIPE |  |  |  | Wholesale Capacity DRIPE |  | Retail Capacity DRIPE3 |  |  | Wholesale Energy DRIPE |  |  |  | Wholesale Capacity DRIPE2 |  | Retail Capacity DRIPE3 | [6 empty] | Wholesale Energy DRIPE |  |  |  | Wholesale Capacity DRIPE2 |  | Retail Capacity DRIPE3 |  |  | Wholesale Energy DRIPE |  |  |  | Wholesale Capacity DRIPE2 |  | Retail Capacity DRIPE3
|  | Winter Peak | Winter Off-Peak | Summer Peak | Summer Off-Peak |  | Winter Peak | Winter Off-Peak | Summer Peak | Summer Off-Peak | Cleared (FCA Price) | Uncleared2 | Cleared4 | Uncleared5 | Weighted Avg6 | Winter Peak | Winter Off-Peak | Summer Peak | Summer Off-Peak |  |  | Winter Peak | Winter Off-Peak | Summer Peak | Summer Off-Peak | Cleared | Uncleared2 | Cleared4 | Uncleared5 | Weighted Avg6 | Winter Peak | Winter Off-Peak | Summer Peak | Summer Off-Peak | Cleared | Uncleared2 | Cleared4 | Uncleared5 | Weighted Avg6 | 2018 Installation Year | 2019 Installation Year |  |  | Winter Peak | Winter Off-Peak | Summer Peak | Summer Off-Peak | Cleared | Uncleared2 | Cleared4 | Uncleared5 | Weighted Avg6 | Winter Peak | Winter Off-Peak | Summer Peak | Summer Off-Peak | Cleared | Uncleared2 | Cleared4 | Uncleared5 | Weighted Avg6 |  |  |  | Cleared | Uncleared | Weighted Avg5 | Cleared | Uncleared | Weighted Avg5 | Weighted Avg5 | Weighted Avg5
Units: |  | $/kWh | $/kWh | $/kWh | $/kWh | $/kWh | $/kWh | $/kWh | $/kWh | $/kWh | $/kW-yr | $/kW-yr | $/kW-yr | $/kW-yr | $/kW-yr | $/kWh | $/kWh | $/kWh | $/kWh | Units: |  | $/kWh | $/kWh | $/kWh | $/kWh | $/kW-yr | $/kW-yr | $/kW-yr | $/kW-yr | $/kW-yr | $/kWh | $/kWh | $/kWh | $/kWh | $/kW-yr | $/kW-yr | $/kW-yr | $/kW-yr | $/kW-yr | $/kWh | $/kWh | Units: |  | $/kWh | $/kWh | $/kWh | $/kWh | $/kW-yr | $/kW-yr | $/kW-yr | $/kW-yr | $/kW-yr | $/kWh | $/kWh | $/kWh | $/kWh | $/kW-yr | $/kW-yr | $/kW-yr | $/kW-yr | $/kW-yr | Units: |  | $/kW-yr | $/kW-yr | $/kW-yr | $/kW-yr | $/kW-yr | $/kW-yr | $/kW-yr | $/kW-yr | $/kW-yr
Period: |  | a | b | c | d | e | f =(a+e)*(1+WRP)*(1+DL) | g =(b+e)*(1+WRP)*(1+DL) | h =(c+e)*(1+WRP)*(1+DL) | i =(d+e)*(1+WRP)*(1+DL) | j | k | l=j*(1+DL) | m=k*(1+PTF Loss)*(1+WRP)*(1+DL) | n = (l*%Bid)+m*(1-%Bid) | o | p | q | r | Period: |  | s | t | u | v | w | x | y=w*(1+DL) | z=x*(1+PTF Loss)*(1+WRP)*(1+DL) | aa = (y*%Bid)+z*(1-%Bid) | bb | cc | dd | ee | ff | gg | hh=ff*(1+DL) | ii=gg*(1+PTF Loss)*(1+WRP)*(1+DL) | jj = (hh*%Bid)+ii*(1-%Bid) | kk | ll | Period: |  | mm | nn | oo | pp | qq | rr | ss=qq*(1+DL) | tt=rr*(1+PTF Loss)*(1+WRP)*(1+DL) | uu = (ss*%Bid)+tt*(1-%Bid) | vv | ww | xx | yy | zz | aaa | bbb=zz*(1+DL) | ccc=aaa*(1+PTF Loss)*(1+WRP)*(1+DL) | ddd = (bbb*%Bid)+ccc*(1-%Bid) | Period: |  | eee | fff | ggg | hhh = (fff*%Bid)+ggg*(1-%Bid) | iii | jjj | kkk = (iii*%Bid)+jjj*(1-%Bid) | lll = hhh*(1+WRP)*(1+DL) | mmm = kkk*(1+WRP)*(1+DL)
2018 |  | 0.047241 | 0.043045 | 0.031788 | 0.02577 | 0.0074124 | 0.063748 | 0.058854 | 0.045723 | 0.038704 | 104.4975 | 0 | 112.8573 | 0 | 56.4286 | 0.045904 | 0.046882 | 0.044718 | 0.045002 | 2018 |  | 0.0039143 | 0.0028505 | 0.0025351 | 0.0016445 | 48.9149 | - | 52.8281 | - | 26.4141 | - | - | - | - | - | - | - | - | - | 0.0015265 | 0 | 2018 |  | 0.034793 | 0.024554 | 0.023784 | 0.015602 | 438.0331 | - | 473.0758 | - | 236.5379 | - | - | - | - | - | - | - | - | - | 2018 |  | 94 | 5.325 | 16.644 | 10.9845 | - | - | - | 12.8123 | -
2019 |  | 0.048098 | 0.044652 | 0.031744 | 0.028378 | 0.011291 | 0.069271 | 0.065251 | 0.050196 | 0.04627 | 100.01 | 0 | 108.0108 | 0 | 54.0054 | 0.044647 | 0.045598 | 0.043493 | 0.04377 | 2019 |  | 0.0060919 | 0.0044218 | 0.0038837 | 0.0027677 | 25.7634 | - | 27.8244 | - | 13.9122 | 0.0039299 | 0.0028525 | 0.0025053 | 0.0017854 | 31.0402 | - | 33.5234 | - | 16.7617 | 0.0023987 | 0.0014992 | 2019 |  | 0.054293 | 0.038095 | 0.036212 | 0.026282 | 229.2428 | - | 247.5823 | - | 123.7911 | 0.035024 | 0.024575 | 0.02336 | 0.016954 | 276.1962 | - | 298.2919 | - | 149.1459 | 2019 |  | 94 | 2.15 | 12.6689 | 7.4094 | 2.6 | 12.6689 | 7.6344 | 8.6424 | 8.9048
2020 |  | 0.051464 | 0.04835 | 0.037507 | 0.032648 | 0.0086818 | 0.070154 | 0.066522 | 0.053875 | 0.048208 | 73.85 | 0 | 79.758 | 0 | 39.879 | 0.043441 | 0.044366 | 0.042318 | 0.042587 | 2020 |  | 0.007015 | 0.0052236 | 0.0049144 | 0.0033876 | 31.2633 | - | 33.7644 | - | 16.8822 | 0.0064959 | 0.004837 | 0.0045507 | 0.0031369 | 38.7292 | - | 41.8275 | - | 20.9138 | 0.0026392 | 0.0023432 | 2020 |  | 0.062092 | 0.044997 | 0.045938 | 0.031999 | 279.0811 | - | 301.4076 | - | 150.7038 | 0.057497 | 0.041667 | 0.042538 | 0.029631 | 345.7273 | - | 373.3855 | - | 186.6927 | 2020 |  | 94 | 0.925 | 4.6398 | 2.7824 | 1.15 | 4.6398 | 2.8949 | 3.2454 | 3.3766
2021 |  | 0.053723 | 0.050216 | 0.045499 | 0.037822 | 0.0067363 | 0.07052 | 0.066429 | 0.060927 | 0.051973 | 59.93 | 0 | 64.7244 | 0 | 32.3622 | 0.043207 | 0.044128 | 0.042091 | 0.042358 | 2021 |  | 0.007375 | 0.005489 | 0.0060299 | 0.0040093 | 5.2017 | - | 5.6178 | - | 2.8089 | 0.0072582 | 0.0054021 | 0.0059343 | 0.0039458 | 6.9702 | - | 7.5279 | - | 3.7639 | 0.0026643 | 0.002401 | 2021 |  | 0.065071 | 0.046965 | 0.055615 | 0.037559 | 46.4975 | - | 50.2173 | - | 25.1086 | 0.06404 | 0.046221 | 0.054735 | 0.036964 | 62.3066 | - | 67.2911 | - | 33.6456 | 2021 |  | 94 | 0.275 | 7.7651 | 4.02 | 0.35 | 7.7651 | 4.0575 | 4.689 | 4.7327
2022 |  | 0.053335 | 0.048411 | 0.044545 | 0.035861 | 0.0051144 | 0.068176 | 0.062432 | 0.057923 | 0.047793 | 57.58 | 0 | 62.1864 | 0 | 31.0932 | 0.042985 | 0.043901 | 0.041874 | 0.04214 | 2022 |  | 0.0065896 | 0.0047425 | 0.0053265 | 0.0033863 | 3.4766 | - | 3.7547 | - | 1.8774 | 0.0072596 | 0.0052247 | 0.0058681 | 0.0037306 | 5.2676 | - | 5.689 | - | 2.8445 | 0.0024043 | 0.0024043 | 2022 |  | 0.058181 | 0.040604 | 0.049356 | 0.031755 | 31.0859 | - | 33.5727 | - | 16.7864 | 0.064097 | 0.044733 | 0.054374 | 0.034984 | 47.0998 | - | 50.8678 | - | 25.4339 | 2022 |  | 94 | 0.175 | 7.965 | 4.07 | 0.275 | 7.965 | 4.12 | 4.7472 | 4.8056
2023 |  | 0.054837 | 0.048478 | 0.041727 | 0.032735 | 0.0054721 | 0.070345 | 0.062927 | 0.055053 | 0.044565 | 58.78 | 20.7905 | 63.4824 | 24.638 | 44.0602 | 0.042773 | 0.043685 | 0.041668 | 0.041933 | 2023 |  | 0.0054062 | 0.0037754 | 0.003975 | 0.0024891 | - | 3.337 | - | 3.9545 | 1.9773 | 0.0067942 | 0.0047448 | 0.0049956 | 0.0031282 | 3.5026 | - | 3.7828 | - | 1.8914 | 0.0017554 | 0.0017554 | 2023 |  | 0.043216 | 0.029285 | 0.033424 | 0.021146 | - | 29.812 | - | 35.329 | 17.6645 | 0.054311 | 0.036804 | 0.042005 | 0.026576 | 31.2912 | - | 33.7945 | - | 16.8972 | 2023 |  | 94 | 0.1 | 5.8757 | 2.9878 | 0.2 | 8.1056 | 4.1528 | 3.485 | 4.8438
2024 |  | 0.058031 | 0.054472 | 0.040857 | 0.037243 | 0.0050143 | 0.073536 | 0.069384 | 0.053504 | 0.049289 | 61.24 | 36.0397 | 66.1392 | 42.7093 | 54.4243 | 0.042404 | 0.043308 | 0.041309 | 0.041571 | 2024 |  | 0.0043376 | 0.0032803 | 0.0029216 | 0.0021288 | - | 5.8351 | - | 6.915 | 3.4575 | 0.0055981 | 0.0042336 | 0.0037706 | 0.0027474 | - | 3.3869 | - | 4.0137 | 2.0068 | 0.0011303 | 0.0011303 | 2024 |  | 0.034927 | 0.025553 | 0.024755 | 0.018402 | - | 52.0256 | - | 61.6535 | 30.8268 | 0.045076 | 0.032978 | 0.031949 | 0.023749 | - | 30.1973 | - | 35.7856 | 17.8928 | 2024 |  | 94 | - | 4.636 | 2.318 | 0.1 | 6.2407 | 3.1703 | 2.7037 | 3.6979
2025 |  | 0.054886 | 0.051938 | 0.043111 | 0.03858 | 0.0041326 | 0.068839 | 0.065401 | 0.055105 | 0.04982 | 65.65 | 53.9052 | 70.902 | 63.881 | 67.3915 | 0.042052 | 0.042948 | 0.040966 | 0.041226 | 2025 |  | 0.0029311 | 0.0022152 | 0.0022148 | 0.0015824 | - | 95.5547 | - | 113.2383 | 56.6191 | 0.0040348 | 0.0030494 | 0.0030488 | 0.0021783 | - | 74.94 | - | 88.8086 | 44.4043 | 0.00085596 | 0.00085596 | 2025 |  | 0.023272 | 0.0171 | 0.018476 | 0.013475 | - | 854.6923 | - | 1012.8638 | 506.4319 | 0.032034 | 0.023539 | 0.025434 | 0.018549 | - | 670.3033 | - | 794.3513 | 397.1756 | 2025 |  | 94 | - | 8.277 | 4.1385 | - | 8.9778 | 4.4889 | 4.8271 | 5.2359
2026 |  | 0.05516 | 0.051743 | 0.046758 | 0.040938 | 0.0034129 | 0.068319 | 0.064334 | 0.05852 | 0.051731 | 71.16 | 74.8674 | 76.8528 | 88.7226 | 82.7877 | 0.041716 | 0.042605 | 0.040638 | 0.040897 | 2026 |  | 0.0015526 | 0.0011487 | 0.0012713 | 0.00088155 | - | 112.7605 | - | 133.6282 | 66.8141 | 0.0028768 | 0.0021284 | 0.0023556 | 0.0016334 | - | 101.9835 | - | 120.8568 | 60.4284 | 0.0005906 | 0.0005906 | 2026 |  | 0.012165 | 0.0087527 | 0.010487 | 0.0073433 | - | 1009.3157 | - | 1196.1021 | 598.0511 | 0.022541 | 0.016218 | 0.019432 | 0.013607 | - | 912.8512 | - | 1081.7856 | 540.8928 | 2026 |  | 94 | - | 7.6259 | 3.813 | - | 9.0239 | 4.512 | 4.4475 | 5.2628
2027 |  | 0.059556 | 0.055791 | 0.044754 | 0.038807 | 0.0027024 | 0.072618 | 0.068227 | 0.055353 | 0.048417 | 76.85 | 89.5302 | 82.998 | 106.0989 | 94.5485 | 0.041409 | 0.042291 | 0.040339 | 0.040595 | 2027 |  | 0.00094771 | 0.00071095 | 0.00068957 | 0.00047628 | - | 110.4288 | - | 130.865 | 65.4325 | 0.0015987 | 0.0011994 | 0.0011633 | 0.00080346 | - | 118.7393 | - | 140.7135 | 70.3568 | 0.00033726 | 0.00033726 | 2027 |  | 0.0074721 | 0.0054592 | 0.0056989 | 0.0039898 | - | 988.4448 | - | 1171.3688 | 585.6844 | 0.012605 | 0.0092094 | 0.0096139 | 0.0067307 | - | 1062.8321 | - | 1259.5224 | 629.7612 | 2027 |  | 94 | - | 6.4062 | 3.2031 | - | 8.3519 | 4.176 | 3.7361 | 4.8709
2028 |  | 0.061464 | 0.054125 | 0.048888 | 0.039882 | 0.0024063 | 0.074499 | 0.065938 | 0.059829 | 0.049325 | 82.49 | 94.781 | 89.0892 | 112.3214 | 100.7053 | 0.041116 | 0.041992 | 0.040054 | 0.040308 | 2028 |  | - | - | - | - | - | 84.5884 | - | 100.2426 | 50.1213 | 0.00093565 | 0.0006634 | 0.00072061 | 0.0004735 | - | 116.6387 | - | 138.2242 | 69.1121 | 9.5635e-05 | 9.5635e-05 | 2028 |  | 0 | 0 | 0 | 0 | - | 757.1484 | - | 897.268 | 448.634 | 0.0074063 | 0.0050854 | 0.0060056 | 0.004004 | - | 1044.0295 | - | 1237.2401 | 618.6201 | 2028 |  | 94 | - | 6.5389 | 3.2695 | - | 9.0249 | 4.5125 | 3.8135 | 5.2634
2029 |  | 0.063334 | 0.057975 | 0.047951 | 0.040565 | 0.0022812 | 0.076533 | 0.070283 | 0.058591 | 0.049976 | 88.13 | 100.997 | 95.1804 | 119.6877 | 107.4341 | 0.040838 | 0.041708 | 0.039783 | 0.040035 | 2029 |  | - | - | - | - | - | 55.6274 | - | 65.922 | 32.961 | - | - | - | - | - | 89.9095 | - | 106.5483 | 53.2742 | 9.6351e-05 | 9.6351e-05 | 2029 |  | 0 | 0 | 0 | 0 | - | 497.9195 | - | 590.0657 | 295.0329 | - | - | - | - | - | 804.7769 | - | 953.7109 | 476.8554 | 2029 |  | 94 | - | 4.2747 | 2.1374 | - | 6.9484 | 3.4742 | 2.493 | 4.0523
2030 |  | 0.058157 | 0.054928 | 0.050578 | 0.046196 | 0.0022868 | 0.070502 | 0.066735 | 0.061661 | 0.05655 | 83.9 | 97.7435 | 90.612 | 115.8321 | 103.2221 | 0.040339 | 0.041199 | 0.039297 | 0.039546 | 2030 |  | - | - | - | - | - | 27.0791 | - | 32.0904 | 16.0452 | - | - | - | - | - | 49.5489 | - | 58.7186 | 29.3593 | 9.6902e-05 | 9.6902e-05 | 2030 |  | - | - | - | - | - | 242.3839 | - | 287.24 | 143.62 | - | - | - | - | - | 443.5109 | - | 525.5881 | 262.794 | 2030 |  | 94 | - | 1.6042 | 0.80211 | - | 2.8555 | 1.4278 | 0.93558 | 1.6653
2031 |  | 0.05772 | 0.054157 | 0.045907 | 0.040021 | 0.0023389 | 0.070053 | 0.065897 | 0.056274 | 0.049408 | 82.49 | 94.781 | 89.0892 | 112.3214 | 100.7053 | 0.039863 | 0.040712 | 0.038833 | 0.03908 | 2031 |  | - | - | - | - | - | 12.6505 | - | 14.9916 | 7.4958 | - | - | - | - | - | 28.6018 | - | 33.895 | 16.9475 | 9.6902e-05 | 9.6902e-05 | 2031 |  | - | - | - | - | - | 113.2339 | - | 134.1892 | 67.0946 | - | - | - | - | - | 256.0142 | - | 303.3928 | 151.6964 | 2031 |  | 94 | - | 1.0095 | 0.50473 | - | 2.26 | 1.13 | 0.58872 | 1.318
2032 |  | 0.056398 | 0.052567 | 0.04678 | 0.040513 | 0.0027923 | 0.06904 | 0.064571 | 0.057821 | 0.050511 | 88.13 | 100.997 | 95.1804 | 119.6877 | 107.4341 | 0.039409 | 0.040249 | 0.038391 | 0.038635 | 2032 |  | - | - | - | - | - | 3.6654 | - | 4.3437 | 2.1718 | - | - | - | - | - | 13.4462 | - | 15.9346 | 7.9673 | 9.6902e-05 | 9.6902e-05 | 2032 |  | - | - | - | - | - | 32.8087 | - | 38.8803 | 19.4401 | - | - | - | - | - | 120.3569 | - | 142.6304 | 71.3152 | 2032 |  | 94 | - | 0.27217 | 0.13609 | - | 1.0727 | 0.53634 | 0.15873 | 0.62559
2033 |  | 0.061008 | 0.053624 | 0.047501 | 0.038826 | 0.0028981 | 0.07454 | 0.065927 | 0.058785 | 0.048667 | 83.9 | 97.7435 | 90.612 | 115.8321 | 103.2221 | 0.038976 | 0.039806 | 0.037969 | 0.03821 | 2033 |  | - | - | - | - | - | - | - | - | - | - | - | - | - | - | 3.2649 | - | 3.8691 | 1.9345 | 9.6902e-05 | 9.6902e-05 | 2033 |  | - | - | - | - | - | - | - | - | - | - | - | - | - | - | 29.2236 | - | 34.6318 | 17.3159 | 2033 |  | 94 | - | - | - | - | 0.18181 | 0.090906 | - | 0.10603
2034 |  | 0.060205 | 0.050486 | 0.050441 | 0.03965 | 0.0030079 | 0.073731 | 0.062396 | 0.062343 | 0.049757 | 82.49 | 94.781 | 89.0892 | 112.3214 | 100.7053 | 0.038564 | 0.039385 | 0.037567 | 0.037806 | 2034 |  | - | - | - | - | - | - | - | - | - | - | - | - | - | - | - | - | - | - | 9.6902e-05 | 9.6902e-05 | 2034 |  | - | - | - | - | - | - | - | - | - | - | - | - | - | - | - | - | - | - | 2034 |  | 94 | - | - | - | - | - | - | - | -
2035 |  | 0.062228 | 0.055529 | 0.056207 | 0.047614 | 0.0031219 | 0.076225 | 0.06841 | 0.069201 | 0.059179 | 88.13 | 100.997 | 95.1804 | 119.6877 | 107.4341 | 0.038171 | 0.038985 | 0.037185 | 0.037421 | 2035 |  | - | - | - | - | - | - | - | - | - | - | - | - | - | - | - | - | - | - | 9.6902e-05 | 9.6902e-05 | 2035 |  | - | - | - | - | - | - | - | - | - | - | - | - | - | - | - | - | - | - | 2035 |  | 94 | - | - | - | - | - | - | - | -
2036 |  | 0.063409 | 0.055877 | 0.059124 | 0.049728 | 0.0033556 | 0.077875 | 0.069089 | 0.072877 | 0.061917 | 89.5993 | 102.6137 | 96.7672 | 121.6036 | 109.1854 | 0.03776 | 0.038564 | 0.036784 | 0.037018 | 2036 |  | - | - | - | - | - | - | - | - | - | - | - | - | - | - | - | - | - | - | 9.6902e-05 | 9.6902e-05 | 2036 |  | - | - | - | - | - | - | - | - | - | - | - | - | - | - | - | - | - | - | 2036 |  | 94 | - | - | - | - | - | - | - | -
2037 |  | 0.064613 | 0.056227 | 0.062193 | 0.051936 | 0.0036068 | 0.079571 | 0.06979 | 0.076749 | 0.064785 | 91.093 | 104.2562 | 98.3804 | 123.5501 | 110.9653 | 0.037353 | 0.038149 | 0.036388 | 0.036619 | 2037 |  | - | - | - | - | - | - | - | - | - | - | - | - | - | - | - | - | - | - | 9.6902e-05 | 9.6902e-05 | 2037 |  | - | - | - | - | - | - | - | - | - | - | - | - | - | - | - | - | - | - | 2037 |  | 94 | - | - | - | - | - | - | - | -
2038 |  | 0.065839 | 0.05658 | 0.065422 | 0.054241 | 0.0038768 | 0.081317 | 0.070517 | 0.08083 | 0.067789 | 92.6116 | 105.9251 | 100.0206 | 125.5278 | 112.7742 | 0.03695 | 0.037737 | 0.035995 | 0.036224 | 2038 |  | - | - | - | - | - | - | - | - | - | - | - | - | - | - | - | - | - | - | 9.6902e-05 | 9.6902e-05 | 2038 |  | - | - | - | - | - | - | - | - | - | - | - | - | - | - | - | - | - | - | 2038 |  | 94 | - | - | - | - | - | - | - | -
2039 |  | 0.067089 | 0.056935 | 0.068818 | 0.056649 | 0.0041671 | 0.083113 | 0.071269 | 0.08513 | 0.070936 | 94.1556 | 107.6206 | 101.6881 | 127.5371 | 114.6126 | 0.036552 | 0.037331 | 0.035607 | 0.035834 | 2039 |  | - | - | - | - | - | - | - | - | - | - | - | - | - | - | - | - | - | - | 9.6902e-05 | 9.6902e-05 | 2039 |  | - | - | - | - | - | - | - | - | - | - | - | - | - | - | - | - | - | - | 2039 |  | 94 | - | - | - | - | - | - | - | -
2040 |  | 0.068362 | 0.057292 | 0.07239 | 0.059164 | 0.004479 | 0.084962 | 0.072049 | 0.08966 | 0.074233 | 95.7253 | 109.3433 | 103.3834 | 129.5786 | 116.481 | 0.036157 | 0.036928 | 0.035223 | 0.035447 | 2040 |  | - | - | - | - | - | - | - | - | - | - | - | - | - | - | - | - | - | - | 9.6902e-05 | 9.6902e-05 | 2040 |  | - | - | - | - | - | - | - | - | - | - | - | - | - | - | - | - | - | - | 2040 |  | 94 | - | - | - | - | - | - | - | -
2041 |  | 0.069659 | 0.057651 | 0.076148 | 0.06179 | 0.0048144 | 0.086866 | 0.072859 | 0.094434 | 0.077687 | 97.3212 | 111.0936 | 105.1069 | 131.6528 | 118.3799 | 0.035768 | 0.03653 | 0.034844 | 0.035065 | 2041 |  | - | - | - | - | - | - | - | - | - | - | - | - | - | - | - | - | - | - | 9.6902e-05 | 9.6902e-05 | 2041 |  | - | - | - | - | - | - | - | - | - | - | - | - | - | - | - | - | - | - | 2041 |  | 94 | - | - | - | - | - | - | - | -
2042 |  | 0.070981 | 0.058012 | 0.080101 | 0.064533 | 0.0051748 | 0.088829 | 0.073701 | 0.099465 | 0.081307 | 98.9437 | 112.8719 | 106.8592 | 133.7602 | 120.3097 | 0.035382 | 0.036136 | 0.034468 | 0.034687 | 2042 |  | - | - | - | - | - | - | - | - | - | - | - | - | - | - | - | - | - | - | 9.6902e-05 | 9.6902e-05 | 2042 |  | - | - | - | - | - | - | - | - | - | - | - | - | - | - | - | - | - | - | 2042 |  | 94 | - | - | - | - | - | - | - | -
2043 |  | 0.072329 | 0.058376 | 0.084259 | 0.067398 | 0.0055622 | 0.090852 | 0.074578 | 0.10477 | 0.0851 | 100.5932 | 114.6786 | 108.6407 | 135.9013 | 122.271 | 0.035001 | 0.035746 | 0.034096 | 0.034313 | 2043 |  | - | - | - | - | - | - | - | - | - | - | - | - | - | - | - | - | - | - | 9.6902e-05 | 9.6902e-05 | 2043 |  | - | - | - | - | - | - | - | - | - | - | - | - | - | - | - | - | - | - | 2043 |  | 94 | - | - | - | - | - | - | - | -
2044 |  | 0.073701 | 0.058742 | 0.088632 | 0.07039 | 0.0059786 | 0.092939 | 0.07549 | 0.11035 | 0.089076 | 102.2703 | 116.5143 | 110.4519 | 138.0767 | 124.2643 | 0.034623 | 0.035361 | 0.033729 | 0.033943 | 2044 |  | - | - | - | - | - | - | - | - | - | - | - | - | - | - | - | - | - | - | 9.6902e-05 | 9.6902e-05 | 2044 |  | - | - | - | - | - | - | - | - | - | - | - | - | - | - | - | - | - | - | 2044 |  | 94 | - | - | - | - | - | - | - | -
2045 |  | 0.0751 | 0.05911 | 0.093233 | 0.073514 | 0.0064262 | 0.095092 | 0.076442 | 0.11624 | 0.093243 | 103.9752 | 118.3794 | 112.2933 | 140.2869 | 126.2901 | 0.03425 | 0.03498 | 0.033365 | 0.033577 | 2045 |  | - | - | - | - | - | - | - | - | - | - | - | - | - | - | - | - | - | - | 9.6902e-05 | 9.6902e-05 | 2045 |  | - | - | - | - | - | - | - | - | - | - | - | - | - | - | - | - | - | - | 2045 |  | 94 | - | - | - | - | - | - | - | -
2046 |  | 0.076525 | 0.059481 | 0.098073 | 0.076778 | 0.0069073 | 0.097316 | 0.077435 | 0.12245 | 0.09761 | 105.7087 | 120.2743 | 114.1653 | 142.5325 | 128.3489 | 0.033881 | 0.034603 | 0.033005 | 0.033215 | 2046 |  | - | - | - | - | - | - | - | - | - | - | - | - | - | - | - | - | - | - | 9.6902e-05 | 9.6902e-05 | 2046 |  | - | - | - | - | - | - | - | - | - | - | - | - | - | - | - | - | - | - | 2046 |  | 94 | - | - | - | - | - | - | - | -
2047 |  | 0.077978 | 0.059854 | 0.10316 | 0.080186 | 0.0074244 | 0.099613 | 0.078474 | 0.12899 | 0.10219 | 107.471 | 122.1995 | 116.0686 | 144.8141 | 130.4414 | 0.033515 | 0.03423 | 0.032649 | 0.032857 | 2047 |  | - | - | - | - | - | - | - | - | - | - | - | - | - | - | - | - | - | - | 9.6902e-05 | 9.6902e-05 | 2047 |  | - | - | - | - | - | - | - | - | - | - | - | - | - | - | - | - | - | - | 2047 |  | 94 | - | - | - | - | - | - | - | -
2048 |  | 0.079458 | 0.060229 | 0.10852 | 0.083746 | 0.0079802 | 0.10199 | 0.07956 | 0.13588 | 0.10699 | 109.2627 | 124.1556 | 118.0037 | 147.1321 | 132.5679 | 0.033154 | 0.033861 | 0.032297 | 0.032503 | 2048 |  | - | - | - | - | - | - | - | - | - | - | - | - | - | - | - | - | - | - | 9.6902e-05 | 9.6902e-05 | 2048 |  | - | - | - | - | - | - | - | - | - | - | - | - | - | - | - | - | - | - | 2048 |  | 94 | - | - | - | - | - | - | - | -
2049 |  | 0.080966 | 0.060607 | 0.11415 | 0.087463 | 0.0085776 | 0.10444 | 0.080697 | 0.14315 | 0.11202 | 111.0842 | 126.143 | 119.971 | 149.4873 | 134.7291 | 0.032797 | 0.033496 | 0.031949 | 0.032152 | 2049 |  | - | - | - | - | - | - | - | - | - | - | - | - | - | - | - | - | - | - | 9.6902e-05 | 9.6902e-05 | 2049 |  | - | - | - | - | - | - | - | - | - | - | - | - | - | - | - | - | - | - | 2049 |  | 94 | - | - | - | - | - | - | - | -
2050 |  | 0.082502 | 0.060987 | 0.12008 | 0.091346 | 0.0092198 | 0.10698 | 0.081889 | 0.15081 | 0.1173 | 112.9362 | 128.1622 | 121.9711 | 151.8802 | 136.9256 | 0.032443 | 0.033134 | 0.031605 | 0.031806 | 2050 |  | - | - | - | - | - | - | - | - | - | - | - | - | - | - | - | - | - | - | 9.6902e-05 | 9.6902e-05 | 2050 |  | - | - | - | - | - | - | - | - | - | - | - | - | - | - | - | - | - | - | 2050 |  | 94 | - | - | - | - | - | - | - | -
Levelized Costs | [19 empty] | Levelized Costs | [21 empty] | Levelized Costs | [19 empty] | Levelized Costs
10 years (2018-2027) | 10 | 0.053505 | 0.049579 | 0.040672 | 0.034724 | 0.0060804 | 0.0695 | 0.064921 | 0.054533 | 0.047594 | 73.2875 | 26.3685 | 79.1506 | 31.2483 | 55.1995 | 0.043101 | 0.04402 | 0.041988 | 0.042254 | 10 years (2018-2027) | 10 | 0.0046747 | 0.0034284 | 0.0034148 | 0.0023011 | 11.9979 | 32.9983 | 12.9578 | 39.1051 | 25.0152 | 0.0045903 | 0.0033709 | 0.0034217 | 0.0023101 | 8.8395 | 30.4387 | 9.5467 | 36.0717 | 21.6452 | 0.001655 | 0.0013414 | 10 years (2018-2027) | 10 | 0.040101 | 0.028526 | 0.030761 | 0.021016 | 107.1833 | 295.2773 | 115.758 | 349.9221 | 223.747 | 0.038822 | 0.027662 | 0.030405 | 0.020812 | 78.834 | 272.3932 | 85.1407 | 322.8029 | 193.5554 | 10 years (2018-2027) | 10 | 94 | 0.94128 | 8.3322 | 4.6367 | 0.48404 | 7.3288 | 3.9064 | 5.4083 | 4.5564
15 years (2018-2032) | 15 | 0.055358 | 0.051195 | 0.042966 | 0.036813 | 0.0049404 | 0.070332 | 0.065476 | 0.055877 | 0.048701 | 76.9384 | 48.6228 | 83.0934 | 57.6211 | 70.3573 | 0.042236 | 0.043137 | 0.041145 | 0.041407 | 15 years (2018-2032) | 15 | 0.0032192 | 0.0023609 | 0.0023516 | 0.0015846 | 8.2623 | 34.9644 | 8.9232 | 41.435 | 24.1024 | 0.0032209 | 0.0023638 | 0.0024024 | 0.0016211 | 6.0873 | 41.0462 | 6.5742 | 48.6423 | 26.0387 | 0.0011698 | 0.00095382 | 15 years (2018-2032) | 15 | 0.027615 | 0.019644 | 0.021183 | 0.014473 | 73.8109 | 312.9035 | 79.7157 | 370.8102 | 215.6271 | 0.027208 | 0.019374 | 0.021322 | 0.014588 | 54.2883 | 367.3604 | 58.6314 | 435.345 | 232.9402 | 15 years (2018-2032) | 15 | 94 | 0.64821 | 6.6041 | 3.6262 | 0.33333 | 6.4441 | 3.3887 | 4.2296 | 3.9526
30 years (2018-2047) | 30 | 0.061176 | 0.053716 | 0.056374 | 0.046703 | 0.0048049 | 0.07696 | 0.068259 | 0.071359 | 0.060079 | 85.1465 | 75.723 | 91.9583 | 89.7365 | 90.8474 | 0.03956 | 0.040403 | 0.038538 | 0.038783 | 30 years (2018-2047) | 30 | 0.0017701 | 0.0012982 | 0.0012931 | 0.00087133 | 4.5432 | 19.2259 | 4.9066 | 22.7838 | 13.2532 | 0.0017711 | 0.0012998 | 0.001321 | 0.00089139 | 3.3472 | 22.6848 | 3.615 | 26.8829 | 14.3815 | 0.00068684 | 0.00056809 | 30 years (2018-2047) | 30 | 0.015185 | 0.010802 | 0.011648 | 0.0079581 | 40.5863 | 172.056 | 43.8332 | 203.8971 | 118.5667 | 0.014961 | 0.010653 | 0.011725 | 0.0080215 | 29.8515 | 203.0277 | 32.2396 | 240.6005 | 128.6562 | 30 years (2018-2047) | 30 | 94 | 0.35643 | 3.6314 | 1.9939 | 0.18329 | 3.5494 | 1.8663 | 2.3257 | 2.1769
NOTES: |  | All Avoided Costs are in 2018 Dollars | [17 empty] | NOTES: |  | All Avoided Costs are in 2018 Dollars | [19 empty] | NOTES: |  | All Avoided Costs are in 2018 Dollars | [17 empty] | NOTES: |  | All Avoided Costs are in 2018 Dollars
|  | ISO New England periods: Summer is June through September, Winter is all other months. Peak hours are: Monday through Friday 7 AM - 11 PM; Off-Peak Hours are all other hours | [19 empty] | ISO New England periods: Summer is June through September, Winter is all other months. Peak hours are: Monday through Friday 7 AM - 11 PM; Off-Peak Hours are all other hours | [21 empty] | ISO New England periods: Summer is June through September, Winter is all other months. Peak hours are: Monday through Friday 7 AM - 11 PM; Off-Peak Hours are all other hours | [19 empty] | ISO New England periods: Summer is June through September, Winter is all other months. Peak hours are: Monday through Friday 7 AM - 11 PM; Off-Peak Hours are all other hours
1 |  | Avoided retail cost of electric energy = (wholesale energy avoided cost + REC cost to load) * (Wholesale Risk Premium) * (1 + Distribution Losses), e.g., f = (a + e) * (1 + 8.0%) * (1 + 8.0%) | [17 empty] | 1 |  | Avoided retail cost of electric energy = (wholesale energy avoided cost + REC cost to load) * (Wholesale Risk Premium) * (1 + Distribution Losses), e.g., f = (a + e) * (1 + 8.0%) * (1 + 8.0%) | [19 empty] | 1 |  | Avoided retail cost of electric energy = (wholesale energy avoided cost + REC cost to load) * (Wholesale Risk Premium) * (1 + Distribution Losses), e.g., f = (a + e) * (1 + 8.0%) * (1 + 8.0%) | [17 empty] | 1 |  | Avoided retail cost of electric energy = (wholesale energy avoided cost + REC cost to load) * (Wholesale Risk Premium) * (1 + Distribution Losses), e.g., f = (a + e) * (1 + 8.0%) * (1 + 8.0%)
2 |  | Uncleared capacity value includes reserve margin and uncleared load forecast effect | [17 empty] | 2 |  | Uncleared capacity value includes reserve margin and uncleared load forecast effect | [19 empty] | 2 |  | Uncleared capacity value includes reserve margin and uncleared load forecast effect | [17 empty] | 2 |  | Uncleared capacity value includes reserve margin and uncleared load forecast effect
3 |  | Value of avoided capacity costs and capacity DRIPE each year is function of quantity of kW reduction in year, PA bidding strategy that reduction into applicable FCAs, reserve margin, and the uncleared load forecast effect. | [17 empty] | 3 |  | Value of avoided capacity costs and capacity DRIPE each year is function of quantity of kW reduction in year, PA bidding strategy that reduction into applicable FCAs, reserve margin, and the uncleared load forecast effect. | [19 empty] | 3 |  | Value of avoided capacity costs and capacity DRIPE each year is function of quantity of kW reduction in year, PA bidding strategy that reduction into applicable FCAs, reserve margin, and the uncleared load forecast effect. | [17 empty] | 3 |  | Value of avoided capacity costs and capacity DRIPE each year is function of quantity of kW reduction in year, PA bidding strategy that reduction into applicable FCAs, reserve margin, and the uncleared load forecast effect.
4 |  | Proceeds from selling into the FCM also include the ISO New England loss factor of 8.0% | [17 empty] | 4 |  | Proceeds from selling into the FCM also include the ISO New England loss factor of 8.0% | [19 empty] | 4 |  | Proceeds from selling into the FCM also include the ISO New England loss factor of 8.0% | [17 empty] | 4 |  | Proceeds from selling into the FCM also include the ISO New England loss factor of 8.0%
5 |  | Assumes PTF loss factor of 1.6%, ISO New England loss factor of 8.0%, and Wholesale Risk Premium of 8.0% | [17 empty] | 5 |  | Assumes PTF loss factor of 1.6%, ISO New England loss factor of 8.0%, and Wholesale Risk Premium of 8.0% | [19 empty] | 5 |  | Assumes PTF loss factor of 1.6%, ISO New England loss factor of 8.0%, and Wholesale Risk Premium of 8.0% | [17 empty] | 5 |  | Assumes PTF loss factor of 1.6%, ISO New England loss factor of 8.0%, and Wholesale Risk Premium of 8.0%
6 |  | Assumes bid percentage of 50.0% | [17 empty] | 6 |  | Assumes bid percentage of 50.0% | [19 empty] | 6 |  | Assumes bid percentage of 50.0% | [17 empty] | 6 |  | Assumes bid percentage of 50.0%
7 |  | Cross DRIPE = Electric-Gas cross DRIPE + Electric-Gas-Electric cross DRIPE | [17 empty] | 7 |  | Cross DRIPE = Electric-Gas cross DRIPE + Electric-Gas-Electric cross DRIPE | [19 empty] | 7 |  | Cross DRIPE = Electric-Gas cross DRIPE + Electric-Gas-Electric cross DRIPE | [17 empty] | 7 |  | Cross DRIPE = Electric-Gas cross DRIPE + Electric-Gas-Electric cross DRIPE
8 |  | Assumes VOLL of $25.00/kWh | [17 empty] | 8 |  | Assumes VOLL of $25.00/kWh | [19 empty] | 8 |  | Assumes VOLL of $25.00/kWh | [17 empty] | 8 |  | Assumes VOLL of $25.00/kWh
9 |  | Assumes $100/ton CO2 price; NOX prices not included | [17 empty] | 9 |  | Assumes $100/ton CO2 price; NOX prices not included | [19 empty] | 9 |  | Assumes $100/ton CO2 price; NOX prices not included | [17 empty] | 9 |  | Assumes $100/ton CO2 price; NOX prices not included

## RI
AESC 2018 Results: Avoided Cost of Electricity (2018 $) | [18 empty] | Page One of Four | AESC 2018 Results: Avoided Cost of Electricity (2018 $) | [20 empty] | Page Two of Four | AESC 2018 Results: Avoided Cost of Electricity (2018 $) | [18 empty] | Page Three of Four | AESC 2018 Results: Avoided Cost of Electricity (2018 $) | [10 empty] | Page Four of Four
Zone: |  | Rhode Island | [17 empty] | Zone: |  | Rhode Island | [19 empty] | Zone: |  | Rhode Island | [17 empty] | Zone: |  | Rhode Island
|  | Wholesale Cost of Electric Energy |  |  |  | Wholesale REC Costs | Retail Cost of Electric Energy1 |  |  |  | Wholesale Capacity Values |  | Retail Cost of Electric Capacity3 |  |  | Wholesale Non-Embedded Costs | [5 empty] | Intrastate | [17 empty] | Wholesale Cross-DRIPE7 |  |  |  | Rest-of-Pool | [19 empty] | Transmission & Distribution (T&D) Cost | Wholesale Reliability Value8 | [5 empty] | Retail Reliability Value
[22 empty] | DRIPE: 2018 vintage measures | [8 empty] | DRIPE: 2019 vintage measures | [12 empty] | DRIPE: 2018 vintage measures | [8 empty] | DRIPE: 2019 vintage measures | [11 empty] | Reliability: 2018 vintage measures |  |  | Reliability: 2019 vintage measures |  |  | 2018 vintage | 2019 vintage
[22 empty] | Wholesale Energy DRIPE |  |  |  | Wholesale Capacity DRIPE |  | Retail Capacity DRIPE3 |  |  | Wholesale Energy DRIPE |  |  |  | Wholesale Capacity DRIPE2 |  | Retail Capacity DRIPE3 | [6 empty] | Wholesale Energy DRIPE |  |  |  | Wholesale Capacity DRIPE2 |  | Retail Capacity DRIPE3 |  |  | Wholesale Energy DRIPE |  |  |  | Wholesale Capacity DRIPE2 |  | Retail Capacity DRIPE3
|  | Winter Peak | Winter Off-Peak | Summer Peak | Summer Off-Peak |  | Winter Peak | Winter Off-Peak | Summer Peak | Summer Off-Peak | Cleared (FCA Price) | Uncleared2 | Cleared4 | Uncleared5 | Weighted Avg6 | Winter Peak | Winter Off-Peak | Summer Peak | Summer Off-Peak |  |  | Winter Peak | Winter Off-Peak | Summer Peak | Summer Off-Peak | Cleared | Uncleared2 | Cleared4 | Uncleared5 | Weighted Avg6 | Winter Peak | Winter Off-Peak | Summer Peak | Summer Off-Peak | Cleared | Uncleared2 | Cleared4 | Uncleared5 | Weighted Avg6 | 2018 Installation Year | 2019 Installation Year |  |  | Winter Peak | Winter Off-Peak | Summer Peak | Summer Off-Peak | Cleared | Uncleared2 | Cleared4 | Uncleared5 | Weighted Avg6 | Winter Peak | Winter Off-Peak | Summer Peak | Summer Off-Peak | Cleared | Uncleared2 | Cleared4 | Uncleared5 | Weighted Avg6 |  |  |  | Cleared | Uncleared | Weighted Avg5 | Cleared | Uncleared | Weighted Avg5 | Weighted Avg5 | Weighted Avg5
Units: |  | $/kWh | $/kWh | $/kWh | $/kWh | $/kWh | $/kWh | $/kWh | $/kWh | $/kWh | $/kW-yr | $/kW-yr | $/kW-yr | $/kW-yr | $/kW-yr | $/kWh | $/kWh | $/kWh | $/kWh | Units: |  | $/kWh | $/kWh | $/kWh | $/kWh | $/kW-yr | $/kW-yr | $/kW-yr | $/kW-yr | $/kW-yr | $/kWh | $/kWh | $/kWh | $/kWh | $/kW-yr | $/kW-yr | $/kW-yr | $/kW-yr | $/kW-yr | $/kWh | $/kWh | Units: |  | $/kWh | $/kWh | $/kWh | $/kWh | $/kW-yr | $/kW-yr | $/kW-yr | $/kW-yr | $/kW-yr | $/kWh | $/kWh | $/kWh | $/kWh | $/kW-yr | $/kW-yr | $/kW-yr | $/kW-yr | $/kW-yr | Units: |  | $/kW-yr | $/kW-yr | $/kW-yr | $/kW-yr | $/kW-yr | $/kW-yr | $/kW-yr | $/kW-yr | $/kW-yr
Period: |  | a | b | c | d | e | f =(a+e)*(1+WRP)*(1+DL) | g =(b+e)*(1+WRP)*(1+DL) | h =(c+e)*(1+WRP)*(1+DL) | i =(d+e)*(1+WRP)*(1+DL) | j | k | l=j*(1+DL) | m=k*(1+PTF Loss)*(1+WRP)*(1+DL) | n = (l*%Bid)+m*(1-%Bid) | o | p | q | r | Period: |  | s | t | u | v | w | x | y=w*(1+DL) | z=x*(1+PTF Loss)*(1+WRP)*(1+DL) | aa = (y*%Bid)+z*(1-%Bid) | bb | cc | dd | ee | ff | gg | hh=ff*(1+DL) | ii=gg*(1+PTF Loss)*(1+WRP)*(1+DL) | jj = (hh*%Bid)+ii*(1-%Bid) | kk | ll | Period: |  | mm | nn | oo | pp | qq | rr | ss=qq*(1+DL) | tt=rr*(1+PTF Loss)*(1+WRP)*(1+DL) | uu = (ss*%Bid)+tt*(1-%Bid) | vv | ww | xx | yy | zz | aaa | bbb=zz*(1+DL) | ccc=aaa*(1+PTF Loss)*(1+WRP)*(1+DL) | ddd = (bbb*%Bid)+ccc*(1-%Bid) | Period: |  | eee | fff | ggg | hhh = (fff*%Bid)+ggg*(1-%Bid) | iii | jjj | kkk = (iii*%Bid)+jjj*(1-%Bid) | lll = hhh*(1+WRP)*(1+DL) | mmm = kkk*(1+WRP)*(1+DL)
2018 |  | 0.047569 | 0.043366 | 0.03192 | 0.025953 | 0.0027955 | 0.058745 | 0.053843 | 0.040492 | 0.033532 | 104.4975 | 0 | 112.8573 | 0 | 56.4286 | 0.045904 | 0.046882 | 0.044718 | 0.045002 | 2018 |  | 0.0027689 | 0.0019082 | 0.0019249 | 0.0012001 | 9.9687 | - | 10.7662 | - | 5.3831 | - | - | - | - | - | - | - | - | - | 0.0010868 | 0 | 2018 |  | 0.035939 | 0.025497 | 0.024394 | 0.016046 | 476.9793 | - | 515.1377 | - | 257.5688 | - | - | - | - | - | - | - | - | - | 2018 |  | 94 | 5.325 | 16.644 | 10.9845 | - | - | - | 12.8123 | -
2019 |  | 0.049569 | 0.045276 | 0.032007 | 0.028449 | 0.0060934 | 0.064924 | 0.059918 | 0.044441 | 0.04029 | 100.01 | 0 | 108.0108 | 0 | 54.0054 | 0.044647 | 0.045598 | 0.043493 | 0.04377 | 2019 |  | 0.0043711 | 0.0029842 | 0.0029218 | 0.0020217 | 4.9778 | - | 5.376 | - | 2.688 | 0.0028198 | 0.0019251 | 0.0018848 | 0.0013042 | 5.9973 | - | 6.4771 | - | 3.2385 | 0.0017069 | 0.0010668 | 2019 |  | 0.056013 | 0.039533 | 0.037174 | 0.027028 | 250.0285 | - | 270.0307 | - | 135.0154 | 0.036134 | 0.025503 | 0.023981 | 0.017436 | 301.2391 | - | 325.3382 | - | 162.6691 | 2019 |  | 94 | 2.15 | 12.6689 | 7.4094 | 2.6 | 12.6689 | 7.6344 | 8.6424 | 8.9048
2020 |  | 0.052034 | 0.048687 | 0.037977 | 0.032805 | 0.0060409 | 0.067738 | 0.063834 | 0.051343 | 0.04531 | 73.85 | 0 | 79.758 | 0 | 39.879 | 0.043441 | 0.044366 | 0.042318 | 0.042587 | 2020 |  | 0.004915 | 0.0035051 | 0.0037152 | 0.0024559 | 6.1469 | - | 6.6386 | - | 3.3193 | 0.0045512 | 0.0032457 | 0.0034402 | 0.0022741 | 7.6148 | - | 8.224 | - | 4.112 | 0.0018835 | 0.0016702 | 2020 |  | 0.064192 | 0.046716 | 0.047137 | 0.032931 | 304.1975 | - | 328.5333 | - | 164.2667 | 0.059441 | 0.043259 | 0.043649 | 0.030494 | 376.8417 | - | 406.9891 | - | 203.4945 | 2020 |  | 94 | 0.925 | 4.6398 | 2.7824 | 1.15 | 4.6398 | 2.8949 | 3.2454 | 3.3766
2021 |  | 0.055083 | 0.050566 | 0.045773 | 0.037889 | 0.0048175 | 0.069868 | 0.0646 | 0.059008 | 0.049813 | 59.93 | 0 | 64.7244 | 0 | 32.3622 | 0.043207 | 0.044128 | 0.042091 | 0.042358 | 2021 |  | 0.0051874 | 0.0036357 | 0.0044709 | 0.0028611 | 1.1495 | - | 1.2414 | - | 0.62071 | 0.0051052 | 0.0035781 | 0.0044001 | 0.0028158 | 1.5403 | - | 1.6635 | - | 0.83175 | 0.0019045 | 0.0017185 | 2021 |  | 0.067259 | 0.048818 | 0.057174 | 0.038707 | 50.5497 | - | 54.5937 | - | 27.2968 | 0.066193 | 0.048045 | 0.056269 | 0.038094 | 67.7366 | - | 73.1555 | - | 36.5778 | 2021 |  | 94 | 0.275 | 7.7651 | 4.02 | 0.35 | 7.7651 | 4.0575 | 4.689 | 4.7327
2022 |  | 0.054451 | 0.04902 | 0.044816 | 0.036098 | 0.0019488 | 0.065784 | 0.05945 | 0.054547 | 0.044378 | 57.58 | 0 | 62.1864 | 0 | 31.0932 | 0.042985 | 0.043901 | 0.041874 | 0.04214 | 2022 |  | 0.0046295 | 0.0031362 | 0.003966 | 0.0024299 | 0.82783 | - | 0.89405 | - | 0.44703 | 0.0051002 | 0.0034551 | 0.0043693 | 0.002677 | 1.2543 | - | 1.3546 | - | 0.67731 | 0.001724 | 0.001724 | 2022 |  | 0.060141 | 0.042211 | 0.050716 | 0.032712 | 33.7346 | - | 36.4334 | - | 18.2167 | 0.066256 | 0.046502 | 0.055873 | 0.036038 | 51.1131 | - | 55.2021 | - | 27.6011 | 2022 |  | 94 | 0.175 | 7.965 | 4.07 | 0.275 | 7.965 | 4.12 | 4.7472 | 4.8056
2023 |  | 0.055224 | 0.049379 | 0.041902 | 0.032943 | 0.0022812 | 0.067074 | 0.060257 | 0.051535 | 0.041086 | 58.78 | 20.7905 | 63.4824 | 24.638 | 44.0602 | 0.042773 | 0.043685 | 0.041668 | 0.041933 | 2023 |  | 0.0037825 | 0.0025056 | 0.0029729 | 0.0017821 | - | 0.79903 | - | 0.9469 | 0.47345 | 0.0047537 | 0.0031489 | 0.0037362 | 0.0022397 | 0.83867 | - | 0.90577 | - | 0.45288 | 0.0012669 | 0.0012669 | 2023 |  | 0.044839 | 0.030555 | 0.034426 | 0.021853 | - | 32.3499 | - | 38.3367 | 19.1683 | 0.056351 | 0.0384 | 0.043265 | 0.027464 | 33.9551 | - | 36.6715 | - | 18.3357 | 2023 |  | 94 | 0.1 | 5.8757 | 2.9878 | 0.2 | 8.1056 | 4.1528 | 3.485 | 4.8438
2024 |  | 0.058972 | 0.055008 | 0.041202 | 0.037493 | 0.0020954 | 0.07123 | 0.066605 | 0.050503 | 0.046176 | 61.24 | 36.0397 | 66.1392 | 42.7093 | 54.4243 | 0.042404 | 0.043308 | 0.041309 | 0.041571 | 2024 |  | 0.0030317 | 0.0021745 | 0.0021691 | 0.0015401 | - | 1.4024 | - | 1.6619 | 0.83095 | 0.0039127 | 0.0028064 | 0.0027994 | 0.0019876 | - | 0.81398 | - | 0.96462 | 0.48231 | 0.00082556 | 0.00082556 | 2024 |  | 0.036233 | 0.026658 | 0.025508 | 0.01899 | - | 56.4583 | - | 66.9067 | 33.4533 | 0.046762 | 0.034405 | 0.03292 | 0.024509 | - | 32.7702 | - | 38.8347 | 19.4174 | 2024 |  | 94 | - | 4.636 | 2.318 | 0.1 | 6.2407 | 3.1703 | 2.7037 | 3.6979
2025 |  | 0.055518 | 0.052202 | 0.043224 | 0.038718 | 0.0016696 | 0.066704 | 0.062836 | 0.052364 | 0.047108 | 65.65 | 53.9052 | 70.902 | 63.881 | 67.3915 | 0.042052 | 0.042948 | 0.040966 | 0.041226 | 2025 |  | 0.0020373 | 0.0014714 | 0.0016397 | 0.0011414 | - | 23.0998 | - | 27.3748 | 13.6874 | 0.0028045 | 0.0020254 | 0.0022572 | 0.0015712 | - | 18.1163 | - | 21.469 | 10.7345 | 0.00063209 | 0.00063209 | 2025 |  | 0.024165 | 0.017844 | 0.019051 | 0.013916 | - | 927.1472 | - | 1098.7273 | 549.3637 | 0.033265 | 0.024563 | 0.026225 | 0.019157 | - | 727.127 | - | 861.6909 | 430.8454 | 2025 |  | 94 | - | 8.277 | 4.1385 | - | 8.9778 | 4.4889 | 4.8271 | 5.2359
2026 |  | 0.055443 | 0.051916 | 0.046962 | 0.041021 | 0.001505 | 0.066424 | 0.06231 | 0.056531 | 0.049603 | 71.16 | 74.8674 | 76.8528 | 88.7226 | 82.7877 | 0.041716 | 0.042605 | 0.040638 | 0.040897 | 2026 |  | 0.0010734 | 0.00076052 | 0.00094614 | 0.00063321 | - | 27.4841 | - | 32.5704 | 16.2852 | 0.0019889 | 0.0014092 | 0.0017531 | 0.0011733 | - | 24.8573 | - | 29.4575 | 14.7288 | 0.00044424 | 0.00044424 | 2026 |  | 0.012644 | 0.0091409 | 0.010812 | 0.0075916 | - | 1094.5921 | - | 1297.16 | 648.58 | 0.023429 | 0.016937 | 0.020034 | 0.014067 | - | 989.9774 | - | 1173.185 | 586.5925 | 2026 |  | 94 | - | 7.6259 | 3.813 | - | 9.0239 | 4.512 | 4.4475 | 5.2628
2027 |  | 0.059989 | 0.056054 | 0.044821 | 0.038899 | 0.00126 | 0.071441 | 0.066851 | 0.053749 | 0.046841 | 76.85 | 89.5302 | 82.998 | 106.0989 | 94.5485 | 0.041409 | 0.042291 | 0.040339 | 0.040595 | 2027 |  | 0.00065922 | 0.00047324 | 0.00051282 | 0.00034232 | - | 26.9158 | - | 31.8969 | 15.9484 | 0.0011121 | 0.00079835 | 0.00086511 | 0.00057748 | - | 28.9414 | - | 34.2974 | 17.1487 | 0.00026429 | 0.00026429 | 2027 |  | 0.0077606 | 0.0056969 | 0.0058757 | 0.0041238 | - | 1071.9578 | - | 1270.3369 | 635.1685 | 0.013092 | 0.0096105 | 0.0099121 | 0.0069566 | - | 1152.6301 | - | 1365.9386 | 682.9693 | 2027 |  | 94 | - | 6.4062 | 3.2031 | - | 8.3519 | 4.176 | 3.7361 | 4.8709
2028 |  | 0.061718 | 0.054446 | 0.048924 | 0.039883 | 0.0010436 | 0.073205 | 0.064723 | 0.058282 | 0.047737 | 82.49 | 94.781 | 89.0892 | 112.3214 | 100.7053 | 0.041116 | 0.041992 | 0.040054 | 0.040308 | 2028 |  | - | - | - | - | - | 20.6175 | - | 24.433 | 12.2165 | 0.00065528 | 0.00043801 | 0.00054082 | 0.00033949 | - | 28.4294 | - | 33.6906 | 16.8453 | 9.2083e-05 | 9.2083e-05 | 2028 |  | 0 | 0 | 0 | 0 | - | 821.1193 | - | 973.0776 | 486.5388 | 0.0076867 | 0.0053107 | 0.0061854 | 0.004138 | - | 1132.2388 | - | 1341.7737 | 670.8868 | 2028 |  | 94 | - | 6.5389 | 3.2695 | - | 9.0249 | 4.5125 | 3.8135 | 5.2634
2029 |  | 0.063596 | 0.058242 | 0.047922 | 0.040575 | 0.0008944 | 0.075222 | 0.068977 | 0.05694 | 0.04837 | 88.13 | 100.997 | 95.1804 | 119.6877 | 107.4341 | 0.040838 | 0.041708 | 0.039783 | 0.040035 | 2029 |  | - | - | - | - | - | 13.5586 | - | 16.0678 | 8.0339 | - | - | - | - | - | 21.9144 | - | 25.97 | 12.985 | 9.2691e-05 | 9.2691e-05 | 2029 |  | 0 | 0 | 0 | 0 | - | 539.9884 | - | 639.92 | 319.96 | - | - | - | - | - | 872.772 | - | 1034.2892 | 517.1446 | 2029 |  | 94 | - | 4.2747 | 2.1374 | - | 6.9484 | 3.4742 | 2.493 | 4.0523
2030 |  | 0.058509 | 0.05521 | 0.050607 | 0.046289 | 0.00075813 | 0.06913 | 0.065281 | 0.059913 | 0.054876 | 83.9 | 97.7435 | 90.612 | 115.8321 | 103.2221 | 0.040339 | 0.041199 | 0.039297 | 0.039546 | 2030 |  | - | - | - | - | - | 6.6002 | - | 7.8217 | 3.9108 | - | - | - | - | - | 12.077 | - | 14.312 | 7.156 | 9.319e-05 | 9.319e-05 | 2030 |  | - | - | - | - | - | 262.8627 | - | 311.5087 | 155.7544 | - | - | - | - | - | 480.9828 | - | 569.9947 | 284.9973 | 2030 |  | 94 | - | 1.6042 | 0.80211 | - | 2.8555 | 1.4278 | 0.93558 | 1.6653
2031 |  | 0.058221 | 0.054441 | 0.046159 | 0.040047 | 0.00070128 | 0.068727 | 0.064318 | 0.054658 | 0.047529 | 82.49 | 94.781 | 89.0892 | 112.3214 | 100.7053 | 0.039863 | 0.040712 | 0.038833 | 0.03908 | 2031 |  | - | - | - | - | - | 3.0834 | - | 3.654 | 1.827 | - | - | - | - | - | 6.9714 | - | 8.2615 | 4.1308 | 9.319e-05 | 9.319e-05 | 2031 |  | - | - | - | - | - | 122.8009 | - | 145.5268 | 72.7634 | - | - | - | - | - | 277.6447 | - | 329.0262 | 164.5131 | 2031 |  | 94 | - | 1.0095 | 0.50473 | - | 2.26 | 1.13 | 0.58872 | 1.318
2032 |  | 0.056925 | 0.052809 | 0.047021 | 0.040602 | 0.0012296 | 0.067832 | 0.063031 | 0.056279 | 0.048792 | 88.13 | 100.997 | 95.1804 | 119.6877 | 107.4341 | 0.039409 | 0.040249 | 0.038391 | 0.038635 | 2032 |  | - | - | - | - | - | 0.89339 | - | 1.0587 | 0.52936 | - | - | - | - | - | 3.2774 | - | 3.8839 | 1.9419 | 9.319e-05 | 9.319e-05 | 2032 |  | - | - | - | - | - | 35.5806 | - | 42.1653 | 21.0826 | - | - | - | - | - | 130.5257 | - | 154.6811 | 77.3406 | 2032 |  | 94 | - | 0.27217 | 0.13609 | - | 1.0727 | 0.53634 | 0.15873 | 0.62559
2033 |  | 0.061494 | 0.053989 | 0.047786 | 0.0389 | 0.001281 | 0.073221 | 0.064467 | 0.057231 | 0.046867 | 83.9 | 97.7435 | 90.612 | 115.8321 | 103.2221 | 0.038976 | 0.039806 | 0.037969 | 0.03821 | 2033 |  | - | - | - | - | - | - | - | - | - | - | - | - | - | - | 0.79577 | - | 0.94304 | 0.47152 | 9.319e-05 | 9.319e-05 | 2033 |  | - | - | - | - | - | - | - | - | - | - | - | - | - | - | 31.6927 | - | 37.5578 | 18.7789 | 2033 |  | 94 | - | - | - | - | 0.18181 | 0.090906 | - | 0.10603
2034 |  | 0.060453 | 0.050711 | 0.050492 | 0.039712 | 0.0013347 | 0.072069 | 0.060706 | 0.060451 | 0.047877 | 82.49 | 94.781 | 89.0892 | 112.3214 | 100.7053 | 0.038564 | 0.039385 | 0.037567 | 0.037806 | 2034 |  | - | - | - | - | - | - | - | - | - | - | - | - | - | - | - | - | - | - | 9.319e-05 | 9.319e-05 | 2034 |  | - | - | - | - | - | - | - | - | - | - | - | - | - | - | - | - | - | - | 2034 |  | 94 | - | - | - | - | - | - | - | -
2035 |  | 0.062508 | 0.055827 | 0.056262 | 0.047639 | 0.0013905 | 0.074531 | 0.066738 | 0.067246 | 0.057188 | 88.13 | 100.997 | 95.1804 | 119.6877 | 107.4341 | 0.038171 | 0.038985 | 0.037185 | 0.037421 | 2035 |  | - | - | - | - | - | - | - | - | - | - | - | - | - | - | - | - | - | - | 9.319e-05 | 9.319e-05 | 2035 |  | - | - | - | - | - | - | - | - | - | - | - | - | - | - | - | - | - | - | 2035 |  | 94 | - | - | - | - | - | - | - | -
2036 |  | 0.063628 | 0.056178 | 0.059116 | 0.049752 | 0.00165 | 0.07614 | 0.067451 | 0.070877 | 0.059955 | 89.5993 | 102.6137 | 96.7672 | 121.6036 | 109.1854 | 0.03776 | 0.038564 | 0.036784 | 0.037018 | 2036 |  | - | - | - | - | - | - | - | - | - | - | - | - | - | - | - | - | - | - | 9.319e-05 | 9.319e-05 | 2036 |  | - | - | - | - | - | - | - | - | - | - | - | - | - | - | - | - | - | - | 2036 |  | 94 | - | - | - | - | - | - | - | -
2037 |  | 0.064768 | 0.056532 | 0.062114 | 0.051958 | 0.001958 | 0.077829 | 0.068223 | 0.074734 | 0.062888 | 91.093 | 104.2562 | 98.3804 | 123.5501 | 110.9653 | 0.037353 | 0.038149 | 0.036388 | 0.036619 | 2037 |  | - | - | - | - | - | - | - | - | - | - | - | - | - | - | - | - | - | - | 9.319e-05 | 9.319e-05 | 2037 |  | - | - | - | - | - | - | - | - | - | - | - | - | - | - | - | - | - | - | 2037 |  | 94 | - | - | - | - | - | - | - | -
2038 |  | 0.065928 | 0.056888 | 0.065265 | 0.054263 | 0.0023235 | 0.079609 | 0.069065 | 0.078835 | 0.066002 | 92.6116 | 105.9251 | 100.0206 | 125.5278 | 112.7742 | 0.03695 | 0.037737 | 0.035995 | 0.036224 | 2038 |  | - | - | - | - | - | - | - | - | - | - | - | - | - | - | - | - | - | - | 9.319e-05 | 9.319e-05 | 2038 |  | - | - | - | - | - | - | - | - | - | - | - | - | - | - | - | - | - | - | 2038 |  | 94 | - | - | - | - | - | - | - | -
2039 |  | 0.06711 | 0.057247 | 0.068575 | 0.05667 | 0.0027571 | 0.081493 | 0.069989 | 0.083202 | 0.069315 | 94.1556 | 107.6206 | 101.6881 | 127.5371 | 114.6126 | 0.036552 | 0.037331 | 0.035607 | 0.035834 | 2039 |  | - | - | - | - | - | - | - | - | - | - | - | - | - | - | - | - | - | - | 9.319e-05 | 9.319e-05 | 2039 |  | - | - | - | - | - | - | - | - | - | - | - | - | - | - | - | - | - | - | 2039 |  | 94 | - | - | - | - | - | - | - | -
2040 |  | 0.068312 | 0.057608 | 0.072054 | 0.059183 | 0.0032718 | 0.083496 | 0.07101 | 0.08786 | 0.072847 | 95.7253 | 109.3433 | 103.3834 | 129.5786 | 116.481 | 0.036157 | 0.036928 | 0.035223 | 0.035447 | 2040 |  | - | - | - | - | - | - | - | - | - | - | - | - | - | - | - | - | - | - | 9.319e-05 | 9.319e-05 | 2040 |  | - | - | - | - | - | - | - | - | - | - | - | - | - | - | - | - | - | - | 2040 |  | 94 | - | - | - | - | - | - | - | -
2041 |  | 0.069536 | 0.057971 | 0.075709 | 0.061808 | 0.0038824 | 0.085636 | 0.072145 | 0.092835 | 0.076621 | 97.3212 | 111.0936 | 105.1069 | 131.6528 | 118.3799 | 0.035768 | 0.03653 | 0.034844 | 0.035065 | 2041 |  | - | - | - | - | - | - | - | - | - | - | - | - | - | - | - | - | - | - | 9.319e-05 | 9.319e-05 | 2041 |  | - | - | - | - | - | - | - | - | - | - | - | - | - | - | - | - | - | - | 2041 |  | 94 | - | - | - | - | - | - | - | -
2042 |  | 0.070782 | 0.058336 | 0.079549 | 0.06455 | 0.004607 | 0.087934 | 0.073417 | 0.09816 | 0.080664 | 98.9437 | 112.8719 | 106.8592 | 133.7602 | 120.3097 | 0.035382 | 0.036136 | 0.034468 | 0.034687 | 2042 |  | - | - | - | - | - | - | - | - | - | - | - | - | - | - | - | - | - | - | 9.319e-05 | 9.319e-05 | 2042 |  | - | - | - | - | - | - | - | - | - | - | - | - | - | - | - | - | - | - | 2042 |  | 94 | - | - | - | - | - | - | - | -
2043 |  | 0.072051 | 0.058703 | 0.083584 | 0.067413 | 0.0054669 | 0.090417 | 0.074848 | 0.10387 | 0.085007 | 100.5932 | 114.6786 | 108.6407 | 135.9013 | 122.271 | 0.035001 | 0.035746 | 0.034096 | 0.034313 | 2043 |  | - | - | - | - | - | - | - | - | - | - | - | - | - | - | - | - | - | - | 9.319e-05 | 9.319e-05 | 2043 |  | - | - | - | - | - | - | - | - | - | - | - | - | - | - | - | - | - | - | 2043 |  | 94 | - | - | - | - | - | - | - | -
2044 |  | 0.073342 | 0.059073 | 0.087824 | 0.070403 | 0.0064873 | 0.093113 | 0.07647 | 0.11 | 0.089684 | 102.2703 | 116.5143 | 110.4519 | 138.0767 | 124.2643 | 0.034623 | 0.035361 | 0.033729 | 0.033943 | 2044 |  | - | - | - | - | - | - | - | - | - | - | - | - | - | - | - | - | - | - | 9.319e-05 | 9.319e-05 | 2044 |  | - | - | - | - | - | - | - | - | - | - | - | - | - | - | - | - | - | - | 2044 |  | 94 | - | - | - | - | - | - | - | -
2045 |  | 0.074656 | 0.059445 | 0.092279 | 0.073525 | 0.0076981 | 0.096058 | 0.078316 | 0.11661 | 0.094739 | 103.9752 | 118.3794 | 112.2933 | 140.2869 | 126.2901 | 0.03425 | 0.03498 | 0.033365 | 0.033577 | 2045 |  | - | - | - | - | - | - | - | - | - | - | - | - | - | - | - | - | - | - | 9.319e-05 | 9.319e-05 | 2045 |  | - | - | - | - | - | - | - | - | - | - | - | - | - | - | - | - | - | - | 2045 |  | 94 | - | - | - | - | - | - | - | -
2046 |  | 0.075994 | 0.05982 | 0.09696 | 0.076786 | 0.009135 | 0.099294 | 0.080429 | 0.12375 | 0.10022 | 105.7087 | 120.2743 | 114.1653 | 142.5325 | 128.3489 | 0.033881 | 0.034603 | 0.033005 | 0.033215 | 2046 |  | - | - | - | - | - | - | - | - | - | - | - | - | - | - | - | - | - | - | 9.319e-05 | 9.319e-05 | 2046 |  | - | - | - | - | - | - | - | - | - | - | - | - | - | - | - | - | - | - | 2046 |  | 94 | - | - | - | - | - | - | - | -
2047 |  | 0.077356 | 0.060197 | 0.10188 | 0.080192 | 0.01084 | 0.10287 | 0.082857 | 0.13147 | 0.10618 | 107.471 | 122.1995 | 116.0686 | 144.8141 | 130.4414 | 0.033515 | 0.03423 | 0.032649 | 0.032857 | 2047 |  | - | - | - | - | - | - | - | - | - | - | - | - | - | - | - | - | - | - | 9.319e-05 | 9.319e-05 | 2047 |  | - | - | - | - | - | - | - | - | - | - | - | - | - | - | - | - | - | - | 2047 |  | 94 | - | - | - | - | - | - | - | -
2048 |  | 0.078742 | 0.060576 | 0.10705 | 0.083749 | 0.012863 | 0.10685 | 0.08566 | 0.13986 | 0.11269 | 109.2627 | 124.1556 | 118.0037 | 147.1321 | 132.5679 | 0.033154 | 0.033861 | 0.032297 | 0.032503 | 2048 |  | - | - | - | - | - | - | - | - | - | - | - | - | - | - | - | - | - | - | 9.319e-05 | 9.319e-05 | 2048 |  | - | - | - | - | - | - | - | - | - | - | - | - | - | - | - | - | - | - | 2048 |  | 94 | - | - | - | - | - | - | - | -
2049 |  | 0.080153 | 0.060958 | 0.11248 | 0.087464 | 0.015264 | 0.11129 | 0.088905 | 0.149 | 0.11982 | 111.0842 | 126.143 | 119.971 | 149.4873 | 134.7291 | 0.032797 | 0.033496 | 0.031949 | 0.032152 | 2049 |  | - | - | - | - | - | - | - | - | - | - | - | - | - | - | - | - | - | - | 9.319e-05 | 9.319e-05 | 2049 |  | - | - | - | - | - | - | - | - | - | - | - | - | - | - | - | - | - | - | 2049 |  | 94 | - | - | - | - | - | - | - | -
2050 |  | 0.081589 | 0.061342 | 0.11818 | 0.091343 | 0.018113 | 0.11629 | 0.092676 | 0.15897 | 0.12767 | 112.9362 | 128.1622 | 121.9711 | 151.8802 | 136.9256 | 0.032443 | 0.033134 | 0.031605 | 0.031806 | 2050 |  | - | - | - | - | - | - | - | - | - | - | - | - | - | - | - | - | - | - | 9.319e-05 | 9.319e-05 | 2050 |  | - | - | - | - | - | - | - | - | - | - | - | - | - | - | - | - | - | - | 2050 |  | 94 | - | - | - | - | - | - | - | -
Levelized Costs | [19 empty] | Levelized Costs | [21 empty] | Levelized Costs | [19 empty] | Levelized Costs
10 years (2018-2027) | 10 | 0.054263 | 0.050019 | 0.040906 | 0.034873 | 0.0031011 | 0.066909 | 0.061959 | 0.051329 | 0.044293 | 73.2875 | 26.3685 | 79.1506 | 31.2483 | 55.1995 | 0.043101 | 0.04402 | 0.041988 | 0.042254 | 10 years (2018-2027) | 10 | 0.0032875 | 0.0022842 | 0.0025533 | 0.0016595 | 2.4145 | 8.02 | 2.6077 | 9.5042 | 5.809 | 0.0032194 | 0.002242 | 0.0025527 | 0.0016629 | 1.7811 | 7.4024 | 1.9236 | 8.7723 | 5.0649 | 0.0011912 | 0.00096783 | 10 years (2018-2027) | 10 | 0.041488 | 0.029671 | 0.031622 | 0.021658 | 116.7667 | 320.2557 | 126.1081 | 379.523 | 242.9533 | 0.040193 | 0.028791 | 0.031274 | 0.021459 | 85.8924 | 295.4294 | 92.7638 | 350.1022 | 210.1357 | 10 years (2018-2027) | 10 | 94 | 0.94128 | 8.3322 | 4.6367 | 0.48404 | 7.3288 | 3.9064 | 5.4083 | 4.5564
15 years (2018-2032) | 15 | 0.055997 | 0.051585 | 0.043159 | 0.036929 | 0.0024235 | 0.068142 | 0.062996 | 0.053167 | 0.045901 | 76.9384 | 48.6228 | 83.0934 | 57.6211 | 70.3573 | 0.042236 | 0.043137 | 0.041145 | 0.041407 | 15 years (2018-2032) | 15 | 0.0022639 | 0.001573 | 0.0017583 | 0.0011428 | 1.6627 | 8.5064 | 1.7957 | 10.0806 | 5.6762 | 0.0022589 | 0.0015719 | 0.0017925 | 0.0011669 | 1.2266 | 9.9931 | 1.3247 | 11.8424 | 6.2014 | 0.0008492 | 0.0006954 | 15 years (2018-2032) | 15 | 0.028571 | 0.020432 | 0.021776 | 0.014914 | 80.4104 | 339.3616 | 86.8432 | 402.1646 | 234.0533 | 0.02817 | 0.020166 | 0.021932 | 0.015042 | 59.1491 | 398.4135 | 63.881 | 472.1448 | 252.7774 | 15 years (2018-2032) | 15 | 94 | 0.64821 | 6.6041 | 3.6262 | 0.33333 | 6.4441 | 3.3887 | 4.2296 | 3.9526
30 years (2018-2047) | 30 | 0.061503 | 0.054073 | 0.056304 | 0.046778 | 0.0031839 | 0.075451 | 0.066784 | 0.069387 | 0.058276 | 85.1465 | 75.723 | 91.9583 | 89.7365 | 90.8474 | 0.03956 | 0.040403 | 0.038538 | 0.038783 | 30 years (2018-2047) | 30 | 0.0012449 | 0.00086493 | 0.00096684 | 0.0006284 | 0.91428 | 4.6774 | 0.98742 | 5.543 | 3.1212 | 0.0012421 | 0.00086435 | 0.00098563 | 0.00064163 | 0.67444 | 5.5229 | 0.7284 | 6.5449 | 3.4255 | 0.0005089 | 0.00042433 | 30 years (2018-2047) | 30 | 0.01571 | 0.011235 | 0.011974 | 0.008201 | 44.2152 | 186.6045 | 47.7524 | 221.1379 | 128.6987 | 0.01549 | 0.011089 | 0.01206 | 0.0082713 | 32.5242 | 220.1896 | 35.1262 | 260.9385 | 139.6122 | 30 years (2018-2047) | 30 | 94 | 0.35643 | 3.6314 | 1.9939 | 0.18329 | 3.5494 | 1.8663 | 2.3257 | 2.1769
NOTES: |  | All Avoided Costs are in 2018 Dollars | [17 empty] | NOTES: |  | All Avoided Costs are in 2018 Dollars | [19 empty] | NOTES: |  | All Avoided Costs are in 2018 Dollars | [17 empty] | NOTES: |  | All Avoided Costs are in 2018 Dollars
|  | ISO New England periods: Summer is June through September, Winter is all other months. Peak hours are: Monday through Friday 7 AM - 11 PM; Off-Peak Hours are all other hours | [19 empty] | ISO New England periods: Summer is June through September, Winter is all other months. Peak hours are: Monday through Friday 7 AM - 11 PM; Off-Peak Hours are all other hours | [21 empty] | ISO New England periods: Summer is June through September, Winter is all other months. Peak hours are: Monday through Friday 7 AM - 11 PM; Off-Peak Hours are all other hours | [19 empty] | ISO New England periods: Summer is June through September, Winter is all other months. Peak hours are: Monday through Friday 7 AM - 11 PM; Off-Peak Hours are all other hours
1 |  | Avoided retail cost of electric energy = (wholesale energy avoided cost + REC cost to load) * (Wholesale Risk Premium) * (1 + Distribution Losses), e.g., f = (a + e) * (1 + 8.0%) * (1 + 8.0%) | [17 empty] | 1 |  | Avoided retail cost of electric energy = (wholesale energy avoided cost + REC cost to load) * (Wholesale Risk Premium) * (1 + Distribution Losses), e.g., f = (a + e) * (1 + 8.0%) * (1 + 8.0%) | [19 empty] | 1 |  | Avoided retail cost of electric energy = (wholesale energy avoided cost + REC cost to load) * (Wholesale Risk Premium) * (1 + Distribution Losses), e.g., f = (a + e) * (1 + 8.0%) * (1 + 8.0%) | [17 empty] | 1 |  | Avoided retail cost of electric energy = (wholesale energy avoided cost + REC cost to load) * (Wholesale Risk Premium) * (1 + Distribution Losses), e.g., f = (a + e) * (1 + 8.0%) * (1 + 8.0%)
2 |  | Uncleared capacity value includes reserve margin and uncleared load forecast effect | [17 empty] | 2 |  | Uncleared capacity value includes reserve margin and uncleared load forecast effect | [19 empty] | 2 |  | Uncleared capacity value includes reserve margin and uncleared load forecast effect | [17 empty] | 2 |  | Uncleared capacity value includes reserve margin and uncleared load forecast effect
3 |  | Value of avoided capacity costs and capacity DRIPE each year is function of quantity of kW reduction in year, PA bidding strategy that reduction into applicable FCAs, reserve margin, and the uncleared load forecast effect. | [17 empty] | 3 |  | Value of avoided capacity costs and capacity DRIPE each year is function of quantity of kW reduction in year, PA bidding strategy that reduction into applicable FCAs, reserve margin, and the uncleared load forecast effect. | [19 empty] | 3 |  | Value of avoided capacity costs and capacity DRIPE each year is function of quantity of kW reduction in year, PA bidding strategy that reduction into applicable FCAs, reserve margin, and the uncleared load forecast effect. | [17 empty] | 3 |  | Value of avoided capacity costs and capacity DRIPE each year is function of quantity of kW reduction in year, PA bidding strategy that reduction into applicable FCAs, reserve margin, and the uncleared load forecast effect.
4 |  | Proceeds from selling into the FCM also include the ISO New England loss factor of 8.0% | [17 empty] | 4 |  | Proceeds from selling into the FCM also include the ISO New England loss factor of 8.0% | [19 empty] | 4 |  | Proceeds from selling into the FCM also include the ISO New England loss factor of 8.0% | [17 empty] | 4 |  | Proceeds from selling into the FCM also include the ISO New England loss factor of 8.0%
5 |  | Assumes PTF loss factor of 1.6%, ISO New England loss factor of 8.0%, and Wholesale Risk Premium of 8.0% | [17 empty] | 5 |  | Assumes PTF loss factor of 1.6%, ISO New England loss factor of 8.0%, and Wholesale Risk Premium of 8.0% | [19 empty] | 5 |  | Assumes PTF loss factor of 1.6%, ISO New England loss factor of 8.0%, and Wholesale Risk Premium of 8.0% | [17 empty] | 5 |  | Assumes PTF loss factor of 1.6%, ISO New England loss factor of 8.0%, and Wholesale Risk Premium of 8.0%
6 |  | Assumes bid percentage of 50.0% | [17 empty] | 6 |  | Assumes bid percentage of 50.0% | [19 empty] | 6 |  | Assumes bid percentage of 50.0% | [17 empty] | 6 |  | Assumes bid percentage of 50.0%
7 |  | Cross DRIPE = Electric-Gas cross DRIPE + Electric-Gas-Electric cross DRIPE | [17 empty] | 7 |  | Cross DRIPE = Electric-Gas cross DRIPE + Electric-Gas-Electric cross DRIPE | [19 empty] | 7 |  | Cross DRIPE = Electric-Gas cross DRIPE + Electric-Gas-Electric cross DRIPE | [17 empty] | 7 |  | Cross DRIPE = Electric-Gas cross DRIPE + Electric-Gas-Electric cross DRIPE
8 |  | Assumes VOLL of $25.00/kWh | [17 empty] | 8 |  | Assumes VOLL of $25.00/kWh | [19 empty] | 8 |  | Assumes VOLL of $25.00/kWh | [17 empty] | 8 |  | Assumes VOLL of $25.00/kWh
9 |  | Assumes $100/ton CO2 price; NOX prices not included | [17 empty] | 9 |  | Assumes $100/ton CO2 price; NOX prices not included | [19 empty] | 9 |  | Assumes $100/ton CO2 price; NOX prices not included | [17 empty] | 9 |  | Assumes $100/ton CO2 price; NOX prices not included

## VT
AESC 2018 Results: Avoided Cost of Electricity (2018 $) | [18 empty] | Page One of Four | AESC 2018 Results: Avoided Cost of Electricity (2018 $) | [20 empty] | Page Two of Four | AESC 2018 Results: Avoided Cost of Electricity (2018 $) | [18 empty] | Page Three of Four | AESC 2018 Results: Avoided Cost of Electricity (2018 $) | [10 empty] | Page Four of Four
Zone: |  | Vermont | [17 empty] | Zone: |  | Vermont | [19 empty] | Zone: |  | Vermont | [17 empty] | Zone: |  | Vermont
|  | Wholesale Cost of Electric Energy |  |  |  | Wholesale REC Costs | Retail Cost of Electric Energy1 |  |  |  | Wholesale Capacity Values |  | Retail Cost of Electric Capacity3 |  |  | Wholesale Non-Embedded Costs | [5 empty] | Intrastate | [17 empty] | Wholesale Cross-DRIPE7 |  |  |  | Rest-of-Pool | [19 empty] | Transmission & Distribution (T&D) Cost | Wholesale Reliability Value8 | [5 empty] | Retail Reliability Value
[22 empty] | DRIPE: 2018 vintage measures | [8 empty] | DRIPE: 2019 vintage measures | [12 empty] | DRIPE: 2018 vintage measures | [8 empty] | DRIPE: 2019 vintage measures | [11 empty] | Reliability: 2018 vintage measures |  |  | Reliability: 2019 vintage measures |  |  | 2018 vintage | 2019 vintage
[22 empty] | Wholesale Energy DRIPE |  |  |  | Wholesale Capacity DRIPE |  | Retail Capacity DRIPE3 |  |  | Wholesale Energy DRIPE |  |  |  | Wholesale Capacity DRIPE2 |  | Retail Capacity DRIPE3 | [6 empty] | Wholesale Energy DRIPE |  |  |  | Wholesale Capacity DRIPE2 |  | Retail Capacity DRIPE3 |  |  | Wholesale Energy DRIPE |  |  |  | Wholesale Capacity DRIPE2 |  | Retail Capacity DRIPE3
|  | Winter Peak | Winter Off-Peak | Summer Peak | Summer Off-Peak |  | Winter Peak | Winter Off-Peak | Summer Peak | Summer Off-Peak | Cleared (FCA Price) | Uncleared2 | Cleared4 | Uncleared5 | Weighted Avg6 | Winter Peak | Winter Off-Peak | Summer Peak | Summer Off-Peak |  |  | Winter Peak | Winter Off-Peak | Summer Peak | Summer Off-Peak | Cleared | Uncleared2 | Cleared4 | Uncleared5 | Weighted Avg6 | Winter Peak | Winter Off-Peak | Summer Peak | Summer Off-Peak | Cleared | Uncleared2 | Cleared4 | Uncleared5 | Weighted Avg6 | 2018 Installation Year | 2019 Installation Year |  |  | Winter Peak | Winter Off-Peak | Summer Peak | Summer Off-Peak | Cleared | Uncleared2 | Cleared4 | Uncleared5 | Weighted Avg6 | Winter Peak | Winter Off-Peak | Summer Peak | Summer Off-Peak | Cleared | Uncleared2 | Cleared4 | Uncleared5 | Weighted Avg6 |  |  |  | Cleared | Uncleared | Weighted Avg5 | Cleared | Uncleared | Weighted Avg5 | Weighted Avg5 | Weighted Avg5
Units: |  | $/kWh | $/kWh | $/kWh | $/kWh | $/kWh | $/kWh | $/kWh | $/kWh | $/kWh | $/kW-yr | $/kW-yr | $/kW-yr | $/kW-yr | $/kW-yr | $/kWh | $/kWh | $/kWh | $/kWh | Units: |  | $/kWh | $/kWh | $/kWh | $/kWh | $/kW-yr | $/kW-yr | $/kW-yr | $/kW-yr | $/kW-yr | $/kWh | $/kWh | $/kWh | $/kWh | $/kW-yr | $/kW-yr | $/kW-yr | $/kW-yr | $/kW-yr | $/kWh | $/kWh | Units: |  | $/kWh | $/kWh | $/kWh | $/kWh | $/kW-yr | $/kW-yr | $/kW-yr | $/kW-yr | $/kW-yr | $/kWh | $/kWh | $/kWh | $/kWh | $/kW-yr | $/kW-yr | $/kW-yr | $/kW-yr | $/kW-yr | Units: |  | $/kW-yr | $/kW-yr | $/kW-yr | $/kW-yr | $/kW-yr | $/kW-yr | $/kW-yr | $/kW-yr | $/kW-yr
Period: |  | a | b | c | d | e | f =(a+e)*(1+WRP)*(1+DL) | g =(b+e)*(1+WRP)*(1+DL) | h =(c+e)*(1+WRP)*(1+DL) | i =(d+e)*(1+WRP)*(1+DL) | j | k | l=j*(1+DL) | m=k*(1+PTF Loss)*(1+WRP)*(1+DL) | n = (l*%Bid)+m*(1-%Bid) | o | p | q | r | Period: |  | s | t | u | v | w | x | y=w*(1+DL) | z=x*(1+PTF Loss)*(1+WRP)*(1+DL) | aa = (y*%Bid)+z*(1-%Bid) | bb | cc | dd | ee | ff | gg | hh=ff*(1+DL) | ii=gg*(1+PTF Loss)*(1+WRP)*(1+DL) | jj = (hh*%Bid)+ii*(1-%Bid) | kk | ll | Period: |  | mm | nn | oo | pp | qq | rr | ss=qq*(1+DL) | tt=rr*(1+PTF Loss)*(1+WRP)*(1+DL) | uu = (ss*%Bid)+tt*(1-%Bid) | vv | ww | xx | yy | zz | aaa | bbb=zz*(1+DL) | ccc=aaa*(1+PTF Loss)*(1+WRP)*(1+DL) | ddd = (bbb*%Bid)+ccc*(1-%Bid) | Period: |  | eee | fff | ggg | hhh = (fff*%Bid)+ggg*(1-%Bid) | iii | jjj | kkk = (iii*%Bid)+jjj*(1-%Bid) | lll = hhh*(1+WRP)*(1+DL) | mmm = kkk*(1+WRP)*(1+DL)
2018 |  | 0.047289 | 0.043084 | 0.031518 | 0.025569 | 0.0019462 | 0.057428 | 0.052523 | 0.039033 | 0.032094 | 104.4975 | 0 | 112.8573 | 0 | 56.4286 | 0.045904 | 0.046882 | 0.044718 | 0.045002 | 2018 |  | 0.00078672 | 0.00056453 | 0.00047564 | 0.00031039 | 4.7533 | - | 5.1335 | - | 2.5668 | - | - | - | - | - | - | - | - | - | 0.00029801 | 0 | 2018 |  | 0.037921 | 0.02684 | 0.025843 | 0.016936 | 482.1948 | - | 520.7704 | - | 260.3852 | - | - | - | - | - | - | - | - | - | 2018 |  | 94 | 5.325 | 16.644 | 10.9845 | - | - | - | 12.8123 | -
2019 |  | 0.048105 | 0.044582 | 0.031444 | 0.028063 | 0.0037271 | 0.060457 | 0.056348 | 0.041024 | 0.03708 | 100.01 | 0 | 108.0108 | 0 | 54.0054 | 0.044647 | 0.045598 | 0.043493 | 0.04377 | 2019 |  | 0.0012275 | 0.00087303 | 0.00073148 | 0.00052061 | 2.3572 | - | 2.5458 | - | 1.2729 | 0.00079187 | 0.00056319 | 0.00047188 | 0.00033585 | 2.84 | - | 3.0672 | - | 1.5336 | 0.00046747 | 0.00029217 | 2019 |  | 0.059157 | 0.041644 | 0.039364 | 0.028529 | 252.649 | - | 272.861 | - | 136.4305 | 0.038162 | 0.026864 | 0.025394 | 0.018404 | 304.3964 | - | 328.7481 | - | 164.3741 | 2019 |  | 94 | 2.15 | 12.6689 | 7.4094 | 2.6 | 12.6689 | 7.6344 | 8.6424 | 8.9048
2020 |  | 0.051455 | 0.048316 | 0.037229 | 0.032399 | 0.0036144 | 0.064233 | 0.060571 | 0.04764 | 0.042006 | 73.85 | 0 | 79.758 | 0 | 39.879 | 0.043441 | 0.044366 | 0.042318 | 0.042587 | 2020 |  | 0.0014131 | 0.00103 | 0.00092 | 0.00064177 | 2.8852 | - | 3.116 | - | 1.558 | 0.0013086 | 0.00095379 | 0.00085192 | 0.00059428 | 3.5741 | - | 3.8601 | - | 1.93 | 0.00051404 | 0.0004564 | 2020 |  | 0.067694 | 0.049191 | 0.049932 | 0.034745 | 307.4593 | - | 332.056 | - | 166.028 | 0.062684 | 0.045551 | 0.046237 | 0.032174 | 380.8824 | - | 411.3529 | - | 205.6765 | 2020 |  | 94 | 0.925 | 4.6398 | 2.7824 | 1.15 | 4.6398 | 2.8949 | 3.2454 | 3.3766
2021 |  | 0.053697 | 0.050198 | 0.044845 | 0.037448 | 0.0035444 | 0.066767 | 0.062685 | 0.056441 | 0.047813 | 59.93 | 0 | 64.7244 | 0 | 32.3622 | 0.043207 | 0.044128 | 0.042091 | 0.042358 | 2021 |  | 0.0014825 | 0.0010842 | 0.0011173 | 0.00076145 | 0.53563 | - | 0.57848 | - | 0.28924 | 0.001459 | 0.0010671 | 0.0010996 | 0.00074939 | 0.71775 | - | 0.77517 | - | 0.38758 | 0.00051903 | 0.00046771 | 2021 |  | 0.070963 | 0.051369 | 0.060528 | 0.040807 | 51.1635 | - | 55.2566 | - | 27.6283 | 0.069839 | 0.050556 | 0.059569 | 0.04016 | 68.5591 | - | 74.0438 | - | 37.0219 | 2021 |  | 94 | 0.275 | 7.7651 | 4.02 | 0.35 | 7.7651 | 4.0575 | 4.689 | 4.7327
2022 |  | 0.053252 | 0.048386 | 0.044177 | 0.035694 | 0.0020722 | 0.06453 | 0.058854 | 0.053945 | 0.04405 | 57.58 | 0 | 62.1864 | 0 | 31.0932 | 0.042985 | 0.043901 | 0.041874 | 0.04214 | 2022 |  | 0.0013246 | 0.00093916 | 0.000993 | 0.00064874 | 0.38303 | - | 0.41367 | - | 0.20684 | 0.0014593 | 0.0010347 | 0.001094 | 0.0007147 | 0.58035 | - | 0.62678 | - | 0.31339 | 0.00046852 | 0.00046852 | 2022 |  | 0.063446 | 0.044408 | 0.053689 | 0.034493 | 34.1794 | - | 36.9138 | - | 18.4569 | 0.069897 | 0.048923 | 0.059148 | 0.038 | 51.787 | - | 55.93 | - | 27.965 | 2022 |  | 94 | 0.175 | 7.965 | 4.07 | 0.275 | 7.965 | 4.12 | 4.7472 | 4.8056
2023 |  | 0.05481 | 0.048505 | 0.041362 | 0.032487 | 0.0019301 | 0.066181 | 0.058827 | 0.050496 | 0.040144 | 58.78 | 20.7905 | 63.4824 | 24.638 | 44.0602 | 0.042773 | 0.043685 | 0.041668 | 0.041933 | 2023 |  | 0.0010933 | 0.00075495 | 0.00074687 | 0.00047874 | - | 0.36675 | - | 0.43462 | 0.21731 | 0.001374 | 0.00094878 | 0.00093863 | 0.00060165 | 0.38494 | - | 0.41574 | - | 0.20787 | 0.00034212 | 0.00034212 | 2023 |  | 0.047528 | 0.032305 | 0.036652 | 0.023157 | - | 32.7822 | - | 38.8489 | 19.4245 | 0.059731 | 0.0406 | 0.046062 | 0.029102 | 34.4088 | - | 37.1615 | - | 18.5807 | 2023 |  | 94 | 0.1 | 5.8757 | 2.9878 | 0.2 | 8.1056 | 4.1528 | 3.485 | 4.8438
2024 |  | 0.058023 | 0.054451 | 0.040782 | 0.037088 | 0.0018473 | 0.069833 | 0.065667 | 0.049723 | 0.045414 | 61.24 | 36.0397 | 66.1392 | 42.7093 | 54.4243 | 0.042404 | 0.043308 | 0.041309 | 0.041571 | 2024 |  | 0.00088547 | 0.00065734 | 0.00056253 | 0.00040875 | - | 0.63855 | - | 0.75672 | 0.37836 | 0.0011428 | 0.00084836 | 0.000726 | 0.00052753 | - | 0.37063 | - | 0.43922 | 0.21961 | 0.00022026 | 0.00022026 | 2024 |  | 0.038379 | 0.028176 | 0.027114 | 0.020122 | - | 57.2222 | - | 67.8118 | 33.9059 | 0.049532 | 0.036363 | 0.034994 | 0.025969 | - | 33.2135 | - | 39.3601 | 19.6801 | 2024 |  | 94 | - | 4.636 | 2.318 | 0.1 | 6.2407 | 3.1703 | 2.7037 | 3.6979
2025 |  | 0.05491 | 0.051929 | 0.042739 | 0.038218 | 0.0015907 | 0.065902 | 0.062425 | 0.051707 | 0.046433 | 65.65 | 53.9052 | 70.902 | 63.881 | 67.3915 | 0.042052 | 0.042948 | 0.040966 | 0.041226 | 2025 |  | 0.00060329 | 0.00044665 | 0.00042451 | 0.00030601 | - | 10.4317 | - | 12.3622 | 6.1811 | 0.00083046 | 0.00061483 | 0.00058435 | 0.00042124 | - | 8.1812 | - | 9.6952 | 4.8476 | 0.0001668 | 0.0001668 | 2025 |  | 0.025599 | 0.018868 | 0.020267 | 0.014752 | - | 939.8154 | - | 1113.7399 | 556.8699 | 0.035239 | 0.025973 | 0.027898 | 0.020306 | - | 737.0622 | - | 873.4647 | 436.7323 | 2025 |  | 94 | - | 8.277 | 4.1385 | - | 8.9778 | 4.4889 | 4.8271 | 5.2359
2026 |  | 0.05507 | 0.051624 | 0.046342 | 0.040563 | 0.0015306 | 0.066019 | 0.062 | 0.055838 | 0.049098 | 71.16 | 74.8674 | 76.8528 | 88.7226 | 82.7877 | 0.041716 | 0.042605 | 0.040638 | 0.040897 | 2026 |  | 0.00032046 | 0.00023203 | 0.00024428 | 0.00017142 | - | 12.3261 | - | 14.6072 | 7.3036 | 0.00059379 | 0.00042993 | 0.00045263 | 0.00031763 | - | 11.148 | - | 13.2111 | 6.6056 | 0.00011504 | 0.00011504 | 2026 |  | 0.013397 | 0.0096694 | 0.011514 | 0.0080534 | - | 1109.7501 | - | 1315.1232 | 657.5616 | 0.024824 | 0.017917 | 0.021335 | 0.014922 | - | 1003.6867 | - | 1189.4314 | 594.7157 | 2026 |  | 94 | - | 7.6259 | 3.813 | - | 9.0239 | 4.512 | 4.4475 | 5.2628
2027 |  | 0.059536 | 0.05577 | 0.044297 | 0.038509 | 0.0013754 | 0.071046 | 0.066654 | 0.053272 | 0.046521 | 76.85 | 89.5302 | 82.998 | 106.0989 | 94.5485 | 0.041409 | 0.042291 | 0.040339 | 0.040595 | 2027 |  | 0.00019599 | 0.00014446 | 0.00013195 | 9.3134e-05 | - | 12.0712 | - | 14.3051 | 7.1526 | 0.00033062 | 0.0002437 | 0.00022259 | 0.00015711 | - | 12.9797 | - | 15.3817 | 7.6909 | 6.5627e-05 | 6.5627e-05 | 2027 |  | 0.0082239 | 0.0060257 | 0.0062566 | 0.004373 | - | 1086.8024 | - | 1287.9287 | 643.9643 | 0.013873 | 0.010165 | 0.010555 | 0.007377 | - | 1168.5918 | - | 1384.8542 | 692.4271 | 2027 |  | 94 | - | 6.4062 | 3.2031 | - | 8.3519 | 4.176 | 3.7361 | 4.8709
2028 |  | 0.061418 | 0.054166 | 0.04857 | 0.039619 | 0.001246 | 0.073091 | 0.064632 | 0.058106 | 0.047665 | 82.49 | 94.781 | 89.0892 | 112.3214 | 100.7053 | 0.041116 | 0.041992 | 0.040054 | 0.040308 | 2028 |  | - | - | - | - | - | 9.2465 | - | 10.9577 | 5.4789 | 0.00019283 | 0.00013522 | 0.00013835 | 9.3047e-05 | - | 12.75 | - | 15.1096 | 7.5548 | 1.8477e-05 | 1.8477e-05 | 2028 |  | 0 | 0 | 0 | 0 | - | 832.4902 | - | 986.5529 | 493.2764 | 0.0081491 | 0.0056135 | 0.0065878 | 0.0043845 | - | 1147.9182 | - | 1360.3547 | 680.1773 | 2028 |  | 94 | - | 6.5389 | 3.2695 | - | 9.0249 | 4.5125 | 3.8135 | 5.2634
2029 |  | 0.063327 | 0.057954 | 0.047477 | 0.040094 | 0.001188 | 0.07525 | 0.068983 | 0.056763 | 0.048152 | 88.13 | 100.997 | 95.1804 | 119.6877 | 107.4341 | 0.040838 | 0.041708 | 0.039783 | 0.040035 | 2029 |  | - | - | - | - | - | 6.0808 | - | 7.2061 | 3.603 | - | - | - | - | - | 9.8282 | - | 11.647 | 5.8235 | 1.862e-05 | 1.862e-05 | 2029 |  | 0 | 0 | 0 | 0 | - | 547.4662 | - | 648.7816 | 324.3908 | - | - | - | - | - | 884.8582 | - | 1048.6122 | 524.3061 | 2029 |  | 94 | - | 4.2747 | 2.1374 | - | 6.9484 | 3.4742 | 2.493 | 4.0523
2030 |  | 0.05818 | 0.054891 | 0.050132 | 0.045696 | 0.0010881 | 0.06913 | 0.065294 | 0.059743 | 0.054569 | 83.9 | 97.7435 | 90.612 | 115.8321 | 103.2221 | 0.040339 | 0.041199 | 0.039297 | 0.039546 | 2030 |  | - | - | - | - | - | 2.9601 | - | 3.5079 | 1.7539 | - | - | - | - | - | 5.4163 | - | 6.4187 | 3.2093 | 1.8729e-05 | 1.8729e-05 | 2030 |  | - | - | - | - | - | 266.5029 | - | 315.8225 | 157.9113 | - | - | - | - | - | 487.6435 | - | 577.888 | 288.944 | 2030 |  | 94 | - | 1.6042 | 0.80211 | - | 2.8555 | 1.4278 | 0.93558 | 1.6653
2031 |  | 0.057731 | 0.054114 | 0.04542 | 0.03962 | 0.0010391 | 0.068549 | 0.064331 | 0.05419 | 0.047425 | 82.49 | 94.781 | 89.0892 | 112.3214 | 100.7053 | 0.039863 | 0.040712 | 0.038833 | 0.03908 | 2031 |  | - | - | - | - | - | 1.3828 | - | 1.6388 | 0.81938 | - | - | - | - | - | 3.1265 | - | 3.7051 | 1.8526 | 1.8729e-05 | 1.8729e-05 | 2031 |  | - | - | - | - | - | 124.5015 | - | 147.542 | 73.771 | - | - | - | - | - | 281.4895 | - | 333.5826 | 166.7913 | 2031 |  | 94 | - | 1.0095 | 0.50473 | - | 2.26 | 1.13 | 0.58872 | 1.318
2032 |  | 0.056319 | 0.052457 | 0.046368 | 0.040258 | 0.0014255 | 0.067353 | 0.062849 | 0.055747 | 0.048619 | 88.13 | 100.997 | 95.1804 | 119.6877 | 107.4341 | 0.039409 | 0.040249 | 0.038391 | 0.038635 | 2032 |  | - | - | - | - | - | 0.40067 | - | 0.47482 | 0.23741 | - | - | - | - | - | 1.4698 | - | 1.7419 | 0.87093 | 1.8729e-05 | 1.8729e-05 | 2032 |  | - | - | - | - | - | 36.0734 | - | 42.7492 | 21.3746 | - | - | - | - | - | 132.3333 | - | 156.8232 | 78.4116 | 2032 |  | 94 | - | 0.27217 | 0.13609 | - | 1.0727 | 0.53634 | 0.15873 | 0.62559
2033 |  | 0.060965 | 0.053629 | 0.047102 | 0.03859 | 0.0014743 | 0.072829 | 0.064272 | 0.056659 | 0.046732 | 83.9 | 97.7435 | 90.612 | 115.8321 | 103.2221 | 0.038976 | 0.039806 | 0.037969 | 0.03821 | 2033 |  | - | - | - | - | - | - | - | - | - | - | - | - | - | - | 0.35689 | - | 0.42293 | 0.21147 | 1.8729e-05 | 1.8729e-05 | 2033 |  | - | - | - | - | - | - | - | - | - | - | - | - | - | - | 32.1315 | - | 38.0779 | 19.0389 | 2033 |  | 94 | - | - | - | - | 0.18181 | 0.090906 | - | 0.10603
2034 |  | 0.060148 | 0.050487 | 0.050175 | 0.039395 | 0.0015247 | 0.071935 | 0.060666 | 0.060303 | 0.047729 | 82.49 | 94.781 | 89.0892 | 112.3214 | 100.7053 | 0.038564 | 0.039385 | 0.037567 | 0.037806 | 2034 |  | - | - | - | - | - | - | - | - | - | - | - | - | - | - | - | - | - | - | 1.8729e-05 | 1.8729e-05 | 2034 |  | - | - | - | - | - | - | - | - | - | - | - | - | - | - | - | - | - | - | 2034 |  | 94 | - | - | - | - | - | - | - | -
2035 |  | 0.062187 | 0.05548 | 0.055782 | 0.047065 | 0.0015769 | 0.074374 | 0.066551 | 0.066904 | 0.056736 | 88.13 | 100.997 | 95.1804 | 119.6877 | 107.4341 | 0.038171 | 0.038985 | 0.037185 | 0.037421 | 2035 |  | - | - | - | - | - | - | - | - | - | - | - | - | - | - | - | - | - | - | 1.8729e-05 | 1.8729e-05 | 2035 |  | - | - | - | - | - | - | - | - | - | - | - | - | - | - | - | - | - | - | 2035 |  | 94 | - | - | - | - | - | - | - | -
2036 |  | 0.063353 | 0.055826 | 0.058723 | 0.049135 | 0.0017502 | 0.075937 | 0.067157 | 0.070536 | 0.059353 | 89.5993 | 102.6137 | 96.7672 | 121.6036 | 109.1854 | 0.03776 | 0.038564 | 0.036784 | 0.037018 | 2036 |  | - | - | - | - | - | - | - | - | - | - | - | - | - | - | - | - | - | - | 1.8729e-05 | 1.8729e-05 | 2036 |  | - | - | - | - | - | - | - | - | - | - | - | - | - | - | - | - | - | - | 2036 |  | 94 | - | - | - | - | - | - | - | -
2037 |  | 0.064542 | 0.056175 | 0.061819 | 0.051297 | 0.0019426 | 0.077548 | 0.067788 | 0.074371 | 0.062098 | 91.093 | 104.2562 | 98.3804 | 123.5501 | 110.9653 | 0.037353 | 0.038149 | 0.036388 | 0.036619 | 2037 |  | - | - | - | - | - | - | - | - | - | - | - | - | - | - | - | - | - | - | 1.8729e-05 | 1.8729e-05 | 2037 |  | - | - | - | - | - | - | - | - | - | - | - | - | - | - | - | - | - | - | 2037 |  | 94 | - | - | - | - | - | - | - | -
2038 |  | 0.065753 | 0.056526 | 0.065078 | 0.053553 | 0.0021561 | 0.079209 | 0.068447 | 0.078421 | 0.064979 | 92.6116 | 105.9251 | 100.0206 | 125.5278 | 112.7742 | 0.03695 | 0.037737 | 0.035995 | 0.036224 | 2038 |  | - | - | - | - | - | - | - | - | - | - | - | - | - | - | - | - | - | - | 1.8729e-05 | 1.8729e-05 | 2038 |  | - | - | - | - | - | - | - | - | - | - | - | - | - | - | - | - | - | - | 2038 |  | 94 | - | - | - | - | - | - | - | -
2039 |  | 0.066986 | 0.056879 | 0.068508 | 0.055909 | 0.0023931 | 0.080924 | 0.069135 | 0.082699 | 0.068003 | 94.1556 | 107.6206 | 101.6881 | 127.5371 | 114.6126 | 0.036552 | 0.037331 | 0.035607 | 0.035834 | 2039 |  | - | - | - | - | - | - | - | - | - | - | - | - | - | - | - | - | - | - | 1.8729e-05 | 1.8729e-05 | 2039 |  | - | - | - | - | - | - | - | - | - | - | - | - | - | - | - | - | - | - | 2039 |  | 94 | - | - | - | - | - | - | - | -
2040 |  | 0.068243 | 0.057235 | 0.07212 | 0.058368 | 0.0026561 | 0.082697 | 0.069857 | 0.087218 | 0.071179 | 95.7253 | 109.3433 | 103.3834 | 129.5786 | 116.481 | 0.036157 | 0.036928 | 0.035223 | 0.035447 | 2040 |  | - | - | - | - | - | - | - | - | - | - | - | - | - | - | - | - | - | - | 1.8729e-05 | 1.8729e-05 | 2040 |  | - | - | - | - | - | - | - | - | - | - | - | - | - | - | - | - | - | - | 2040 |  | 94 | - | - | - | - | - | - | - | -
2041 |  | 0.069524 | 0.057592 | 0.075922 | 0.060936 | 0.002948 | 0.084531 | 0.070614 | 0.091994 | 0.074514 | 97.3212 | 111.0936 | 105.1069 | 131.6528 | 118.3799 | 0.035768 | 0.03653 | 0.034844 | 0.035065 | 2041 |  | - | - | - | - | - | - | - | - | - | - | - | - | - | - | - | - | - | - | 1.8729e-05 | 1.8729e-05 | 2041 |  | - | - | - | - | - | - | - | - | - | - | - | - | - | - | - | - | - | - | 2041 |  | 94 | - | - | - | - | - | - | - | -
2042 |  | 0.070828 | 0.057952 | 0.079924 | 0.063616 | 0.003272 | 0.08643 | 0.071412 | 0.09704 | 0.078019 | 98.9437 | 112.8719 | 106.8592 | 133.7602 | 120.3097 | 0.035382 | 0.036136 | 0.034468 | 0.034687 | 2042 |  | - | - | - | - | - | - | - | - | - | - | - | - | - | - | - | - | - | - | 1.8729e-05 | 1.8729e-05 | 2042 |  | - | - | - | - | - | - | - | - | - | - | - | - | - | - | - | - | - | - | 2042 |  | 94 | - | - | - | - | - | - | - | -
2043 |  | 0.072157 | 0.058314 | 0.084137 | 0.066415 | 0.0036317 | 0.0884 | 0.072254 | 0.10237 | 0.081702 | 100.5932 | 114.6786 | 108.6407 | 135.9013 | 122.271 | 0.035001 | 0.035746 | 0.034096 | 0.034313 | 2043 |  | - | - | - | - | - | - | - | - | - | - | - | - | - | - | - | - | - | - | 1.8729e-05 | 1.8729e-05 | 2043 |  | - | - | - | - | - | - | - | - | - | - | - | - | - | - | - | - | - | - | 2043 |  | 94 | - | - | - | - | - | - | - | -
2044 |  | 0.073511 | 0.058679 | 0.088573 | 0.069336 | 0.0040308 | 0.090444 | 0.073145 | 0.10801 | 0.085575 | 102.2703 | 116.5143 | 110.4519 | 138.0767 | 124.2643 | 0.034623 | 0.035361 | 0.033729 | 0.033943 | 2044 |  | - | - | - | - | - | - | - | - | - | - | - | - | - | - | - | - | - | - | 1.8729e-05 | 1.8729e-05 | 2044 |  | - | - | - | - | - | - | - | - | - | - | - | - | - | - | - | - | - | - | 2044 |  | 94 | - | - | - | - | - | - | - | -
2045 |  | 0.07489 | 0.059045 | 0.093242 | 0.072386 | 0.0044738 | 0.09257 | 0.074089 | 0.11398 | 0.08965 | 103.9752 | 118.3794 | 112.2933 | 140.2869 | 126.2901 | 0.03425 | 0.03498 | 0.033365 | 0.033577 | 2045 |  | - | - | - | - | - | - | - | - | - | - | - | - | - | - | - | - | - | - | 1.8729e-05 | 1.8729e-05 | 2045 |  | - | - | - | - | - | - | - | - | - | - | - | - | - | - | - | - | - | - | 2045 |  | 94 | - | - | - | - | - | - | - | -
2046 |  | 0.076295 | 0.059414 | 0.098157 | 0.07557 | 0.0049656 | 0.094782 | 0.075093 | 0.12028 | 0.093937 | 105.7087 | 120.2743 | 114.1653 | 142.5325 | 128.3489 | 0.033881 | 0.034603 | 0.033005 | 0.033215 | 2046 |  | - | - | - | - | - | - | - | - | - | - | - | - | - | - | - | - | - | - | 1.8729e-05 | 1.8729e-05 | 2046 |  | - | - | - | - | - | - | - | - | - | - | - | - | - | - | - | - | - | - | 2046 |  | 94 | - | - | - | - | - | - | - | -
2047 |  | 0.077726 | 0.059786 | 0.10333 | 0.078895 | 0.0055113 | 0.097088 | 0.076162 | 0.12695 | 0.098451 | 107.471 | 122.1995 | 116.0686 | 144.8141 | 130.4414 | 0.033515 | 0.03423 | 0.032649 | 0.032857 | 2047 |  | - | - | - | - | - | - | - | - | - | - | - | - | - | - | - | - | - | - | 1.8729e-05 | 1.8729e-05 | 2047 |  | - | - | - | - | - | - | - | - | - | - | - | - | - | - | - | - | - | - | 2047 |  | 94 | - | - | - | - | - | - | - | -
2048 |  | 0.079185 | 0.060159 | 0.10878 | 0.082365 | 0.0061171 | 0.099496 | 0.077305 | 0.13402 | 0.10321 | 109.2627 | 124.1556 | 118.0037 | 147.1321 | 132.5679 | 0.033154 | 0.033861 | 0.032297 | 0.032503 | 2048 |  | - | - | - | - | - | - | - | - | - | - | - | - | - | - | - | - | - | - | 1.8729e-05 | 1.8729e-05 | 2048 |  | - | - | - | - | - | - | - | - | - | - | - | - | - | - | - | - | - | - | 2048 |  | 94 | - | - | - | - | - | - | - | -
2049 |  | 0.08067 | 0.060535 | 0.11451 | 0.085988 | 0.0067894 | 0.10201 | 0.078527 | 0.14149 | 0.10822 | 111.0842 | 126.143 | 119.971 | 149.4873 | 134.7291 | 0.032797 | 0.033496 | 0.031949 | 0.032152 | 2049 |  | - | - | - | - | - | - | - | - | - | - | - | - | - | - | - | - | - | - | 1.8729e-05 | 1.8729e-05 | 2049 |  | - | - | - | - | - | - | - | - | - | - | - | - | - | - | - | - | - | - | 2049 |  | 94 | - | - | - | - | - | - | - | -
2050 |  | 0.082184 | 0.060914 | 0.12055 | 0.089771 | 0.0075356 | 0.10465 | 0.079839 | 0.1494 | 0.1135 | 112.9362 | 128.1622 | 121.9711 | 151.8802 | 136.9256 | 0.032443 | 0.033134 | 0.031605 | 0.031806 | 2050 |  | - | - | - | - | - | - | - | - | - | - | - | - | - | - | - | - | - | - | 1.8729e-05 | 1.8729e-05 | 2050 |  | - | - | - | - | - | - | - | - | - | - | - | - | - | - | - | - | - | - | 2050 |  | 94 | - | - | - | - | - | - | - | -
Levelized Costs | [19 empty] | Levelized Costs | [21 empty] | Levelized Costs | [19 empty] | Levelized Costs
10 years (2018-2027) | 10 | 0.053487 | 0.049554 | 0.040318 | 0.03445 | 0.0023416 | 0.065118 | 0.060532 | 0.049758 | 0.042914 | 73.2875 | 26.3685 | 79.1506 | 31.2483 | 55.1995 | 0.043101 | 0.04402 | 0.041988 | 0.042254 | 10 years (2018-2027) | 10 | 0.00094495 | 0.00068095 | 0.00064188 | 0.00043888 | 1.1424 | 3.606 | 1.2338 | 4.2733 | 2.6425 | 0.00092996 | 0.000671 | 0.00064444 | 0.00044204 | 0.83639 | 3.3263 | 0.9033 | 3.9418 | 2.2954 | 0.00032252 | 0.00026136 | 10 years (2018-2027) | 10 | 0.043831 | 0.031274 | 0.033534 | 0.022878 | 118.0389 | 324.6697 | 127.482 | 384.7538 | 246.1197 | 0.042482 | 0.030362 | 0.033183 | 0.02268 | 86.8371 | 299.5056 | 93.7841 | 354.9328 | 212.9052 | 10 years (2018-2027) | 10 | 94 | 0.94128 | 8.3322 | 4.6367 | 0.48404 | 7.3288 | 3.9064 | 5.4083 | 4.5564
15 years (2018-2032) | 15 | 0.05534 | 0.051168 | 0.042588 | 0.036507 | 0.0019852 | 0.066864 | 0.061997 | 0.051991 | 0.044897 | 76.9384 | 48.6228 | 83.0934 | 57.6211 | 70.3573 | 0.042236 | 0.043137 | 0.041145 | 0.041407 | 15 years (2018-2032) | 15 | 0.00065073 | 0.00046893 | 0.00044202 | 0.00030223 | 0.7867 | 3.8213 | 0.84964 | 4.5284 | 2.5714 | 0.00065274 | 0.00047073 | 0.00045263 | 0.00031035 | 0.57597 | 4.4861 | 0.62205 | 5.3163 | 2.7976 | 0.00022791 | 0.00018579 | 15 years (2018-2032) | 15 | 0.030184 | 0.021536 | 0.023093 | 0.015755 | 81.2864 | 344.0467 | 87.7893 | 407.7168 | 237.1581 | 0.029776 | 0.021267 | 0.023272 | 0.015899 | 59.7996 | 403.9204 | 64.5836 | 478.6709 | 256.1812 | 15 years (2018-2032) | 15 | 94 | 0.64821 | 6.6041 | 3.6262 | 0.33333 | 6.4441 | 3.3887 | 4.2296 | 3.9526
30 years (2018-2047) | 30 | 0.06111 | 0.053679 | 0.056069 | 0.046185 | 0.0023892 | 0.074066 | 0.065398 | 0.068186 | 0.056657 | 85.1465 | 75.723 | 91.9583 | 89.7365 | 90.8474 | 0.03956 | 0.040403 | 0.038538 | 0.038783 | 30 years (2018-2047) | 30 | 0.00035782 | 0.00025785 | 0.00024306 | 0.00016619 | 0.43258 | 2.1012 | 0.46719 | 2.4901 | 1.4139 | 0.00035892 | 0.00025884 | 0.00024889 | 0.00017065 | 0.31671 | 2.4793 | 0.34204 | 2.9382 | 1.5453 | 0.00013375 | 0.00011059 | 30 years (2018-2047) | 30 | 0.016597 | 0.011842 | 0.012698 | 0.0086632 | 44.6969 | 189.1807 | 48.2726 | 224.1909 | 130.4059 | 0.016373 | 0.011694 | 0.012797 | 0.0087422 | 32.882 | 223.2332 | 35.5125 | 264.5453 | 141.4924 | 30 years (2018-2047) | 30 | 94 | 0.35643 | 3.6314 | 1.9939 | 0.18329 | 3.5494 | 1.8663 | 2.3257 | 2.1769
NOTES: |  | All Avoided Costs are in 2018 Dollars | [17 empty] | NOTES: |  | All Avoided Costs are in 2018 Dollars | [19 empty] | NOTES: |  | All Avoided Costs are in 2018 Dollars | [17 empty] | NOTES: |  | All Avoided Costs are in 2018 Dollars
|  | ISO New England periods: Summer is June through September, Winter is all other months. Peak hours are: Monday through Friday 7 AM - 11 PM; Off-Peak Hours are all other hours | [19 empty] | ISO New England periods: Summer is June through September, Winter is all other months. Peak hours are: Monday through Friday 7 AM - 11 PM; Off-Peak Hours are all other hours | [21 empty] | ISO New England periods: Summer is June through September, Winter is all other months. Peak hours are: Monday through Friday 7 AM - 11 PM; Off-Peak Hours are all other hours | [19 empty] | ISO New England periods: Summer is June through September, Winter is all other months. Peak hours are: Monday through Friday 7 AM - 11 PM; Off-Peak Hours are all other hours
1 |  | Avoided retail cost of electric energy = (wholesale energy avoided cost + REC cost to load) * (Wholesale Risk Premium) * (1 + Distribution Losses), e.g., f = (a + e) * (1 + 8.0%) * (1 + 8.0%) | [17 empty] | 1 |  | Avoided retail cost of electric energy = (wholesale energy avoided cost + REC cost to load) * (Wholesale Risk Premium) * (1 + Distribution Losses), e.g., f = (a + e) * (1 + 8.0%) * (1 + 8.0%) | [19 empty] | 1 |  | Avoided retail cost of electric energy = (wholesale energy avoided cost + REC cost to load) * (Wholesale Risk Premium) * (1 + Distribution Losses), e.g., f = (a + e) * (1 + 8.0%) * (1 + 8.0%) | [17 empty] | 1 |  | Avoided retail cost of electric energy = (wholesale energy avoided cost + REC cost to load) * (Wholesale Risk Premium) * (1 + Distribution Losses), e.g., f = (a + e) * (1 + 8.0%) * (1 + 8.0%)
2 |  | Uncleared capacity value includes reserve margin and uncleared load forecast effect | [17 empty] | 2 |  | Uncleared capacity value includes reserve margin and uncleared load forecast effect | [19 empty] | 2 |  | Uncleared capacity value includes reserve margin and uncleared load forecast effect | [17 empty] | 2 |  | Uncleared capacity value includes reserve margin and uncleared load forecast effect
3 |  | Value of avoided capacity costs and capacity DRIPE each year is function of quantity of kW reduction in year, PA bidding strategy that reduction into applicable FCAs, reserve margin, and the uncleared load forecast effect. | [17 empty] | 3 |  | Value of avoided capacity costs and capacity DRIPE each year is function of quantity of kW reduction in year, PA bidding strategy that reduction into applicable FCAs, reserve margin, and the uncleared load forecast effect. | [19 empty] | 3 |  | Value of avoided capacity costs and capacity DRIPE each year is function of quantity of kW reduction in year, PA bidding strategy that reduction into applicable FCAs, reserve margin, and the uncleared load forecast effect. | [17 empty] | 3 |  | Value of avoided capacity costs and capacity DRIPE each year is function of quantity of kW reduction in year, PA bidding strategy that reduction into applicable FCAs, reserve margin, and the uncleared load forecast effect.
4 |  | Proceeds from selling into the FCM also include the ISO New England loss factor of 8.0% | [17 empty] | 4 |  | Proceeds from selling into the FCM also include the ISO New England loss factor of 8.0% | [19 empty] | 4 |  | Proceeds from selling into the FCM also include the ISO New England loss factor of 8.0% | [17 empty] | 4 |  | Proceeds from selling into the FCM also include the ISO New England loss factor of 8.0%
5 |  | Assumes PTF loss factor of 1.6%, ISO New England loss factor of 8.0%, and Wholesale Risk Premium of 8.0% | [17 empty] | 5 |  | Assumes PTF loss factor of 1.6%, ISO New England loss factor of 8.0%, and Wholesale Risk Premium of 8.0% | [19 empty] | 5 |  | Assumes PTF loss factor of 1.6%, ISO New England loss factor of 8.0%, and Wholesale Risk Premium of 8.0% | [17 empty] | 5 |  | Assumes PTF loss factor of 1.6%, ISO New England loss factor of 8.0%, and Wholesale Risk Premium of 8.0%
6 |  | Assumes bid percentage of 50.0% | [17 empty] | 6 |  | Assumes bid percentage of 50.0% | [19 empty] | 6 |  | Assumes bid percentage of 50.0% | [17 empty] | 6 |  | Assumes bid percentage of 50.0%
7 |  | Cross DRIPE = Electric-Gas cross DRIPE + Electric-Gas-Electric cross DRIPE | [17 empty] | 7 |  | Cross DRIPE = Electric-Gas cross DRIPE + Electric-Gas-Electric cross DRIPE | [19 empty] | 7 |  | Cross DRIPE = Electric-Gas cross DRIPE + Electric-Gas-Electric cross DRIPE | [17 empty] | 7 |  | Cross DRIPE = Electric-Gas cross DRIPE + Electric-Gas-Electric cross DRIPE
8 |  | Assumes VOLL of $25.00/kWh | [17 empty] | 8 |  | Assumes VOLL of $25.00/kWh | [19 empty] | 8 |  | Assumes VOLL of $25.00/kWh | [17 empty] | 8 |  | Assumes VOLL of $25.00/kWh
9 |  | Assumes $100/ton CO2 price; NOX prices not included | [17 empty] | 9 |  | Assumes $100/ton CO2 price; NOX prices not included | [19 empty] | 9 |  | Assumes $100/ton CO2 price; NOX prices not included | [17 empty] | 9 |  | Assumes $100/ton CO2 price; NOX prices not included

## CT
AESC 2018 Results: Avoided Cost of Electricity (2018 $) | [18 empty] | Page One of Four | AESC 2018 Results: Avoided Cost of Electricity (2018 $) | [20 empty] | Page Two of Four | AESC 2018 Results: Avoided Cost of Electricity (2018 $) | [18 empty] | Page Three of Four | AESC 2018 Results: Avoided Cost of Electricity (2018 $) | [10 empty] | Page Four of Four
Zone: |  | Connecticut | [17 empty] | Zone: |  | Connecticut | [19 empty] | Zone: |  | Connecticut | [17 empty] | Zone: |  | Connecticut
|  | Wholesale Cost of Electric Energy |  |  |  | Wholesale REC Costs | Retail Cost of Electric Energy1 |  |  |  | Wholesale Capacity Values |  | Retail Cost of Electric Capacity3 |  |  | Wholesale Non-Embedded Costs | [5 empty] | Intrastate | [17 empty] | Wholesale Cross-DRIPE7 |  |  |  | Rest-of-Pool | [19 empty] | Transmission & Distribution (T&D) Cost | Wholesale Reliability Value8 | [5 empty] | Retail Reliability Value
[22 empty] | DRIPE: 2018 vintage measures | [8 empty] | DRIPE: 2019 vintage measures | [12 empty] | DRIPE: 2018 vintage measures | [8 empty] | DRIPE: 2019 vintage measures | [11 empty] | Reliability: 2018 vintage measures |  |  | Reliability: 2019 vintage measures |  |  | 2018 vintage | 2019 vintage
[22 empty] | Wholesale Energy DRIPE |  |  |  | Wholesale Capacity DRIPE |  | Retail Capacity DRIPE3 |  |  | Wholesale Energy DRIPE |  |  |  | Wholesale Capacity DRIPE2 |  | Retail Capacity DRIPE3 | [6 empty] | Wholesale Energy DRIPE |  |  |  | Wholesale Capacity DRIPE2 |  | Retail Capacity DRIPE3 |  |  | Wholesale Energy DRIPE |  |  |  | Wholesale Capacity DRIPE2 |  | Retail Capacity DRIPE3
|  | Winter Peak | Winter Off-Peak | Summer Peak | Summer Off-Peak |  | Winter Peak | Winter Off-Peak | Summer Peak | Summer Off-Peak | Cleared (FCA Price) | Uncleared2 | Cleared4 | Uncleared5 | Weighted Avg6 | Winter Peak | Winter Off-Peak | Summer Peak | Summer Off-Peak |  |  | Winter Peak | Winter Off-Peak | Summer Peak | Summer Off-Peak | Cleared | Uncleared2 | Cleared4 | Uncleared5 | Weighted Avg6 | Winter Peak | Winter Off-Peak | Summer Peak | Summer Off-Peak | Cleared | Uncleared2 | Cleared4 | Uncleared5 | Weighted Avg6 | 2018 Installation Year | 2019 Installation Year |  |  | Winter Peak | Winter Off-Peak | Summer Peak | Summer Off-Peak | Cleared | Uncleared2 | Cleared4 | Uncleared5 | Weighted Avg6 | Winter Peak | Winter Off-Peak | Summer Peak | Summer Off-Peak | Cleared | Uncleared2 | Cleared4 | Uncleared5 | Weighted Avg6 |  |  |  | Cleared | Uncleared | Weighted Avg5 | Cleared | Uncleared | Weighted Avg5 | Weighted Avg5 | Weighted Avg5
Units: |  | $/kWh | $/kWh | $/kWh | $/kWh | $/kWh | $/kWh | $/kWh | $/kWh | $/kWh | $/kW-yr | $/kW-yr | $/kW-yr | $/kW-yr | $/kW-yr | $/kWh | $/kWh | $/kWh | $/kWh | Units: |  | $/kWh | $/kWh | $/kWh | $/kWh | $/kW-yr | $/kW-yr | $/kW-yr | $/kW-yr | $/kW-yr | $/kWh | $/kWh | $/kWh | $/kWh | $/kW-yr | $/kW-yr | $/kW-yr | $/kW-yr | $/kW-yr | $/kWh | $/kWh | Units: |  | $/kWh | $/kWh | $/kWh | $/kWh | $/kW-yr | $/kW-yr | $/kW-yr | $/kW-yr | $/kW-yr | $/kWh | $/kWh | $/kWh | $/kWh | $/kW-yr | $/kW-yr | $/kW-yr | $/kW-yr | $/kW-yr | Units: |  | $/kW-yr | $/kW-yr | $/kW-yr | $/kW-yr | $/kW-yr | $/kW-yr | $/kW-yr | $/kW-yr | $/kW-yr
Period: |  | a | b | c | d | e | f =(a+e)*(1+WRP)*(1+DL) | g =(b+e)*(1+WRP)*(1+DL) | h =(c+e)*(1+WRP)*(1+DL) | i =(d+e)*(1+WRP)*(1+DL) | j | k | l=j*(1+DL) | m=k*(1+PTF Loss)*(1+WRP)*(1+DL) | n = (l*%Bid)+m*(1-%Bid) | o | p | q | r | Period: |  | s | t | u | v | w | x | y=w*(1+DL) | z=x*(1+PTF Loss)*(1+WRP)*(1+DL) | aa = (y*%Bid)+z*(1-%Bid) | bb | cc | dd | ee | ff | gg | hh=ff*(1+DL) | ii=gg*(1+PTF Loss)*(1+WRP)*(1+DL) | jj = (hh*%Bid)+ii*(1-%Bid) | kk | ll | Period: |  | mm | nn | oo | pp | qq | rr | ss=qq*(1+DL) | tt=rr*(1+PTF Loss)*(1+WRP)*(1+DL) | uu = (ss*%Bid)+tt*(1-%Bid) | vv | ww | xx | yy | zz | aaa | bbb=zz*(1+DL) | ccc=aaa*(1+PTF Loss)*(1+WRP)*(1+DL) | ddd = (bbb*%Bid)+ccc*(1-%Bid) | Period: |  | eee | fff | ggg | hhh = (fff*%Bid)+ggg*(1-%Bid) | iii | jjj | kkk = (iii*%Bid)+jjj*(1-%Bid) | lll = hhh*(1+WRP)*(1+DL) | mmm = kkk*(1+WRP)*(1+DL)
2018 |  | 0.047894 | 0.043812 | 0.031843 | 0.025815 | 0.0052911 | 0.062035 | 0.057274 | 0.043313 | 0.036282 | 104.4975 | 0 | 112.8573 | 0 | 56.4286 | 0.045904 | 0.046882 | 0.044718 | 0.045002 | 2018 |  | 0.0080489 | 0.0056817 | 0.0056793 | 0.0036899 | 117.5709 | - | 126.9766 | - | 63.4883 | - | - | - | - | - | - | - | - | - | 0.0032044 | 0 | 2018 |  | 0.030659 | 0.021723 | 0.020639 | 0.013556 | 369.3772 | - | 398.9273 | - | 199.4637 | - | - | - | - | - | - | - | - | - | 2018 |  | 94 | 5.325 | 16.644 | 10.9845 | - | - | - | 12.8123 | -
2019 |  | 0.048703 | 0.04528 | 0.031756 | 0.028404 | 0.010904 | 0.069525 | 0.065533 | 0.049759 | 0.045848 | 100.01 | 0 | 108.0108 | 0 | 54.0054 | 0.044647 | 0.045598 | 0.043493 | 0.04377 | 2019 |  | 0.012424 | 0.0087836 | 0.0086067 | 0.0062029 | 61.0841 | - | 65.9709 | - | 32.9854 | 0.0080147 | 0.0056663 | 0.0055521 | 0.0040015 | 73.5953 | - | 79.483 | - | 39.7415 | 0.0050177 | 0.0031361 | 2019 |  | 0.04796 | 0.033734 | 0.031489 | 0.022847 | 193.9221 | - | 209.4358 | - | 104.7179 | 0.030939 | 0.021761 | 0.020314 | 0.014738 | 233.6411 | - | 252.3323 | - | 126.1662 | 2019 |  | 94 | 2.15 | 12.6689 | 7.4094 | 2.6 | 12.6689 | 7.6344 | 8.6424 | 8.9048
2020 |  | 0.052044 | 0.048879 | 0.037587 | 0.032735 | 0.0085221 | 0.070644 | 0.066952 | 0.053782 | 0.048122 | 73.85 | 0 | 79.758 | 0 | 39.879 | 0.043441 | 0.044366 | 0.042318 | 0.042587 | 2020 |  | 0.01417 | 0.01032 | 0.010853 | 0.0075509 | 74.5287 | - | 80.491 | - | 40.2455 | 0.013121 | 0.0095567 | 0.01005 | 0.0069921 | 92.3266 | - | 99.7127 | - | 49.8564 | 0.0055131 | 0.0048895 | 2020 |  | 0.054937 | 0.039901 | 0.04 | 0.027836 | 235.8157 | - | 254.6809 | - | 127.3405 | 0.050871 | 0.036948 | 0.037039 | 0.025776 | 292.1299 | - | 315.5003 | - | 157.7501 | 2020 |  | 94 | 0.925 | 4.6398 | 2.7824 | 1.15 | 4.6398 | 2.8949 | 3.2454 | 3.3766
2021 |  | 0.054357 | 0.050694 | 0.045438 | 0.03783 | 0.0062132 | 0.070649 | 0.066376 | 0.060246 | 0.051373 | 59.93 | 0 | 64.7244 | 0 | 32.3622 | 0.043207 | 0.044128 | 0.042091 | 0.042358 | 2021 |  | 0.01462 | 0.01061 | 0.013022 | 0.00869 | 12.3532 | - | 13.3415 | - | 6.6707 | 0.014388 | 0.010442 | 0.012815 | 0.0085524 | 16.5533 | - | 17.8776 | - | 8.9388 | 0.0055572 | 0.0050139 | 2021 |  | 0.057826 | 0.041843 | 0.048624 | 0.032878 | 39.3459 | - | 42.4936 | - | 21.2468 | 0.05691 | 0.041181 | 0.047853 | 0.032357 | 52.7235 | - | 56.9414 | - | 28.4707 | 2021 |  | 94 | 0.275 | 7.7651 | 4.02 | 0.35 | 7.7651 | 4.0575 | 4.689 | 4.7327
2022 |  | 0.053967 | 0.049005 | 0.04457 | 0.035914 | 0.0033951 | 0.066907 | 0.06112 | 0.055946 | 0.04585 | 57.58 | 0 | 62.1864 | 0 | 31.0932 | 0.042985 | 0.043901 | 0.041874 | 0.04214 | 2022 |  | 0.013061 | 0.0091246 | 0.011517 | 0.0073575 | 8.2186 | - | 8.876 | - | 4.438 | 0.014389 | 0.010052 | 0.012688 | 0.0081056 | 12.4524 | - | 13.4485 | - | 6.7243 | 0.0050167 | 0.0050167 | 2022 |  | 0.051709 | 0.036222 | 0.043166 | 0.027784 | 26.3439 | - | 28.4514 | - | 14.2257 | 0.056967 | 0.039905 | 0.047555 | 0.030609 | 39.915 | - | 43.1082 | - | 21.5541 | 2022 |  | 94 | 0.175 | 7.965 | 4.07 | 0.275 | 7.965 | 4.12 | 4.7472 | 4.8056
2023 |  | 0.055279 | 0.048977 | 0.041684 | 0.032711 | 0.003762 | 0.068865 | 0.061515 | 0.053008 | 0.042542 | 58.78 | 20.7905 | 63.4824 | 24.638 | 44.0602 | 0.042773 | 0.043685 | 0.041668 | 0.041933 | 2023 |  | 0.010724 | 0.0072334 | 0.008617 | 0.0053888 | - | 7.8508 | - | 9.3037 | 4.6518 | 0.013477 | 0.0090905 | 0.010829 | 0.0067724 | 8.2403 | - | 8.8995 | - | 4.4498 | 0.003676 | 0.003676 | 2023 |  | 0.037898 | 0.025827 | 0.028782 | 0.018247 | - | 25.2982 | - | 29.9799 | 14.99 | 0.047628 | 0.032458 | 0.036172 | 0.022932 | 26.5534 | - | 28.6777 | - | 14.3388 | 2023 |  | 94 | 0.1 | 5.8757 | 2.9878 | 0.2 | 8.1056 | 4.1528 | 3.485 | 4.8438
2024 |  | 0.058834 | 0.0552 | 0.041059 | 0.037441 | 0.0033757 | 0.072561 | 0.068323 | 0.051829 | 0.047609 | 61.24 | 36.0397 | 66.1392 | 42.7093 | 54.4243 | 0.042404 | 0.043308 | 0.041309 | 0.041571 | 2024 |  | 0.0086395 | 0.0063273 | 0.0063333 | 0.004681 | - | 13.641 | - | 16.1655 | 8.0827 | 0.01115 | 0.008166 | 0.0081737 | 0.0060412 | - | 7.9177 | - | 9.383 | 4.6915 | 0.0023865 | 0.0023865 | 2024 |  | 0.030625 | 0.022506 | 0.021344 | 0.015849 | - | 44.2197 | - | 52.4031 | 26.2015 | 0.039524 | 0.029046 | 0.027546 | 0.020455 | - | 25.6665 | - | 30.4164 | 15.2082 | 2024 |  | 94 | - | 4.636 | 2.318 | 0.1 | 6.2407 | 3.1703 | 2.7037 | 3.6979
2025 |  | 0.055571 | 0.052522 | 0.04313 | 0.038611 | 0.0025599 | 0.067804 | 0.064247 | 0.053293 | 0.048022 | 65.65 | 53.9052 | 70.902 | 63.881 | 67.3915 | 0.042052 | 0.042948 | 0.040966 | 0.041226 | 2025 |  | 0.0058121 | 0.0042819 | 0.0047765 | 0.0034583 | - | 224.5172 | - | 266.0669 | 133.0334 | 0.0080006 | 0.0058942 | 0.0065751 | 0.0047605 | - | 176.0805 | - | 208.6663 | 104.3332 | 0.0018203 | 0.0018203 | 2025 |  | 0.020391 | 0.015033 | 0.015915 | 0.0116 | - | 725.7299 | - | 860.0352 | 430.0176 | 0.028069 | 0.020694 | 0.021907 | 0.015967 | - | 569.1629 | - | 674.4935 | 337.2468 | 2025 |  | 94 | - | 8.277 | 4.1385 | - | 8.9778 | 4.4889 | 4.8271 | 5.2359
2026 |  | 0.05554 | 0.052051 | 0.046812 | 0.04099 | 0.0021178 | 0.067252 | 0.063182 | 0.057072 | 0.050281 | 71.16 | 74.8674 | 76.8528 | 88.7226 | 82.7877 | 0.041716 | 0.042605 | 0.040638 | 0.040897 | 2026 |  | 0.0030518 | 0.0022069 | 0.002746 | 0.0019177 | - | 264.0072 | - | 312.865 | 156.4325 | 0.0056546 | 0.0040892 | 0.0050881 | 0.0035534 | - | 238.7749 | - | 282.9632 | 141.4816 | 0.0012736 | 0.0012736 | 2026 |  | 0.010666 | 0.0076945 | 0.0090124 | 0.0063071 | - | 858.069 | - | 1016.8653 | 508.4327 | 0.019763 | 0.014257 | 0.016699 | 0.011687 | - | 776.0598 | - | 919.6793 | 459.8396 | 2026 |  | 94 | - | 7.6259 | 3.813 | - | 9.0239 | 4.512 | 4.4475 | 5.2628
2027 |  | 0.060363 | 0.056423 | 0.044744 | 0.038887 | 0.0016333 | 0.072313 | 0.067717 | 0.054095 | 0.047263 | 76.85 | 89.5302 | 82.998 | 106.0989 | 94.5485 | 0.041409 | 0.042291 | 0.040339 | 0.040595 | 2027 |  | 0.0018796 | 0.0013752 | 0.0014886 | 0.0010337 | - | 258.548 | - | 306.3955 | 153.1978 | 0.0031709 | 0.0023199 | 0.0025111 | 0.0017438 | - | 278.0055 | - | 329.4539 | 164.7269 | 0.0007532 | 0.0007532 | 2027 |  | 0.0065402 | 0.004795 | 0.0049 | 0.0034324 | - | 840.3256 | - | 995.8383 | 497.9192 | 0.011033 | 0.0080889 | 0.008266 | 0.0057903 | - | 903.5659 | - | 1070.782 | 535.391 | 2027 |  | 94 | - | 6.4062 | 3.2031 | - | 8.3519 | 4.176 | 3.7361 | 4.8709
2028 |  | 0.062111 | 0.054901 | 0.048917 | 0.039891 | 0.0014095 | 0.07409 | 0.065681 | 0.058701 | 0.048172 | 82.49 | 94.781 | 89.0892 | 112.3214 | 100.7053 | 0.041116 | 0.041992 | 0.040054 | 0.040308 | 2028 |  | - | - | - | - | - | 198.0477 | - | 234.6988 | 117.3494 | 0.0018578 | 0.0012741 | 0.0015623 | 0.0010261 | - | 273.0873 | - | 323.6255 | 161.8128 | 0.00025796 | 0.00025796 | 2028 |  | 0 | 0 | 0 | 0 | - | 643.6891 | - | 762.8118 | 381.4059 | 0.0064841 | 0.0044746 | 0.0051639 | 0.0034515 | - | 887.5809 | - | 1051.8388 | 525.9194 | 2028 |  | 94 | - | 6.5389 | 3.2695 | - | 9.0249 | 4.5125 | 3.8135 | 5.2634
2029 |  | 0.063921 | 0.058591 | 0.047953 | 0.04059 | 0.0012818 | 0.076053 | 0.069836 | 0.057428 | 0.048839 | 88.13 | 100.997 | 95.1804 | 119.6877 | 107.4341 | 0.040838 | 0.041708 | 0.039783 | 0.040035 | 2029 |  | - | - | - | - | - | 130.2411 | - | 154.3438 | 77.1719 | - | - | - | - | - | 210.5059 | - | 249.4626 | 124.7313 | 0.00025933 | 0.00025933 | 2029 |  | 0 | 0 | 0 | 0 | - | 423.3059 | - | 501.6439 | 250.822 | - | - | - | - | - | 684.1805 | - | 810.7966 | 405.3983 | 2029 |  | 94 | - | 4.2747 | 2.1374 | - | 6.9484 | 3.4742 | 2.493 | 4.0523
2030 |  | 0.058866 | 0.055566 | 0.050596 | 0.046233 | 0.001173 | 0.070029 | 0.066181 | 0.060383 | 0.055294 | 83.9 | 97.7435 | 90.612 | 115.8321 | 103.2221 | 0.040339 | 0.041199 | 0.039297 | 0.039546 | 2030 |  | - | - | - | - | - | 63.4005 | - | 75.1335 | 37.5668 | - | - | - | - | - | 116.0094 | - | 137.4783 | 68.7392 | 0.00026038 | 0.00026038 | 2030 |  | - | - | - | - | - | 206.0625 | - | 244.1969 | 122.0984 | - | - | - | - | - | 377.0505 | - | 446.8283 | 223.4142 | 2030 |  | 94 | - | 1.6042 | 0.80211 | - | 2.8555 | 1.4278 | 0.93558 | 1.6653
2031 |  | 0.058443 | 0.054757 | 0.045895 | 0.04006 | 0.0011245 | 0.069479 | 0.06518 | 0.054844 | 0.048038 | 82.49 | 94.781 | 89.0892 | 112.3214 | 100.7053 | 0.039863 | 0.040712 | 0.038833 | 0.03908 | 2031 |  | - | - | - | - | - | 29.6186 | - | 35.0999 | 17.55 | - | - | - | - | - | 66.9658 | - | 79.3586 | 39.6793 | 0.00026038 | 0.00026038 | 2031 |  | - | - | - | - | - | 96.2657 | - | 114.0809 | 57.0404 | - | - | - | - | - | 217.6503 | - | 257.9292 | 128.9646 | 2031 |  | 94 | - | 1.0095 | 0.50473 | - | 2.26 | 1.13 | 0.58872 | 1.318
2032 |  | 0.057081 | 0.053061 | 0.046844 | 0.040601 | 0.001653 | 0.068507 | 0.063818 | 0.056566 | 0.049286 | 88.13 | 100.997 | 95.1804 | 119.6877 | 107.4341 | 0.039409 | 0.040249 | 0.038391 | 0.038635 | 2032 |  | - | - | - | - | - | 8.5818 | - | 10.1699 | 5.085 | - | - | - | - | - | 31.4818 | - | 37.3079 | 18.654 | 0.00026038 | 0.00026038 | 2032 |  | - | - | - | - | - | 27.8923 | - | 33.0541 | 16.527 | - | - | - | - | - | 102.3213 | - | 121.2571 | 60.6286 | 2032 |  | 94 | - | 0.27217 | 0.13609 | - | 1.0727 | 0.53634 | 0.15873 | 0.62559
2033 |  | 0.061741 | 0.054255 | 0.047561 | 0.038879 | 0.0017202 | 0.074021 | 0.06529 | 0.057482 | 0.047355 | 83.9 | 97.7435 | 90.612 | 115.8321 | 103.2221 | 0.038976 | 0.039806 | 0.037969 | 0.03821 | 2033 |  | - | - | - | - | - | - | - | - | - | - | - | - | - | - | 7.644 | - | 9.0586 | 4.5293 | 0.00026038 | 0.00026038 | 2033 |  | - | - | - | - | - | - | - | - | - | - | - | - | - | - | 24.8444 | - | 29.4422 | 14.7211 | 2033 |  | 94 | - | - | - | - | 0.18181 | 0.090906 | - | 0.10603
2034 |  | 0.060819 | 0.051201 | 0.05053 | 0.039739 | 0.0017901 | 0.073028 | 0.061809 | 0.061027 | 0.048439 | 82.49 | 94.781 | 89.0892 | 112.3214 | 100.7053 | 0.038564 | 0.039385 | 0.037567 | 0.037806 | 2034 |  | - | - | - | - | - | - | - | - | - | - | - | - | - | - | - | - | - | - | 0.00026038 | 0.00026038 | 2034 |  | - | - | - | - | - | - | - | - | - | - | - | - | - | - | - | - | - | - | 2034 |  | 94 | - | - | - | - | - | - | - | -
2035 |  | 0.062873 | 0.056205 | 0.05626 | 0.047665 | 0.0018628 | 0.075508 | 0.06773 | 0.067795 | 0.057769 | 88.13 | 100.997 | 95.1804 | 119.6877 | 107.4341 | 0.038171 | 0.038985 | 0.037185 | 0.037421 | 2035 |  | - | - | - | - | - | - | - | - | - | - | - | - | - | - | - | - | - | - | 0.00026038 | 0.00026038 | 2035 |  | - | - | - | - | - | - | - | - | - | - | - | - | - | - | - | - | - | - | 2035 |  | 94 | - | - | - | - | - | - | - | -
2036 |  | 0.064032 | 0.056573 | 0.059198 | 0.049781 | 0.0021134 | 0.077152 | 0.068452 | 0.071514 | 0.06053 | 89.5993 | 102.6137 | 96.7672 | 121.6036 | 109.1854 | 0.03776 | 0.038564 | 0.036784 | 0.037018 | 2036 |  | - | - | - | - | - | - | - | - | - | - | - | - | - | - | - | - | - | - | 0.00026038 | 0.00026038 | 2036 |  | - | - | - | - | - | - | - | - | - | - | - | - | - | - | - | - | - | - | 2036 |  | 94 | - | - | - | - | - | - | - | -
2037 |  | 0.065213 | 0.056944 | 0.06229 | 0.051992 | 0.0023976 | 0.078861 | 0.069216 | 0.075452 | 0.06344 | 91.093 | 104.2562 | 98.3804 | 123.5501 | 110.9653 | 0.037353 | 0.038149 | 0.036388 | 0.036619 | 2037 |  | - | - | - | - | - | - | - | - | - | - | - | - | - | - | - | - | - | - | 0.00026038 | 0.00026038 | 2037 |  | - | - | - | - | - | - | - | - | - | - | - | - | - | - | - | - | - | - | 2037 |  | 94 | - | - | - | - | - | - | - | -
2038 |  | 0.066415 | 0.057317 | 0.065543 | 0.054301 | 0.0027201 | 0.080639 | 0.070027 | 0.079622 | 0.066509 | 92.6116 | 105.9251 | 100.0206 | 125.5278 | 112.7742 | 0.03695 | 0.037737 | 0.035995 | 0.036224 | 2038 |  | - | - | - | - | - | - | - | - | - | - | - | - | - | - | - | - | - | - | 0.00026038 | 0.00026038 | 2038 |  | - | - | - | - | - | - | - | - | - | - | - | - | - | - | - | - | - | - | 2038 |  | 94 | - | - | - | - | - | - | - | -
2039 |  | 0.067639 | 0.057692 | 0.068966 | 0.056712 | 0.003086 | 0.082494 | 0.070891 | 0.084042 | 0.069749 | 94.1556 | 107.6206 | 101.6881 | 127.5371 | 114.6126 | 0.036552 | 0.037331 | 0.035607 | 0.035834 | 2039 |  | - | - | - | - | - | - | - | - | - | - | - | - | - | - | - | - | - | - | 0.00026038 | 0.00026038 | 2039 |  | - | - | - | - | - | - | - | - | - | - | - | - | - | - | - | - | - | - | 2039 |  | 94 | - | - | - | - | - | - | - | -
2040 |  | 0.068886 | 0.05807 | 0.072568 | 0.059231 | 0.0035011 | 0.084433 | 0.071816 | 0.088727 | 0.073171 | 95.7253 | 109.3433 | 103.3834 | 129.5786 | 116.481 | 0.036157 | 0.036928 | 0.035223 | 0.035447 | 2040 |  | - | - | - | - | - | - | - | - | - | - | - | - | - | - | - | - | - | - | 0.00026038 | 0.00026038 | 2040 |  | - | - | - | - | - | - | - | - | - | - | - | - | - | - | - | - | - | - | 2040 |  | 94 | - | - | - | - | - | - | - | -
2041 |  | 0.070156 | 0.05845 | 0.076358 | 0.061861 | 0.0039721 | 0.086463 | 0.072809 | 0.093696 | 0.076788 | 97.3212 | 111.0936 | 105.1069 | 131.6528 | 118.3799 | 0.035768 | 0.03653 | 0.034844 | 0.035065 | 2041 |  | - | - | - | - | - | - | - | - | - | - | - | - | - | - | - | - | - | - | 0.00026038 | 0.00026038 | 2041 |  | - | - | - | - | - | - | - | - | - | - | - | - | - | - | - | - | - | - | 2041 |  | 94 | - | - | - | - | - | - | - | -
2042 |  | 0.071449 | 0.058833 | 0.080345 | 0.064608 | 0.0045063 | 0.088595 | 0.073879 | 0.098971 | 0.080615 | 98.9437 | 112.8719 | 106.8592 | 133.7602 | 120.3097 | 0.035382 | 0.036136 | 0.034468 | 0.034687 | 2042 |  | - | - | - | - | - | - | - | - | - | - | - | - | - | - | - | - | - | - | 0.00026038 | 0.00026038 | 2042 |  | - | - | - | - | - | - | - | - | - | - | - | - | - | - | - | - | - | - | 2042 |  | 94 | - | - | - | - | - | - | - | -
2043 |  | 0.072767 | 0.059218 | 0.084541 | 0.067478 | 0.0051125 | 0.090838 | 0.075035 | 0.10457 | 0.084669 | 100.5932 | 114.6786 | 108.6407 | 135.9013 | 122.271 | 0.035001 | 0.035746 | 0.034096 | 0.034313 | 2043 |  | - | - | - | - | - | - | - | - | - | - | - | - | - | - | - | - | - | - | 0.00026038 | 0.00026038 | 2043 |  | - | - | - | - | - | - | - | - | - | - | - | - | - | - | - | - | - | - | 2043 |  | 94 | - | - | - | - | - | - | - | -
2044 |  | 0.074108 | 0.059606 | 0.088956 | 0.070474 | 0.0058001 | 0.093205 | 0.07629 | 0.11052 | 0.088966 | 102.2703 | 116.5143 | 110.4519 | 138.0767 | 124.2643 | 0.034623 | 0.035361 | 0.033729 | 0.033943 | 2044 |  | - | - | - | - | - | - | - | - | - | - | - | - | - | - | - | - | - | - | 0.00026038 | 0.00026038 | 2044 |  | - | - | - | - | - | - | - | - | - | - | - | - | - | - | - | - | - | - | 2044 |  | 94 | - | - | - | - | - | - | - | -
2045 |  | 0.075474 | 0.059996 | 0.093602 | 0.073604 | 0.0065803 | 0.095708 | 0.077655 | 0.11685 | 0.093527 | 103.9752 | 118.3794 | 112.2933 | 140.2869 | 126.2901 | 0.03425 | 0.03498 | 0.033365 | 0.033577 | 2045 |  | - | - | - | - | - | - | - | - | - | - | - | - | - | - | - | - | - | - | 0.00026038 | 0.00026038 | 2045 |  | - | - | - | - | - | - | - | - | - | - | - | - | - | - | - | - | - | - | 2045 |  | 94 | - | - | - | - | - | - | - | -
2046 |  | 0.076866 | 0.060389 | 0.09849 | 0.076872 | 0.0074654 | 0.098364 | 0.079146 | 0.12359 | 0.098372 | 105.7087 | 120.2743 | 114.1653 | 142.5325 | 128.3489 | 0.033881 | 0.034603 | 0.033005 | 0.033215 | 2046 |  | - | - | - | - | - | - | - | - | - | - | - | - | - | - | - | - | - | - | 0.00026038 | 0.00026038 | 2046 |  | - | - | - | - | - | - | - | - | - | - | - | - | - | - | - | - | - | - | 2046 |  | 94 | - | - | - | - | - | - | - | -
2047 |  | 0.078283 | 0.060785 | 0.10363 | 0.080286 | 0.0084695 | 0.10119 | 0.080778 | 0.13076 | 0.10352 | 107.471 | 122.1995 | 116.0686 | 144.8141 | 130.4414 | 0.033515 | 0.03423 | 0.032649 | 0.032857 | 2047 |  | - | - | - | - | - | - | - | - | - | - | - | - | - | - | - | - | - | - | 0.00026038 | 0.00026038 | 2047 |  | - | - | - | - | - | - | - | - | - | - | - | - | - | - | - | - | - | - | 2047 |  | 94 | - | - | - | - | - | - | - | -
2048 |  | 0.079726 | 0.061183 | 0.10905 | 0.083851 | 0.0096088 | 0.1042 | 0.082571 | 0.1384 | 0.10901 | 109.2627 | 124.1556 | 118.0037 | 147.1321 | 132.5679 | 0.033154 | 0.033861 | 0.032297 | 0.032503 | 2048 |  | - | - | - | - | - | - | - | - | - | - | - | - | - | - | - | - | - | - | 0.00026038 | 0.00026038 | 2048 |  | - | - | - | - | - | - | - | - | - | - | - | - | - | - | - | - | - | - | 2048 |  | 94 | - | - | - | - | - | - | - | -
2049 |  | 0.081196 | 0.061584 | 0.11474 | 0.087575 | 0.010901 | 0.10742 | 0.084546 | 0.14655 | 0.11486 | 111.0842 | 126.143 | 119.971 | 149.4873 | 134.7291 | 0.032797 | 0.033496 | 0.031949 | 0.032152 | 2049 |  | - | - | - | - | - | - | - | - | - | - | - | - | - | - | - | - | - | - | 0.00026038 | 0.00026038 | 2049 |  | - | - | - | - | - | - | - | - | - | - | - | - | - | - | - | - | - | - | 2049 |  | 94 | - | - | - | - | - | - | - | -
2050 |  | 0.082692 | 0.061987 | 0.12073 | 0.091464 | 0.012368 | 0.11088 | 0.086727 | 0.15525 | 0.12111 | 112.9362 | 128.1622 | 121.9711 | 151.8802 | 136.9256 | 0.032443 | 0.033134 | 0.031605 | 0.031806 | 2050 |  | - | - | - | - | - | - | - | - | - | - | - | - | - | - | - | - | - | - | 0.00026038 | 0.00026038 | 2050 |  | - | - | - | - | - | - | - | - | - | - | - | - | - | - | - | - | - | - | 2050 |  | 94 | - | - | - | - | - | - | - | -
Levelized Costs | [19 empty] | Levelized Costs | [21 empty] | Levelized Costs | [19 empty] | Levelized Costs
10 years (2018-2027) | 10 | 0.054126 | 0.050156 | 0.040706 | 0.034779 | 0.0048657 | 0.068808 | 0.064177 | 0.053154 | 0.046242 | 73.2875 | 26.3685 | 79.1506 | 31.2483 | 55.1995 | 0.043101 | 0.04402 | 0.041988 | 0.042254 | 10 years (2018-2027) | 10 | 0.0093635 | 0.0066799 | 0.0074504 | 0.005055 | 28.6574 | 77.3421 | 30.9499 | 91.6552 | 58.9208 | 0.0091499 | 0.0065365 | 0.007435 | 0.0050557 | 21.0027 | 71.3294 | 22.6829 | 84.5298 | 50.8787 | 0.0034731 | 0.0028162 | 10 years (2018-2027) | 10 | 0.035412 | 0.025275 | 0.026725 | 0.018262 | 90.5239 | 250.9336 | 97.7658 | 297.372 | 189.8414 | 0.034262 | 0.024496 | 0.026392 | 0.018066 | 66.6708 | 231.5024 | 72.0045 | 274.3448 | 164.3219 | 10 years (2018-2027) | 10 | 94 | 0.94128 | 8.3322 | 4.6367 | 0.48404 | 7.3288 | 3.9064 | 5.4083 | 4.5564
15 years (2018-2032) | 15 | 0.055994 | 0.051787 | 0.042995 | 0.036863 | 0.003764 | 0.069702 | 0.064795 | 0.054539 | 0.047388 | 76.9384 | 48.6228 | 83.0934 | 57.6211 | 70.3573 | 0.042236 | 0.043137 | 0.041145 | 0.041407 | 15 years (2018-2032) | 15 | 0.0064481 | 0.0046 | 0.0051306 | 0.0034811 | 19.7346 | 81.9195 | 21.3134 | 97.0797 | 56.6739 | 0.0064198 | 0.0045828 | 0.0052199 | 0.0035471 | 14.4633 | 96.1453 | 15.6204 | 113.9382 | 61.1026 | 0.0024726 | 0.0020202 | 15 years (2018-2032) | 15 | 0.024386 | 0.017405 | 0.018404 | 0.012576 | 62.3385 | 265.9484 | 67.3256 | 315.1655 | 183.0556 | 0.024009 | 0.017155 | 0.018505 | 0.012662 | 45.9123 | 312.2613 | 49.5853 | 370.0491 | 197.8762 | 15 years (2018-2032) | 15 | 94 | 0.64821 | 6.6041 | 3.6262 | 0.33333 | 6.4441 | 3.3887 | 4.2296 | 3.9526
30 years (2018-2047) | 30 | 0.06176 | 0.054392 | 0.056481 | 0.046763 | 0.0038506 | 0.076528 | 0.067935 | 0.070371 | 0.059036 | 85.1465 | 75.723 | 91.9583 | 89.7365 | 90.8474 | 0.03956 | 0.040403 | 0.038538 | 0.038783 | 30 years (2018-2047) | 30 | 0.0035456 | 0.0025294 | 0.0028212 | 0.0019141 | 10.8515 | 45.045 | 11.7196 | 53.3811 | 31.1632 | 0.00353 | 0.0025199 | 0.0028703 | 0.0019505 | 7.9529 | 53.1361 | 8.5892 | 62.9696 | 33.7474 | 0.0014768 | 0.0012281 | 30 years (2018-2047) | 30 | 0.013409 | 0.0095707 | 0.01012 | 0.0069153 | 34.278 | 146.2368 | 37.0203 | 173.2998 | 100.6567 | 0.013202 | 0.009433 | 0.010175 | 0.0069624 | 25.2457 | 172.5764 | 27.2654 | 204.5138 | 109.2902 | 30 years (2018-2047) | 30 | 94 | 0.35643 | 3.6314 | 1.9939 | 0.18329 | 3.5494 | 1.8663 | 2.3257 | 2.1769
NOTES: |  | All Avoided Costs are in 2018 Dollars | [17 empty] | NOTES: |  | All Avoided Costs are in 2018 Dollars | [19 empty] | NOTES: |  | All Avoided Costs are in 2018 Dollars | [17 empty] | NOTES: |  | All Avoided Costs are in 2018 Dollars
|  | ISO New England periods: Summer is June through September, Winter is all other months. Peak hours are: Monday through Friday 7 AM - 11 PM; Off-Peak Hours are all other hours | [19 empty] | ISO New England periods: Summer is June through September, Winter is all other months. Peak hours are: Monday through Friday 7 AM - 11 PM; Off-Peak Hours are all other hours | [21 empty] | ISO New England periods: Summer is June through September, Winter is all other months. Peak hours are: Monday through Friday 7 AM - 11 PM; Off-Peak Hours are all other hours | [19 empty] | ISO New England periods: Summer is June through September, Winter is all other months. Peak hours are: Monday through Friday 7 AM - 11 PM; Off-Peak Hours are all other hours
1 |  | Avoided retail cost of electric energy = (wholesale energy avoided cost + REC cost to load) * (Wholesale Risk Premium) * (1 + Distribution Losses), e.g., f = (a + e) * (1 + 8.0%) * (1 + 8.0%) | [17 empty] | 1 |  | Avoided retail cost of electric energy = (wholesale energy avoided cost + REC cost to load) * (Wholesale Risk Premium) * (1 + Distribution Losses), e.g., f = (a + e) * (1 + 8.0%) * (1 + 8.0%) | [19 empty] | 1 |  | Avoided retail cost of electric energy = (wholesale energy avoided cost + REC cost to load) * (Wholesale Risk Premium) * (1 + Distribution Losses), e.g., f = (a + e) * (1 + 8.0%) * (1 + 8.0%) | [17 empty] | 1 |  | Avoided retail cost of electric energy = (wholesale energy avoided cost + REC cost to load) * (Wholesale Risk Premium) * (1 + Distribution Losses), e.g., f = (a + e) * (1 + 8.0%) * (1 + 8.0%)
2 |  | Uncleared capacity value includes reserve margin and uncleared load forecast effect | [17 empty] | 2 |  | Uncleared capacity value includes reserve margin and uncleared load forecast effect | [19 empty] | 2 |  | Uncleared capacity value includes reserve margin and uncleared load forecast effect | [17 empty] | 2 |  | Uncleared capacity value includes reserve margin and uncleared load forecast effect
3 |  | Value of avoided capacity costs and capacity DRIPE each year is function of quantity of kW reduction in year, PA bidding strategy that reduction into applicable FCAs, reserve margin, and the uncleared load forecast effect. | [17 empty] | 3 |  | Value of avoided capacity costs and capacity DRIPE each year is function of quantity of kW reduction in year, PA bidding strategy that reduction into applicable FCAs, reserve margin, and the uncleared load forecast effect. | [19 empty] | 3 |  | Value of avoided capacity costs and capacity DRIPE each year is function of quantity of kW reduction in year, PA bidding strategy that reduction into applicable FCAs, reserve margin, and the uncleared load forecast effect. | [17 empty] | 3 |  | Value of avoided capacity costs and capacity DRIPE each year is function of quantity of kW reduction in year, PA bidding strategy that reduction into applicable FCAs, reserve margin, and the uncleared load forecast effect.
4 |  | Proceeds from selling into the FCM also include the ISO New England loss factor of 8.0% | [17 empty] | 4 |  | Proceeds from selling into the FCM also include the ISO New England loss factor of 8.0% | [19 empty] | 4 |  | Proceeds from selling into the FCM also include the ISO New England loss factor of 8.0% | [17 empty] | 4 |  | Proceeds from selling into the FCM also include the ISO New England loss factor of 8.0%
5 |  | Assumes PTF loss factor of 1.6%, ISO New England loss factor of 8.0%, and Wholesale Risk Premium of 8.0% | [17 empty] | 5 |  | Assumes PTF loss factor of 1.6%, ISO New England loss factor of 8.0%, and Wholesale Risk Premium of 8.0% | [19 empty] | 5 |  | Assumes PTF loss factor of 1.6%, ISO New England loss factor of 8.0%, and Wholesale Risk Premium of 8.0% | [17 empty] | 5 |  | Assumes PTF loss factor of 1.6%, ISO New England loss factor of 8.0%, and Wholesale Risk Premium of 8.0%
6 |  | Assumes bid percentage of 50.0% | [17 empty] | 6 |  | Assumes bid percentage of 50.0% | [19 empty] | 6 |  | Assumes bid percentage of 50.0% | [17 empty] | 6 |  | Assumes bid percentage of 50.0%
7 |  | Cross DRIPE = Electric-Gas cross DRIPE + Electric-Gas-Electric cross DRIPE | [17 empty] | 7 |  | Cross DRIPE = Electric-Gas cross DRIPE + Electric-Gas-Electric cross DRIPE | [19 empty] | 7 |  | Cross DRIPE = Electric-Gas cross DRIPE + Electric-Gas-Electric cross DRIPE | [17 empty] | 7 |  | Cross DRIPE = Electric-Gas cross DRIPE + Electric-Gas-Electric cross DRIPE
8 |  | Assumes VOLL of $25.00/kWh | [17 empty] | 8 |  | Assumes VOLL of $25.00/kWh | [19 empty] | 8 |  | Assumes VOLL of $25.00/kWh | [17 empty] | 8 |  | Assumes VOLL of $25.00/kWh
9 |  | Assumes $100/ton CO2 price; NOX prices not included | [17 empty] | 9 |  | Assumes $100/ton CO2 price; NOX prices not included | [19 empty] | 9 |  | Assumes $100/ton CO2 price; NOX prices not included | [17 empty] | 9 |  | Assumes $100/ton CO2 price; NOX prices not included

## OTCT
AESC 2018 Results: Avoided Cost of Electricity (2018 $) | [18 empty] | Page One of Four | AESC 2018 Results: Avoided Cost of Electricity (2018 $) | [20 empty] | Page Two of Four | AESC 2018 Results: Avoided Cost of Electricity (2018 $) | [18 empty] | Page Three of Four | AESC 2018 Results: Avoided Cost of Electricity (2018 $) | [10 empty] | Page Four of Four
Zone: |  | OTCT | [17 empty] | Zone: |  | OTCT | [19 empty] | Zone: |  | OTCT | [17 empty] | Zone: |  | OTCT
|  | Wholesale Cost of Electric Energy |  |  |  | Wholesale REC Costs | Retail Cost of Electric Energy1 |  |  |  | Wholesale Capacity Values |  | Retail Cost of Electric Capacity3 |  |  | Wholesale Non-Embedded Costs | [5 empty] | Intrastate | [17 empty] | Wholesale Cross-DRIPE7 |  |  |  | Rest-of-Pool | [19 empty] | Transmission & Distribution (T&D) Cost | Wholesale Reliability Value8 | [5 empty] | Retail Reliability Value
[22 empty] | DRIPE: 2018 vintage measures | [8 empty] | DRIPE: 2019 vintage measures | [12 empty] | DRIPE: 2018 vintage measures | [8 empty] | DRIPE: 2019 vintage measures | [11 empty] | Reliability: 2018 vintage measures |  |  | Reliability: 2019 vintage measures |  |  | 2018 vintage | 2019 vintage
[22 empty] | Wholesale Energy DRIPE |  |  |  | Wholesale Capacity DRIPE |  | Retail Capacity DRIPE3 |  |  | Wholesale Energy DRIPE |  |  |  | Wholesale Capacity DRIPE2 |  | Retail Capacity DRIPE3 | [6 empty] | Wholesale Energy DRIPE |  |  |  | Wholesale Capacity DRIPE2 |  | Retail Capacity DRIPE3 |  |  | Wholesale Energy DRIPE |  |  |  | Wholesale Capacity DRIPE2 |  | Retail Capacity DRIPE3
|  | Winter Peak | Winter Off-Peak | Summer Peak | Summer Off-Peak |  | Winter Peak | Winter Off-Peak | Summer Peak | Summer Off-Peak | Cleared (FCA Price) | Uncleared2 | Cleared4 | Uncleared5 | Weighted Avg6 | Winter Peak | Winter Off-Peak | Summer Peak | Summer Off-Peak |  |  | Winter Peak | Winter Off-Peak | Summer Peak | Summer Off-Peak | Cleared | Uncleared2 | Cleared4 | Uncleared5 | Weighted Avg6 | Winter Peak | Winter Off-Peak | Summer Peak | Summer Off-Peak | Cleared | Uncleared2 | Cleared4 | Uncleared5 | Weighted Avg6 | 2018 Installation Year | 2019 Installation Year |  |  | Winter Peak | Winter Off-Peak | Summer Peak | Summer Off-Peak | Cleared | Uncleared2 | Cleared4 | Uncleared5 | Weighted Avg6 | Winter Peak | Winter Off-Peak | Summer Peak | Summer Off-Peak | Cleared | Uncleared2 | Cleared4 | Uncleared5 | Weighted Avg6 |  |  |  | Cleared | Uncleared | Weighted Avg5 | Cleared | Uncleared | Weighted Avg5 | Weighted Avg5 | Weighted Avg5
Units: |  | $/kWh | $/kWh | $/kWh | $/kWh | $/kWh | $/kWh | $/kWh | $/kWh | $/kWh | $/kW-yr | $/kW-yr | $/kW-yr | $/kW-yr | $/kW-yr | $/kWh | $/kWh | $/kWh | $/kWh | Units: |  | $/kWh | $/kWh | $/kWh | $/kWh | $/kW-yr | $/kW-yr | $/kW-yr | $/kW-yr | $/kW-yr | $/kWh | $/kWh | $/kWh | $/kWh | $/kW-yr | $/kW-yr | $/kW-yr | $/kW-yr | $/kW-yr | $/kWh | $/kWh | Units: |  | $/kWh | $/kWh | $/kWh | $/kWh | $/kW-yr | $/kW-yr | $/kW-yr | $/kW-yr | $/kW-yr | $/kWh | $/kWh | $/kWh | $/kWh | $/kW-yr | $/kW-yr | $/kW-yr | $/kW-yr | $/kW-yr | Units: |  | $/kW-yr | $/kW-yr | $/kW-yr | $/kW-yr | $/kW-yr | $/kW-yr | $/kW-yr | $/kW-yr | $/kW-yr
Period: |  | a | b | c | d | e | f =(a+e)*(1+WRP)*(1+DL) | g =(b+e)*(1+WRP)*(1+DL) | h =(c+e)*(1+WRP)*(1+DL) | i =(d+e)*(1+WRP)*(1+DL) | j | k | l=j*(1+DL) | m=k*(1+PTF Loss)*(1+WRP)*(1+DL) | n = (l*%Bid)+m*(1-%Bid) | o | p | q | r | Period: |  | s | t | u | v | w | x | y=w*(1+DL) | z=x*(1+PTF Loss)*(1+WRP)*(1+DL) | aa = (y*%Bid)+z*(1-%Bid) | bb | cc | dd | ee | ff | gg | hh=ff*(1+DL) | ii=gg*(1+PTF Loss)*(1+WRP)*(1+DL) | jj = (hh*%Bid)+ii*(1-%Bid) | kk | ll | Period: |  | mm | nn | oo | pp | qq | rr | ss=qq*(1+DL) | tt=rr*(1+PTF Loss)*(1+WRP)*(1+DL) | uu = (ss*%Bid)+tt*(1-%Bid) | vv | ww | xx | yy | zz | aaa | bbb=zz*(1+DL) | ccc=aaa*(1+PTF Loss)*(1+WRP)*(1+DL) | ddd = (bbb*%Bid)+ccc*(1-%Bid) | Period: |  | eee | fff | ggg | hhh = (fff*%Bid)+ggg*(1-%Bid) | iii | jjj | kkk = (iii*%Bid)+jjj*(1-%Bid) | lll = hhh*(1+WRP)*(1+DL) | mmm = kkk*(1+WRP)*(1+DL)
2018 |  | 0.047895 | 0.043838 | 0.031836 | 0.025817 | 0.0052911 | 0.062036 | 0.057304 | 0.043305 | 0.036285 | 104.4975 | 0 | 112.8573 | 0 | 56.4286 | 0.045904 | 0.046882 | 0.044718 | 0.045002 | 2018 |  | 0.0080489 | 0.0056817 | 0.0056793 | 0.0036899 | 117.5709 | - | 126.9766 | - | 63.4883 | - | - | - | - | - | - | - | - | - | 0.0032044 | 0 | 2018 |  | 0.030659 | 0.021723 | 0.020639 | 0.013556 | 369.3772 | - | 398.9273 | - | 199.4637 | - | - | - | - | - | - | - | - | - | 2018 |  | 94 | 5.325 | 16.644 | 10.9845 | - | - | - | 12.8123 | -
2019 |  | 0.048713 | 0.045302 | 0.031751 | 0.028406 | 0.010904 | 0.069537 | 0.065559 | 0.049753 | 0.045851 | 100.01 | 0 | 108.0108 | 0 | 54.0054 | 0.044647 | 0.045598 | 0.043493 | 0.04377 | 2019 |  | 0.012424 | 0.0087836 | 0.0086067 | 0.0062029 | 61.0841 | - | 65.9709 | - | 32.9854 | 0.0080147 | 0.0056663 | 0.0055521 | 0.0040015 | 73.5953 | - | 79.483 | - | 39.7415 | 0.0050177 | 0.0031361 | 2019 |  | 0.04796 | 0.033734 | 0.031489 | 0.022847 | 193.9221 | - | 209.4358 | - | 104.7179 | 0.030939 | 0.021761 | 0.020314 | 0.014738 | 233.6411 | - | 252.3323 | - | 126.1662 | 2019 |  | 94 | 2.15 | 12.6689 | 7.4094 | 2.6 | 12.6689 | 7.6344 | 8.6424 | 8.9048
2020 |  | 0.052042 | 0.048894 | 0.037573 | 0.032737 | 0.0085221 | 0.070642 | 0.066971 | 0.053765 | 0.048124 | 73.85 | 0 | 79.758 | 0 | 39.879 | 0.043441 | 0.044366 | 0.042318 | 0.042587 | 2020 |  | 0.01417 | 0.01032 | 0.010853 | 0.0075509 | 74.5287 | - | 80.491 | - | 40.2455 | 0.013121 | 0.0095567 | 0.01005 | 0.0069921 | 92.3266 | - | 99.7127 | - | 49.8564 | 0.0055131 | 0.0048895 | 2020 |  | 0.054937 | 0.039901 | 0.04 | 0.027836 | 235.8157 | - | 254.6809 | - | 127.3405 | 0.050871 | 0.036948 | 0.037039 | 0.025776 | 292.1299 | - | 315.5003 | - | 157.7501 | 2020 |  | 94 | 0.925 | 4.6398 | 2.7824 | 1.15 | 4.6398 | 2.8949 | 3.2454 | 3.3766
2021 |  | 0.054362 | 0.05072 | 0.045418 | 0.037831 | 0.0062132 | 0.070654 | 0.066407 | 0.060223 | 0.051373 | 59.93 | 0 | 64.7244 | 0 | 32.3622 | 0.043207 | 0.044128 | 0.042091 | 0.042358 | 2021 |  | 0.01462 | 0.01061 | 0.013022 | 0.00869 | 12.3532 | - | 13.3415 | - | 6.6707 | 0.014388 | 0.010442 | 0.012815 | 0.0085524 | 16.5533 | - | 17.8776 | - | 8.9388 | 0.0055572 | 0.0050139 | 2021 |  | 0.057826 | 0.041843 | 0.048624 | 0.032878 | 39.3459 | - | 42.4936 | - | 21.2468 | 0.05691 | 0.041181 | 0.047853 | 0.032357 | 52.7235 | - | 56.9414 | - | 28.4707 | 2021 |  | 94 | 0.275 | 7.7651 | 4.02 | 0.35 | 7.7651 | 4.0575 | 4.689 | 4.7327
2022 |  | 0.053952 | 0.049011 | 0.044566 | 0.035918 | 0.0033951 | 0.06689 | 0.061127 | 0.055941 | 0.045854 | 57.58 | 0 | 62.1864 | 0 | 31.0932 | 0.042985 | 0.043901 | 0.041874 | 0.04214 | 2022 |  | 0.013061 | 0.0091246 | 0.011517 | 0.0073575 | 8.2186 | - | 8.876 | - | 4.438 | 0.014389 | 0.010052 | 0.012688 | 0.0081056 | 12.4524 | - | 13.4485 | - | 6.7243 | 0.0050167 | 0.0050167 | 2022 |  | 0.051709 | 0.036222 | 0.043166 | 0.027784 | 26.3439 | - | 28.4514 | - | 14.2257 | 0.056967 | 0.039905 | 0.047555 | 0.030609 | 39.915 | - | 43.1082 | - | 21.5541 | 2022 |  | 94 | 0.175 | 7.965 | 4.07 | 0.275 | 7.965 | 4.12 | 4.7472 | 4.8056
2023 |  | 0.055279 | 0.049 | 0.041668 | 0.032715 | 0.003762 | 0.068865 | 0.061541 | 0.052989 | 0.042546 | 58.78 | 20.7905 | 63.4824 | 24.638 | 44.0602 | 0.042773 | 0.043685 | 0.041668 | 0.041933 | 2023 |  | 0.010724 | 0.0072334 | 0.008617 | 0.0053888 | - | 7.8508 | - | 9.3037 | 4.6518 | 0.013477 | 0.0090905 | 0.010829 | 0.0067724 | 8.2403 | - | 8.8995 | - | 4.4498 | 0.003676 | 0.003676 | 2023 |  | 0.037898 | 0.025827 | 0.028782 | 0.018247 | - | 25.2982 | - | 29.9799 | 14.99 | 0.047628 | 0.032458 | 0.036172 | 0.022932 | 26.5534 | - | 28.6777 | - | 14.3388 | 2023 |  | 94 | 0.1 | 5.8757 | 2.9878 | 0.2 | 8.1056 | 4.1528 | 3.485 | 4.8438
2024 |  | 0.058823 | 0.055222 | 0.041053 | 0.037444 | 0.0033757 | 0.072549 | 0.068348 | 0.051821 | 0.047612 | 61.24 | 36.0397 | 66.1392 | 42.7093 | 54.4243 | 0.042404 | 0.043308 | 0.041309 | 0.041571 | 2024 |  | 0.0086395 | 0.0063273 | 0.0063333 | 0.004681 | - | 13.641 | - | 16.1655 | 8.0827 | 0.01115 | 0.008166 | 0.0081737 | 0.0060412 | - | 7.9177 | - | 9.383 | 4.6915 | 0.0023865 | 0.0023865 | 2024 |  | 0.030625 | 0.022506 | 0.021344 | 0.015849 | - | 44.2197 | - | 52.4031 | 26.2015 | 0.039524 | 0.029046 | 0.027546 | 0.020455 | - | 25.6665 | - | 30.4164 | 15.2082 | 2024 |  | 94 | - | 4.636 | 2.318 | 0.1 | 6.2407 | 3.1703 | 2.7037 | 3.6979
2025 |  | 0.055569 | 0.052537 | 0.043107 | 0.038594 | 0.0025599 | 0.067802 | 0.064265 | 0.053265 | 0.048001 | 65.65 | 53.9052 | 70.902 | 63.881 | 67.3915 | 0.042052 | 0.042948 | 0.040966 | 0.041226 | 2025 |  | 0.0058121 | 0.0042819 | 0.0047765 | 0.0034583 | - | 224.5172 | - | 266.0669 | 133.0334 | 0.0080006 | 0.0058942 | 0.0065751 | 0.0047605 | - | 176.0805 | - | 208.6663 | 104.3332 | 0.0018203 | 0.0018203 | 2025 |  | 0.020391 | 0.015033 | 0.015915 | 0.0116 | - | 725.7299 | - | 860.0352 | 430.0176 | 0.028069 | 0.020694 | 0.021907 | 0.015967 | - | 569.1629 | - | 674.4935 | 337.2468 | 2025 |  | 94 | - | 8.277 | 4.1385 | - | 8.9778 | 4.4889 | 4.8271 | 5.2359
2026 |  | 0.055534 | 0.052063 | 0.046797 | 0.040989 | 0.0021178 | 0.067246 | 0.063196 | 0.057054 | 0.050279 | 71.16 | 74.8674 | 76.8528 | 88.7226 | 82.7877 | 0.041716 | 0.042605 | 0.040638 | 0.040897 | 2026 |  | 0.0030518 | 0.0022069 | 0.002746 | 0.0019177 | - | 264.0072 | - | 312.865 | 156.4325 | 0.0056546 | 0.0040892 | 0.0050881 | 0.0035534 | - | 238.7749 | - | 282.9632 | 141.4816 | 0.0012736 | 0.0012736 | 2026 |  | 0.010666 | 0.0076945 | 0.0090124 | 0.0063071 | - | 858.069 | - | 1016.8653 | 508.4327 | 0.019763 | 0.014257 | 0.016699 | 0.011687 | - | 776.0598 | - | 919.6793 | 459.8396 | 2026 |  | 94 | - | 7.6259 | 3.813 | - | 9.0239 | 4.512 | 4.4475 | 5.2628
2027 |  | 0.06036 | 0.056441 | 0.044719 | 0.038883 | 0.0016333 | 0.072309 | 0.067738 | 0.054065 | 0.047258 | 76.85 | 89.5302 | 82.998 | 106.0989 | 94.5485 | 0.041409 | 0.042291 | 0.040339 | 0.040595 | 2027 |  | 0.0018796 | 0.0013752 | 0.0014886 | 0.0010337 | - | 258.548 | - | 306.3955 | 153.1978 | 0.0031709 | 0.0023199 | 0.0025111 | 0.0017438 | - | 278.0055 | - | 329.4539 | 164.7269 | 0.0007532 | 0.0007532 | 2027 |  | 0.0065402 | 0.004795 | 0.0049 | 0.0034324 | - | 840.3256 | - | 995.8383 | 497.9192 | 0.011033 | 0.0080889 | 0.008266 | 0.0057903 | - | 903.5659 | - | 1070.782 | 535.391 | 2027 |  | 94 | - | 6.4062 | 3.2031 | - | 8.3519 | 4.176 | 3.7361 | 4.8709
2028 |  | 0.062106 | 0.05491 | 0.048903 | 0.039889 | 0.0014095 | 0.074085 | 0.065691 | 0.058685 | 0.048171 | 82.49 | 94.781 | 89.0892 | 112.3214 | 100.7053 | 0.041116 | 0.041992 | 0.040054 | 0.040308 | 2028 |  | - | - | - | - | - | 198.0477 | - | 234.6988 | 117.3494 | 0.0018578 | 0.0012741 | 0.0015623 | 0.0010261 | - | 273.0873 | - | 323.6255 | 161.8128 | 0.00025796 | 0.00025796 | 2028 |  | 0 | 0 | 0 | 0 | - | 643.6891 | - | 762.8118 | 381.4059 | 0.0064841 | 0.0044746 | 0.0051639 | 0.0034515 | - | 887.5809 | - | 1051.8388 | 525.9194 | 2028 |  | 94 | - | 6.5389 | 3.2695 | - | 9.0249 | 4.5125 | 3.8135 | 5.2634
2029 |  | 0.063911 | 0.058607 | 0.047947 | 0.040592 | 0.0012818 | 0.076041 | 0.069854 | 0.05742 | 0.048841 | 88.13 | 100.997 | 95.1804 | 119.6877 | 107.4341 | 0.040838 | 0.041708 | 0.039783 | 0.040035 | 2029 |  | - | - | - | - | - | 130.2411 | - | 154.3438 | 77.1719 | - | - | - | - | - | 210.5059 | - | 249.4626 | 124.7313 | 0.00025933 | 0.00025933 | 2029 |  | 0 | 0 | 0 | 0 | - | 423.3059 | - | 501.6439 | 250.822 | - | - | - | - | - | 684.1805 | - | 810.7966 | 405.3983 | 2029 |  | 94 | - | 4.2747 | 2.1374 | - | 6.9484 | 3.4742 | 2.493 | 4.0523
2030 |  | 0.058866 | 0.055588 | 0.050577 | 0.046211 | 0.001173 | 0.07003 | 0.066206 | 0.060361 | 0.055269 | 83.9 | 97.7435 | 90.612 | 115.8321 | 103.2221 | 0.040339 | 0.041199 | 0.039297 | 0.039546 | 2030 |  | - | - | - | - | - | 63.4005 | - | 75.1335 | 37.5668 | - | - | - | - | - | 116.0094 | - | 137.4783 | 68.7392 | 0.00026038 | 0.00026038 | 2030 |  | - | - | - | - | - | 206.0625 | - | 244.1969 | 122.0984 | - | - | - | - | - | 377.0505 | - | 446.8283 | 223.4142 | 2030 |  | 94 | - | 1.6042 | 0.80211 | - | 2.8555 | 1.4278 | 0.93558 | 1.6653
2031 |  | 0.058443 | 0.054778 | 0.04589 | 0.040057 | 0.0011245 | 0.069479 | 0.065205 | 0.054837 | 0.048034 | 82.49 | 94.781 | 89.0892 | 112.3214 | 100.7053 | 0.039863 | 0.040712 | 0.038833 | 0.03908 | 2031 |  | - | - | - | - | - | 29.6186 | - | 35.0999 | 17.55 | - | - | - | - | - | 66.9658 | - | 79.3586 | 39.6793 | 0.00026038 | 0.00026038 | 2031 |  | - | - | - | - | - | 96.2657 | - | 114.0809 | 57.0404 | - | - | - | - | - | 217.6503 | - | 257.9292 | 128.9646 | 2031 |  | 94 | - | 1.0095 | 0.50473 | - | 2.26 | 1.13 | 0.58872 | 1.318
2032 |  | 0.05707 | 0.053075 | 0.046826 | 0.040604 | 0.001653 | 0.068495 | 0.063835 | 0.056546 | 0.049288 | 88.13 | 100.997 | 95.1804 | 119.6877 | 107.4341 | 0.039409 | 0.040249 | 0.038391 | 0.038635 | 2032 |  | - | - | - | - | - | 8.5818 | - | 10.1699 | 5.085 | - | - | - | - | - | 31.4818 | - | 37.3079 | 18.654 | 0.00026038 | 0.00026038 | 2032 |  | - | - | - | - | - | 27.8923 | - | 33.0541 | 16.527 | - | - | - | - | - | 102.3213 | - | 121.2571 | 60.6286 | 2032 |  | 94 | - | 0.27217 | 0.13609 | - | 1.0727 | 0.53634 | 0.15873 | 0.62559
2033 |  | 0.061745 | 0.054282 | 0.047554 | 0.038878 | 0.0017202 | 0.074026 | 0.065321 | 0.057474 | 0.047354 | 83.9 | 97.7435 | 90.612 | 115.8321 | 103.2221 | 0.038976 | 0.039806 | 0.037969 | 0.03821 | 2033 |  | - | - | - | - | - | - | - | - | - | - | - | - | - | - | 7.644 | - | 9.0586 | 4.5293 | 0.00026038 | 0.00026038 | 2033 |  | - | - | - | - | - | - | - | - | - | - | - | - | - | - | 24.8444 | - | 29.4422 | 14.7211 | 2033 |  | 94 | - | - | - | - | 0.18181 | 0.090906 | - | 0.10603
2034 |  | 0.060822 | 0.051224 | 0.050533 | 0.039743 | 0.0017901 | 0.073031 | 0.061835 | 0.06103 | 0.048444 | 82.49 | 94.781 | 89.0892 | 112.3214 | 100.7053 | 0.038564 | 0.039385 | 0.037567 | 0.037806 | 2034 |  | - | - | - | - | - | - | - | - | - | - | - | - | - | - | - | - | - | - | 0.00026038 | 0.00026038 | 2034 |  | - | - | - | - | - | - | - | - | - | - | - | - | - | - | - | - | - | - | 2034 |  | 94 | - | - | - | - | - | - | - | -
2035 |  | 0.062863 | 0.056217 | 0.056245 | 0.047661 | 0.0018628 | 0.075496 | 0.067744 | 0.067777 | 0.057764 | 88.13 | 100.997 | 95.1804 | 119.6877 | 107.4341 | 0.038171 | 0.038985 | 0.037185 | 0.037421 | 2035 |  | - | - | - | - | - | - | - | - | - | - | - | - | - | - | - | - | - | - | 0.00026038 | 0.00026038 | 2035 |  | - | - | - | - | - | - | - | - | - | - | - | - | - | - | - | - | - | - | 2035 |  | 94 | - | - | - | - | - | - | - | -
2036 |  | 0.064019 | 0.056583 | 0.05918 | 0.049777 | 0.0021134 | 0.077137 | 0.068463 | 0.071492 | 0.060525 | 89.5993 | 102.6137 | 96.7672 | 121.6036 | 109.1854 | 0.03776 | 0.038564 | 0.036784 | 0.037018 | 2036 |  | - | - | - | - | - | - | - | - | - | - | - | - | - | - | - | - | - | - | 0.00026038 | 0.00026038 | 2036 |  | - | - | - | - | - | - | - | - | - | - | - | - | - | - | - | - | - | - | 2036 |  | 94 | - | - | - | - | - | - | - | -
2037 |  | 0.065196 | 0.056951 | 0.062268 | 0.051988 | 0.0023976 | 0.078842 | 0.069224 | 0.075426 | 0.063436 | 91.093 | 104.2562 | 98.3804 | 123.5501 | 110.9653 | 0.037353 | 0.038149 | 0.036388 | 0.036619 | 2037 |  | - | - | - | - | - | - | - | - | - | - | - | - | - | - | - | - | - | - | 0.00026038 | 0.00026038 | 2037 |  | - | - | - | - | - | - | - | - | - | - | - | - | - | - | - | - | - | - | 2037 |  | 94 | - | - | - | - | - | - | - | -
2038 |  | 0.066396 | 0.057321 | 0.065517 | 0.054297 | 0.0027201 | 0.080617 | 0.070032 | 0.079592 | 0.066505 | 92.6116 | 105.9251 | 100.0206 | 125.5278 | 112.7742 | 0.03695 | 0.037737 | 0.035995 | 0.036224 | 2038 |  | - | - | - | - | - | - | - | - | - | - | - | - | - | - | - | - | - | - | 0.00026038 | 0.00026038 | 2038 |  | - | - | - | - | - | - | - | - | - | - | - | - | - | - | - | - | - | - | 2038 |  | 94 | - | - | - | - | - | - | - | -
2039 |  | 0.067617 | 0.057694 | 0.068936 | 0.056708 | 0.003086 | 0.082468 | 0.070893 | 0.084007 | 0.069744 | 94.1556 | 107.6206 | 101.6881 | 127.5371 | 114.6126 | 0.036552 | 0.037331 | 0.035607 | 0.035834 | 2039 |  | - | - | - | - | - | - | - | - | - | - | - | - | - | - | - | - | - | - | 0.00026038 | 0.00026038 | 2039 |  | - | - | - | - | - | - | - | - | - | - | - | - | - | - | - | - | - | - | 2039 |  | 94 | - | - | - | - | - | - | - | -
2040 |  | 0.068861 | 0.058069 | 0.072534 | 0.059227 | 0.0035011 | 0.084403 | 0.071815 | 0.088687 | 0.073166 | 95.7253 | 109.3433 | 103.3834 | 129.5786 | 116.481 | 0.036157 | 0.036928 | 0.035223 | 0.035447 | 2040 |  | - | - | - | - | - | - | - | - | - | - | - | - | - | - | - | - | - | - | 0.00026038 | 0.00026038 | 2040 |  | - | - | - | - | - | - | - | - | - | - | - | - | - | - | - | - | - | - | 2040 |  | 94 | - | - | - | - | - | - | - | -
2041 |  | 0.070127 | 0.058446 | 0.076319 | 0.061857 | 0.0039721 | 0.08643 | 0.072805 | 0.093651 | 0.076783 | 97.3212 | 111.0936 | 105.1069 | 131.6528 | 118.3799 | 0.035768 | 0.03653 | 0.034844 | 0.035065 | 2041 |  | - | - | - | - | - | - | - | - | - | - | - | - | - | - | - | - | - | - | 0.00026038 | 0.00026038 | 2041 |  | - | - | - | - | - | - | - | - | - | - | - | - | - | - | - | - | - | - | 2041 |  | 94 | - | - | - | - | - | - | - | -
2042 |  | 0.071417 | 0.058826 | 0.080301 | 0.064604 | 0.0045063 | 0.088557 | 0.073871 | 0.09892 | 0.08061 | 98.9437 | 112.8719 | 106.8592 | 133.7602 | 120.3097 | 0.035382 | 0.036136 | 0.034468 | 0.034687 | 2042 |  | - | - | - | - | - | - | - | - | - | - | - | - | - | - | - | - | - | - | 0.00026038 | 0.00026038 | 2042 |  | - | - | - | - | - | - | - | - | - | - | - | - | - | - | - | - | - | - | 2042 |  | 94 | - | - | - | - | - | - | - | -
2043 |  | 0.072731 | 0.059209 | 0.084492 | 0.067473 | 0.0051125 | 0.090797 | 0.075025 | 0.10451 | 0.084664 | 100.5932 | 114.6786 | 108.6407 | 135.9013 | 122.271 | 0.035001 | 0.035746 | 0.034096 | 0.034313 | 2043 |  | - | - | - | - | - | - | - | - | - | - | - | - | - | - | - | - | - | - | 0.00026038 | 0.00026038 | 2043 |  | - | - | - | - | - | - | - | - | - | - | - | - | - | - | - | - | - | - | 2043 |  | 94 | - | - | - | - | - | - | - | -
2044 |  | 0.074069 | 0.059594 | 0.088901 | 0.07047 | 0.0058001 | 0.093159 | 0.076276 | 0.11046 | 0.088961 | 102.2703 | 116.5143 | 110.4519 | 138.0767 | 124.2643 | 0.034623 | 0.035361 | 0.033729 | 0.033943 | 2044 |  | - | - | - | - | - | - | - | - | - | - | - | - | - | - | - | - | - | - | 0.00026038 | 0.00026038 | 2044 |  | - | - | - | - | - | - | - | - | - | - | - | - | - | - | - | - | - | - | 2044 |  | 94 | - | - | - | - | - | - | - | -
2045 |  | 0.075431 | 0.059982 | 0.09354 | 0.073599 | 0.0065803 | 0.095658 | 0.077638 | 0.11678 | 0.093522 | 103.9752 | 118.3794 | 112.2933 | 140.2869 | 126.2901 | 0.03425 | 0.03498 | 0.033365 | 0.033577 | 2045 |  | - | - | - | - | - | - | - | - | - | - | - | - | - | - | - | - | - | - | 0.00026038 | 0.00026038 | 2045 |  | - | - | - | - | - | - | - | - | - | - | - | - | - | - | - | - | - | - | 2045 |  | 94 | - | - | - | - | - | - | - | -
2046 |  | 0.076819 | 0.060372 | 0.098421 | 0.076868 | 0.0074654 | 0.098309 | 0.079125 | 0.12351 | 0.098367 | 105.7087 | 120.2743 | 114.1653 | 142.5325 | 128.3489 | 0.033881 | 0.034603 | 0.033005 | 0.033215 | 2046 |  | - | - | - | - | - | - | - | - | - | - | - | - | - | - | - | - | - | - | 0.00026038 | 0.00026038 | 2046 |  | - | - | - | - | - | - | - | - | - | - | - | - | - | - | - | - | - | - | 2046 |  | 94 | - | - | - | - | - | - | - | -
2047 |  | 0.078232 | 0.060764 | 0.10356 | 0.080282 | 0.0084695 | 0.10113 | 0.080754 | 0.13067 | 0.10352 | 107.471 | 122.1995 | 116.0686 | 144.8141 | 130.4414 | 0.033515 | 0.03423 | 0.032649 | 0.032857 | 2047 |  | - | - | - | - | - | - | - | - | - | - | - | - | - | - | - | - | - | - | 0.00026038 | 0.00026038 | 2047 |  | - | - | - | - | - | - | - | - | - | - | - | - | - | - | - | - | - | - | 2047 |  | 94 | - | - | - | - | - | - | - | -
2048 |  | 0.079671 | 0.061159 | 0.10896 | 0.083847 | 0.0096088 | 0.10414 | 0.082544 | 0.1383 | 0.10901 | 109.2627 | 124.1556 | 118.0037 | 147.1321 | 132.5679 | 0.033154 | 0.033861 | 0.032297 | 0.032503 | 2048 |  | - | - | - | - | - | - | - | - | - | - | - | - | - | - | - | - | - | - | 0.00026038 | 0.00026038 | 2048 |  | - | - | - | - | - | - | - | - | - | - | - | - | - | - | - | - | - | - | 2048 |  | 94 | - | - | - | - | - | - | - | -
2049 |  | 0.081136 | 0.061557 | 0.11465 | 0.087571 | 0.010901 | 0.10735 | 0.084515 | 0.14644 | 0.11486 | 111.0842 | 126.143 | 119.971 | 149.4873 | 134.7291 | 0.032797 | 0.033496 | 0.031949 | 0.032152 | 2049 |  | - | - | - | - | - | - | - | - | - | - | - | - | - | - | - | - | - | - | 0.00026038 | 0.00026038 | 2049 |  | - | - | - | - | - | - | - | - | - | - | - | - | - | - | - | - | - | - | 2049 |  | 94 | - | - | - | - | - | - | - | -
2050 |  | 0.082629 | 0.061957 | 0.12063 | 0.09146 | 0.012368 | 0.1108 | 0.086693 | 0.15513 | 0.1211 | 112.9362 | 128.1622 | 121.9711 | 151.8802 | 136.9256 | 0.032443 | 0.033134 | 0.031605 | 0.031806 | 2050 |  | - | - | - | - | - | - | - | - | - | - | - | - | - | - | - | - | - | - | 0.00026038 | 0.00026038 | 2050 |  | - | - | - | - | - | - | - | - | - | - | - | - | - | - | - | - | - | - | 2050 |  | 94 | - | - | - | - | - | - | - | -
Levelized Costs | [19 empty] | Levelized Costs | [21 empty] | Levelized Costs | [19 empty] | Levelized Costs
10 years (2018-2027) | 10 | 0.054124 | 0.050174 | 0.040692 | 0.034779 | 0.0048657 | 0.068806 | 0.064199 | 0.053138 | 0.046241 | 73.2875 | 26.3685 | 79.1506 | 31.2483 | 55.1995 | 0.043101 | 0.04402 | 0.041988 | 0.042254 | 10 years (2018-2027) | 10 | 0.0093635 | 0.0066799 | 0.0074504 | 0.005055 | 28.6574 | 77.3421 | 30.9499 | 91.6552 | 58.9208 | 0.0091499 | 0.0065365 | 0.007435 | 0.0050557 | 21.0027 | 71.3294 | 22.6829 | 84.5298 | 50.8787 | 0.0034731 | 0.0028162 | 10 years (2018-2027) | 10 | 0.035412 | 0.025275 | 0.026725 | 0.018262 | 90.5239 | 250.9336 | 97.7658 | 297.372 | 189.8414 | 0.034262 | 0.024496 | 0.026392 | 0.018066 | 66.6708 | 231.5024 | 72.0045 | 274.3448 | 164.3219 | 10 years (2018-2027) | 10 | 94 | 0.94128 | 8.3322 | 4.6367 | 0.48404 | 7.3288 | 3.9064 | 5.4083 | 4.5564
15 years (2018-2032) | 15 | 0.055991 | 0.051805 | 0.042981 | 0.036861 | 0.003764 | 0.069699 | 0.064816 | 0.054524 | 0.047386 | 76.9384 | 48.6228 | 83.0934 | 57.6211 | 70.3573 | 0.042236 | 0.043137 | 0.041145 | 0.041407 | 15 years (2018-2032) | 15 | 0.0064481 | 0.0046 | 0.0051306 | 0.0034811 | 19.7346 | 81.9195 | 21.3134 | 97.0797 | 56.6739 | 0.0064198 | 0.0045828 | 0.0052199 | 0.0035471 | 14.4633 | 96.1453 | 15.6204 | 113.9382 | 61.1026 | 0.0024726 | 0.0020202 | 15 years (2018-2032) | 15 | 0.024386 | 0.017405 | 0.018404 | 0.012576 | 62.3385 | 265.9484 | 67.3256 | 315.1655 | 183.0556 | 0.024009 | 0.017155 | 0.018505 | 0.012662 | 45.9123 | 312.2613 | 49.5853 | 370.0491 | 197.8762 | 15 years (2018-2032) | 15 | 94 | 0.64821 | 6.6041 | 3.6262 | 0.33333 | 6.4441 | 3.3887 | 4.2296 | 3.9526
30 years (2018-2047) | 30 | 0.061748 | 0.054402 | 0.056458 | 0.046761 | 0.0038506 | 0.076514 | 0.067946 | 0.070344 | 0.059033 | 85.1465 | 75.723 | 91.9583 | 89.7365 | 90.8474 | 0.03956 | 0.040403 | 0.038538 | 0.038783 | 30 years (2018-2047) | 30 | 0.0035456 | 0.0025294 | 0.0028212 | 0.0019141 | 10.8515 | 45.045 | 11.7196 | 53.3811 | 31.1632 | 0.00353 | 0.0025199 | 0.0028703 | 0.0019505 | 7.9529 | 53.1361 | 8.5892 | 62.9696 | 33.7474 | 0.0014768 | 0.0012281 | 30 years (2018-2047) | 30 | 0.013409 | 0.0095707 | 0.01012 | 0.0069153 | 34.278 | 146.2368 | 37.0203 | 173.2998 | 100.6567 | 0.013202 | 0.009433 | 0.010175 | 0.0069624 | 25.2457 | 172.5764 | 27.2654 | 204.5138 | 109.2902 | 30 years (2018-2047) | 30 | 94 | 0.35643 | 3.6314 | 1.9939 | 0.18329 | 3.5494 | 1.8663 | 2.3257 | 2.1769
NOTES: |  | All Avoided Costs are in 2018 Dollars | [17 empty] | NOTES: |  | All Avoided Costs are in 2018 Dollars | [19 empty] | NOTES: |  | All Avoided Costs are in 2018 Dollars | [17 empty] | NOTES: |  | All Avoided Costs are in 2018 Dollars
|  | ISO New England periods: Summer is June through September, Winter is all other months. Peak hours are: Monday through Friday 7 AM - 11 PM; Off-Peak Hours are all other hours | [19 empty] | ISO New England periods: Summer is June through September, Winter is all other months. Peak hours are: Monday through Friday 7 AM - 11 PM; Off-Peak Hours are all other hours | [21 empty] | ISO New England periods: Summer is June through September, Winter is all other months. Peak hours are: Monday through Friday 7 AM - 11 PM; Off-Peak Hours are all other hours | [19 empty] | ISO New England periods: Summer is June through September, Winter is all other months. Peak hours are: Monday through Friday 7 AM - 11 PM; Off-Peak Hours are all other hours
1 |  | Avoided retail cost of electric energy = (wholesale energy avoided cost + REC cost to load) * (Wholesale Risk Premium) * (1 + Distribution Losses), e.g., f = (a + e) * (1 + 8.0%) * (1 + 8.0%) | [17 empty] | 1 |  | Avoided retail cost of electric energy = (wholesale energy avoided cost + REC cost to load) * (Wholesale Risk Premium) * (1 + Distribution Losses), e.g., f = (a + e) * (1 + 8.0%) * (1 + 8.0%) | [19 empty] | 1 |  | Avoided retail cost of electric energy = (wholesale energy avoided cost + REC cost to load) * (Wholesale Risk Premium) * (1 + Distribution Losses), e.g., f = (a + e) * (1 + 8.0%) * (1 + 8.0%) | [17 empty] | 1 |  | Avoided retail cost of electric energy = (wholesale energy avoided cost + REC cost to load) * (Wholesale Risk Premium) * (1 + Distribution Losses), e.g., f = (a + e) * (1 + 8.0%) * (1 + 8.0%)
2 |  | Uncleared capacity value includes reserve margin and uncleared load forecast effect | [17 empty] | 2 |  | Uncleared capacity value includes reserve margin and uncleared load forecast effect | [19 empty] | 2 |  | Uncleared capacity value includes reserve margin and uncleared load forecast effect | [17 empty] | 2 |  | Uncleared capacity value includes reserve margin and uncleared load forecast effect
3 |  | Value of avoided capacity costs and capacity DRIPE each year is function of quantity of kW reduction in year, PA bidding strategy that reduction into applicable FCAs, reserve margin, and the uncleared load forecast effect. | [17 empty] | 3 |  | Value of avoided capacity costs and capacity DRIPE each year is function of quantity of kW reduction in year, PA bidding strategy that reduction into applicable FCAs, reserve margin, and the uncleared load forecast effect. | [19 empty] | 3 |  | Value of avoided capacity costs and capacity DRIPE each year is function of quantity of kW reduction in year, PA bidding strategy that reduction into applicable FCAs, reserve margin, and the uncleared load forecast effect. | [17 empty] | 3 |  | Value of avoided capacity costs and capacity DRIPE each year is function of quantity of kW reduction in year, PA bidding strategy that reduction into applicable FCAs, reserve margin, and the uncleared load forecast effect.
4 |  | Proceeds from selling into the FCM also include the ISO New England loss factor of 8.0% | [17 empty] | 4 |  | Proceeds from selling into the FCM also include the ISO New England loss factor of 8.0% | [19 empty] | 4 |  | Proceeds from selling into the FCM also include the ISO New England loss factor of 8.0% | [17 empty] | 4 |  | Proceeds from selling into the FCM also include the ISO New England loss factor of 8.0%
5 |  | Assumes PTF loss factor of 1.6%, ISO New England loss factor of 8.0%, and Wholesale Risk Premium of 8.0% | [17 empty] | 5 |  | Assumes PTF loss factor of 1.6%, ISO New England loss factor of 8.0%, and Wholesale Risk Premium of 8.0% | [19 empty] | 5 |  | Assumes PTF loss factor of 1.6%, ISO New England loss factor of 8.0%, and Wholesale Risk Premium of 8.0% | [17 empty] | 5 |  | Assumes PTF loss factor of 1.6%, ISO New England loss factor of 8.0%, and Wholesale Risk Premium of 8.0%
6 |  | Assumes bid percentage of 50.0% | [17 empty] | 6 |  | Assumes bid percentage of 50.0% | [19 empty] | 6 |  | Assumes bid percentage of 50.0% | [17 empty] | 6 |  | Assumes bid percentage of 50.0%
7 |  | Cross DRIPE = Electric-Gas cross DRIPE + Electric-Gas-Electric cross DRIPE | [17 empty] | 7 |  | Cross DRIPE = Electric-Gas cross DRIPE + Electric-Gas-Electric cross DRIPE | [19 empty] | 7 |  | Cross DRIPE = Electric-Gas cross DRIPE + Electric-Gas-Electric cross DRIPE | [17 empty] | 7 |  | Cross DRIPE = Electric-Gas cross DRIPE + Electric-Gas-Electric cross DRIPE
8 |  | Assumes VOLL of $25.00/kWh | [17 empty] | 8 |  | Assumes VOLL of $25.00/kWh | [19 empty] | 8 |  | Assumes VOLL of $25.00/kWh | [17 empty] | 8 |  | Assumes VOLL of $25.00/kWh
9 |  | Assumes $100/ton CO2 price; NOX prices not included | [17 empty] | 9 |  | Assumes $100/ton CO2 price; NOX prices not included | [19 empty] | 9 |  | Assumes $100/ton CO2 price; NOX prices not included | [17 empty] | 9 |  | Assumes $100/ton CO2 price; NOX prices not included

## SWCT
AESC 2018 Results: Avoided Cost of Electricity (2018 $) | [18 empty] | Page One of Four | AESC 2018 Results: Avoided Cost of Electricity (2018 $) | [20 empty] | Page Two of Four | AESC 2018 Results: Avoided Cost of Electricity (2018 $) | [18 empty] | Page Three of Four | AESC 2018 Results: Avoided Cost of Electricity (2018 $) | [10 empty] | Page Four of Four
Zone: |  | SWCT | [17 empty] | Zone: |  | SWCT | [19 empty] | Zone: |  | SWCT | [17 empty] | Zone: |  | SWCT
|  | Wholesale Cost of Electric Energy |  |  |  | Wholesale REC Costs | Retail Cost of Electric Energy1 |  |  |  | Wholesale Capacity Values |  | Retail Cost of Electric Capacity3 |  |  | Wholesale Non-Embedded Costs | [5 empty] | Intrastate | [17 empty] | Wholesale Cross-DRIPE7 |  |  |  | Rest-of-Pool | [19 empty] | Transmission & Distribution (T&D) Cost | Wholesale Reliability Value8 | [5 empty] | Retail Reliability Value
[22 empty] | DRIPE: 2018 vintage measures | [8 empty] | DRIPE: 2019 vintage measures | [12 empty] | DRIPE: 2018 vintage measures | [8 empty] | DRIPE: 2019 vintage measures | [11 empty] | Reliability: 2018 vintage measures |  |  | Reliability: 2019 vintage measures |  |  | 2018 vintage | 2019 vintage
[22 empty] | Wholesale Energy DRIPE |  |  |  | Wholesale Capacity DRIPE |  | Retail Capacity DRIPE3 |  |  | Wholesale Energy DRIPE |  |  |  | Wholesale Capacity DRIPE2 |  | Retail Capacity DRIPE3 | [6 empty] | Wholesale Energy DRIPE |  |  |  | Wholesale Capacity DRIPE2 |  | Retail Capacity DRIPE3 |  |  | Wholesale Energy DRIPE |  |  |  | Wholesale Capacity DRIPE2 |  | Retail Capacity DRIPE3
|  | Winter Peak | Winter Off-Peak | Summer Peak | Summer Off-Peak |  | Winter Peak | Winter Off-Peak | Summer Peak | Summer Off-Peak | Cleared (FCA Price) | Uncleared2 | Cleared4 | Uncleared5 | Weighted Avg6 | Winter Peak | Winter Off-Peak | Summer Peak | Summer Off-Peak |  |  | Winter Peak | Winter Off-Peak | Summer Peak | Summer Off-Peak | Cleared | Uncleared2 | Cleared4 | Uncleared5 | Weighted Avg6 | Winter Peak | Winter Off-Peak | Summer Peak | Summer Off-Peak | Cleared | Uncleared2 | Cleared4 | Uncleared5 | Weighted Avg6 | 2018 Installation Year | 2019 Installation Year |  |  | Winter Peak | Winter Off-Peak | Summer Peak | Summer Off-Peak | Cleared | Uncleared2 | Cleared4 | Uncleared5 | Weighted Avg6 | Winter Peak | Winter Off-Peak | Summer Peak | Summer Off-Peak | Cleared | Uncleared2 | Cleared4 | Uncleared5 | Weighted Avg6 |  |  |  | Cleared | Uncleared | Weighted Avg5 | Cleared | Uncleared | Weighted Avg5 | Weighted Avg5 | Weighted Avg5
Units: |  | $/kWh | $/kWh | $/kWh | $/kWh | $/kWh | $/kWh | $/kWh | $/kWh | $/kWh | $/kW-yr | $/kW-yr | $/kW-yr | $/kW-yr | $/kW-yr | $/kWh | $/kWh | $/kWh | $/kWh | Units: |  | $/kWh | $/kWh | $/kWh | $/kWh | $/kW-yr | $/kW-yr | $/kW-yr | $/kW-yr | $/kW-yr | $/kWh | $/kWh | $/kWh | $/kWh | $/kW-yr | $/kW-yr | $/kW-yr | $/kW-yr | $/kW-yr | $/kWh | $/kWh | Units: |  | $/kWh | $/kWh | $/kWh | $/kWh | $/kW-yr | $/kW-yr | $/kW-yr | $/kW-yr | $/kW-yr | $/kWh | $/kWh | $/kWh | $/kWh | $/kW-yr | $/kW-yr | $/kW-yr | $/kW-yr | $/kW-yr | Units: |  | $/kW-yr | $/kW-yr | $/kW-yr | $/kW-yr | $/kW-yr | $/kW-yr | $/kW-yr | $/kW-yr | $/kW-yr
Period: |  | a | b | c | d | e | f =(a+e)*(1+WRP)*(1+DL) | g =(b+e)*(1+WRP)*(1+DL) | h =(c+e)*(1+WRP)*(1+DL) | i =(d+e)*(1+WRP)*(1+DL) | j | k | l=j*(1+DL) | m=k*(1+PTF Loss)*(1+WRP)*(1+DL) | n = (l*%Bid)+m*(1-%Bid) | o | p | q | r | Period: |  | s | t | u | v | w | x | y=w*(1+DL) | z=x*(1+PTF Loss)*(1+WRP)*(1+DL) | aa = (y*%Bid)+z*(1-%Bid) | bb | cc | dd | ee | ff | gg | hh=ff*(1+DL) | ii=gg*(1+PTF Loss)*(1+WRP)*(1+DL) | jj = (hh*%Bid)+ii*(1-%Bid) | kk | ll | Period: |  | mm | nn | oo | pp | qq | rr | ss=qq*(1+DL) | tt=rr*(1+PTF Loss)*(1+WRP)*(1+DL) | uu = (ss*%Bid)+tt*(1-%Bid) | vv | ww | xx | yy | zz | aaa | bbb=zz*(1+DL) | ccc=aaa*(1+PTF Loss)*(1+WRP)*(1+DL) | ddd = (bbb*%Bid)+ccc*(1-%Bid) | Period: |  | eee | fff | ggg | hhh = (fff*%Bid)+ggg*(1-%Bid) | iii | jjj | kkk = (iii*%Bid)+jjj*(1-%Bid) | lll = hhh*(1+WRP)*(1+DL) | mmm = kkk*(1+WRP)*(1+DL)
2018 |  | 0.047893 | 0.043786 | 0.03185 | 0.025812 | 0.0052911 | 0.062034 | 0.057244 | 0.043321 | 0.036278 | 104.4975 | 0 | 112.8573 | 0 | 56.4286 | 0.045904 | 0.046882 | 0.044718 | 0.045002 | 2018 |  | 0.0080489 | 0.0056817 | 0.0056793 | 0.0036899 | 117.5709 | - | 126.9766 | - | 63.4883 | - | - | - | - | - | - | - | - | - | 0.0032044 | 0 | 2018 |  | 0.030659 | 0.021723 | 0.020639 | 0.013556 | 369.3772 | - | 398.9273 | - | 199.4637 | - | - | - | - | - | - | - | - | - | 2018 |  | 94 | 5.325 | 16.644 | 10.9845 | - | - | - | 12.8123 | -
2019 |  | 0.048693 | 0.045259 | 0.031761 | 0.028402 | 0.010904 | 0.069513 | 0.065508 | 0.049764 | 0.045846 | 100.01 | 0 | 108.0108 | 0 | 54.0054 | 0.044647 | 0.045598 | 0.043493 | 0.04377 | 2019 |  | 0.012424 | 0.0087836 | 0.0086067 | 0.0062029 | 61.0841 | - | 65.9709 | - | 32.9854 | 0.0080147 | 0.0056663 | 0.0055521 | 0.0040015 | 73.5953 | - | 79.483 | - | 39.7415 | 0.0050177 | 0.0031361 | 2019 |  | 0.04796 | 0.033734 | 0.031489 | 0.022847 | 193.9221 | - | 209.4358 | - | 104.7179 | 0.030939 | 0.021761 | 0.020314 | 0.014738 | 233.6411 | - | 252.3323 | - | 126.1662 | 2019 |  | 94 | 2.15 | 12.6689 | 7.4094 | 2.6 | 12.6689 | 7.6344 | 8.6424 | 8.9048
2020 |  | 0.052046 | 0.048863 | 0.037602 | 0.032733 | 0.0085221 | 0.070646 | 0.066934 | 0.053799 | 0.04812 | 73.85 | 0 | 79.758 | 0 | 39.879 | 0.043441 | 0.044366 | 0.042318 | 0.042587 | 2020 |  | 0.01417 | 0.01032 | 0.010853 | 0.0075509 | 74.5287 | - | 80.491 | - | 40.2455 | 0.013121 | 0.0095567 | 0.01005 | 0.0069921 | 92.3266 | - | 99.7127 | - | 49.8564 | 0.0055131 | 0.0048895 | 2020 |  | 0.054937 | 0.039901 | 0.04 | 0.027836 | 235.8157 | - | 254.6809 | - | 127.3405 | 0.050871 | 0.036948 | 0.037039 | 0.025776 | 292.1299 | - | 315.5003 | - | 157.7501 | 2020 |  | 94 | 0.925 | 4.6398 | 2.7824 | 1.15 | 4.6398 | 2.8949 | 3.2454 | 3.3766
2021 |  | 0.054352 | 0.050668 | 0.045458 | 0.03783 | 0.0062132 | 0.070643 | 0.066346 | 0.060269 | 0.051372 | 59.93 | 0 | 64.7244 | 0 | 32.3622 | 0.043207 | 0.044128 | 0.042091 | 0.042358 | 2021 |  | 0.01462 | 0.01061 | 0.013022 | 0.00869 | 12.3532 | - | 13.3415 | - | 6.6707 | 0.014388 | 0.010442 | 0.012815 | 0.0085524 | 16.5533 | - | 17.8776 | - | 8.9388 | 0.0055572 | 0.0050139 | 2021 |  | 0.057826 | 0.041843 | 0.048624 | 0.032878 | 39.3459 | - | 42.4936 | - | 21.2468 | 0.05691 | 0.041181 | 0.047853 | 0.032357 | 52.7235 | - | 56.9414 | - | 28.4707 | 2021 |  | 94 | 0.275 | 7.7651 | 4.02 | 0.35 | 7.7651 | 4.0575 | 4.689 | 4.7327
2022 |  | 0.053983 | 0.048999 | 0.044574 | 0.03591 | 0.0033951 | 0.066925 | 0.061113 | 0.055952 | 0.045846 | 57.58 | 0 | 62.1864 | 0 | 31.0932 | 0.042985 | 0.043901 | 0.041874 | 0.04214 | 2022 |  | 0.013061 | 0.0091246 | 0.011517 | 0.0073575 | 8.2186 | - | 8.876 | - | 4.438 | 0.014389 | 0.010052 | 0.012688 | 0.0081056 | 12.4524 | - | 13.4485 | - | 6.7243 | 0.0050167 | 0.0050167 | 2022 |  | 0.051709 | 0.036222 | 0.043166 | 0.027784 | 26.3439 | - | 28.4514 | - | 14.2257 | 0.056967 | 0.039905 | 0.047555 | 0.030609 | 39.915 | - | 43.1082 | - | 21.5541 | 2022 |  | 94 | 0.175 | 7.965 | 4.07 | 0.275 | 7.965 | 4.12 | 4.7472 | 4.8056
2023 |  | 0.055279 | 0.048955 | 0.041699 | 0.032708 | 0.003762 | 0.068865 | 0.061489 | 0.053026 | 0.042538 | 58.78 | 20.7905 | 63.4824 | 24.638 | 44.0602 | 0.042773 | 0.043685 | 0.041668 | 0.041933 | 2023 |  | 0.010724 | 0.0072334 | 0.008617 | 0.0053888 | - | 7.8508 | - | 9.3037 | 4.6518 | 0.013477 | 0.0090905 | 0.010829 | 0.0067724 | 8.2403 | - | 8.8995 | - | 4.4498 | 0.003676 | 0.003676 | 2023 |  | 0.037898 | 0.025827 | 0.028782 | 0.018247 | - | 25.2982 | - | 29.9799 | 14.99 | 0.047628 | 0.032458 | 0.036172 | 0.022932 | 26.5534 | - | 28.6777 | - | 14.3388 | 2023 |  | 94 | 0.1 | 5.8757 | 2.9878 | 0.2 | 8.1056 | 4.1528 | 3.485 | 4.8438
2024 |  | 0.058845 | 0.055179 | 0.041065 | 0.037439 | 0.0033757 | 0.072574 | 0.068298 | 0.051836 | 0.047606 | 61.24 | 36.0397 | 66.1392 | 42.7093 | 54.4243 | 0.042404 | 0.043308 | 0.041309 | 0.041571 | 2024 |  | 0.0086395 | 0.0063273 | 0.0063333 | 0.004681 | - | 13.641 | - | 16.1655 | 8.0827 | 0.01115 | 0.008166 | 0.0081737 | 0.0060412 | - | 7.9177 | - | 9.383 | 4.6915 | 0.0023865 | 0.0023865 | 2024 |  | 0.030625 | 0.022506 | 0.021344 | 0.015849 | - | 44.2197 | - | 52.4031 | 26.2015 | 0.039524 | 0.029046 | 0.027546 | 0.020455 | - | 25.6665 | - | 30.4164 | 15.2082 | 2024 |  | 94 | - | 4.636 | 2.318 | 0.1 | 6.2407 | 3.1703 | 2.7037 | 3.6979
2025 |  | 0.055573 | 0.052506 | 0.043154 | 0.038629 | 0.0025599 | 0.067807 | 0.064229 | 0.053321 | 0.048043 | 65.65 | 53.9052 | 70.902 | 63.881 | 67.3915 | 0.042052 | 0.042948 | 0.040966 | 0.041226 | 2025 |  | 0.0058121 | 0.0042819 | 0.0047765 | 0.0034583 | - | 224.5172 | - | 266.0669 | 133.0334 | 0.0080006 | 0.0058942 | 0.0065751 | 0.0047605 | - | 176.0805 | - | 208.6663 | 104.3332 | 0.0018203 | 0.0018203 | 2025 |  | 0.020391 | 0.015033 | 0.015915 | 0.0116 | - | 725.7299 | - | 860.0352 | 430.0176 | 0.028069 | 0.020694 | 0.021907 | 0.015967 | - | 569.1629 | - | 674.4935 | 337.2468 | 2025 |  | 94 | - | 8.277 | 4.1385 | - | 8.9778 | 4.4889 | 4.8271 | 5.2359
2026 |  | 0.055546 | 0.052039 | 0.046827 | 0.040991 | 0.0021178 | 0.067258 | 0.063168 | 0.057089 | 0.050282 | 71.16 | 74.8674 | 76.8528 | 88.7226 | 82.7877 | 0.041716 | 0.042605 | 0.040638 | 0.040897 | 2026 |  | 0.0030518 | 0.0022069 | 0.002746 | 0.0019177 | - | 264.0072 | - | 312.865 | 156.4325 | 0.0056546 | 0.0040892 | 0.0050881 | 0.0035534 | - | 238.7749 | - | 282.9632 | 141.4816 | 0.0012736 | 0.0012736 | 2026 |  | 0.010666 | 0.0076945 | 0.0090124 | 0.0063071 | - | 858.069 | - | 1016.8653 | 508.4327 | 0.019763 | 0.014257 | 0.016699 | 0.011687 | - | 776.0598 | - | 919.6793 | 459.8396 | 2026 |  | 94 | - | 7.6259 | 3.813 | - | 9.0239 | 4.512 | 4.4475 | 5.2628
2027 |  | 0.060367 | 0.056405 | 0.04477 | 0.038892 | 0.0016333 | 0.072317 | 0.067696 | 0.054125 | 0.047269 | 76.85 | 89.5302 | 82.998 | 106.0989 | 94.5485 | 0.041409 | 0.042291 | 0.040339 | 0.040595 | 2027 |  | 0.0018796 | 0.0013752 | 0.0014886 | 0.0010337 | - | 258.548 | - | 306.3955 | 153.1978 | 0.0031709 | 0.0023199 | 0.0025111 | 0.0017438 | - | 278.0055 | - | 329.4539 | 164.7269 | 0.0007532 | 0.0007532 | 2027 |  | 0.0065402 | 0.004795 | 0.0049 | 0.0034324 | - | 840.3256 | - | 995.8383 | 497.9192 | 0.011033 | 0.0080889 | 0.008266 | 0.0057903 | - | 903.5659 | - | 1070.782 | 535.391 | 2027 |  | 94 | - | 6.4062 | 3.2031 | - | 8.3519 | 4.176 | 3.7361 | 4.8709
2028 |  | 0.062116 | 0.054893 | 0.048931 | 0.039892 | 0.0014095 | 0.074096 | 0.065671 | 0.058718 | 0.048174 | 82.49 | 94.781 | 89.0892 | 112.3214 | 100.7053 | 0.041116 | 0.041992 | 0.040054 | 0.040308 | 2028 |  | - | - | - | - | - | 198.0477 | - | 234.6988 | 117.3494 | 0.0018578 | 0.0012741 | 0.0015623 | 0.0010261 | - | 273.0873 | - | 323.6255 | 161.8128 | 0.00025796 | 0.00025796 | 2028 |  | 0 | 0 | 0 | 0 | - | 643.6891 | - | 762.8118 | 381.4059 | 0.0064841 | 0.0044746 | 0.0051639 | 0.0034515 | - | 887.5809 | - | 1051.8388 | 525.9194 | 2028 |  | 94 | - | 6.5389 | 3.2695 | - | 9.0249 | 4.5125 | 3.8135 | 5.2634
2029 |  | 0.063931 | 0.058575 | 0.047959 | 0.040588 | 0.0012818 | 0.076064 | 0.069817 | 0.057435 | 0.048837 | 88.13 | 100.997 | 95.1804 | 119.6877 | 107.4341 | 0.040838 | 0.041708 | 0.039783 | 0.040035 | 2029 |  | - | - | - | - | - | 130.2411 | - | 154.3438 | 77.1719 | - | - | - | - | - | 210.5059 | - | 249.4626 | 124.7313 | 0.00025933 | 0.00025933 | 2029 |  | 0 | 0 | 0 | 0 | - | 423.3059 | - | 501.6439 | 250.822 | - | - | - | - | - | 684.1805 | - | 810.7966 | 405.3983 | 2029 |  | 94 | - | 4.2747 | 2.1374 | - | 6.9484 | 3.4742 | 2.493 | 4.0523
2030 |  | 0.058866 | 0.055544 | 0.050615 | 0.046254 | 0.001173 | 0.070029 | 0.066155 | 0.060405 | 0.055318 | 83.9 | 97.7435 | 90.612 | 115.8321 | 103.2221 | 0.040339 | 0.041199 | 0.039297 | 0.039546 | 2030 |  | - | - | - | - | - | 63.4005 | - | 75.1335 | 37.5668 | - | - | - | - | - | 116.0094 | - | 137.4783 | 68.7392 | 0.00026038 | 0.00026038 | 2030 |  | - | - | - | - | - | 206.0625 | - | 244.1969 | 122.0984 | - | - | - | - | - | 377.0505 | - | 446.8283 | 223.4142 | 2030 |  | 94 | - | 1.6042 | 0.80211 | - | 2.8555 | 1.4278 | 0.93558 | 1.6653
2031 |  | 0.058443 | 0.054735 | 0.045901 | 0.040064 | 0.0011245 | 0.06948 | 0.065154 | 0.054851 | 0.048042 | 82.49 | 94.781 | 89.0892 | 112.3214 | 100.7053 | 0.039863 | 0.040712 | 0.038833 | 0.03908 | 2031 |  | - | - | - | - | - | 29.6186 | - | 35.0999 | 17.55 | - | - | - | - | - | 66.9658 | - | 79.3586 | 39.6793 | 0.00026038 | 0.00026038 | 2031 |  | - | - | - | - | - | 96.2657 | - | 114.0809 | 57.0404 | - | - | - | - | - | 217.6503 | - | 257.9292 | 128.9646 | 2031 |  | 94 | - | 1.0095 | 0.50473 | - | 2.26 | 1.13 | 0.58872 | 1.318
2032 |  | 0.057091 | 0.053046 | 0.046861 | 0.040599 | 0.001653 | 0.068519 | 0.063801 | 0.056587 | 0.049283 | 88.13 | 100.997 | 95.1804 | 119.6877 | 107.4341 | 0.039409 | 0.040249 | 0.038391 | 0.038635 | 2032 |  | - | - | - | - | - | 8.5818 | - | 10.1699 | 5.085 | - | - | - | - | - | 31.4818 | - | 37.3079 | 18.654 | 0.00026038 | 0.00026038 | 2032 |  | - | - | - | - | - | 27.8923 | - | 33.0541 | 16.527 | - | - | - | - | - | 102.3213 | - | 121.2571 | 60.6286 | 2032 |  | 94 | - | 0.27217 | 0.13609 | - | 1.0727 | 0.53634 | 0.15873 | 0.62559
2033 |  | 0.061736 | 0.054228 | 0.047568 | 0.038881 | 0.0017202 | 0.074016 | 0.065258 | 0.05749 | 0.047357 | 83.9 | 97.7435 | 90.612 | 115.8321 | 103.2221 | 0.038976 | 0.039806 | 0.037969 | 0.03821 | 2033 |  | - | - | - | - | - | - | - | - | - | - | - | - | - | - | 7.644 | - | 9.0586 | 4.5293 | 0.00026038 | 0.00026038 | 2033 |  | - | - | - | - | - | - | - | - | - | - | - | - | - | - | 24.8444 | - | 29.4422 | 14.7211 | 2033 |  | 94 | - | - | - | - | 0.18181 | 0.090906 | - | 0.10603
2034 |  | 0.060817 | 0.051179 | 0.050527 | 0.039735 | 0.0017901 | 0.073025 | 0.061783 | 0.061023 | 0.048435 | 82.49 | 94.781 | 89.0892 | 112.3214 | 100.7053 | 0.038564 | 0.039385 | 0.037567 | 0.037806 | 2034 |  | - | - | - | - | - | - | - | - | - | - | - | - | - | - | - | - | - | - | 0.00026038 | 0.00026038 | 2034 |  | - | - | - | - | - | - | - | - | - | - | - | - | - | - | - | - | - | - | 2034 |  | 94 | - | - | - | - | - | - | - | -
2035 |  | 0.062884 | 0.056193 | 0.056276 | 0.047669 | 0.0018628 | 0.075521 | 0.067716 | 0.067813 | 0.057774 | 88.13 | 100.997 | 95.1804 | 119.6877 | 107.4341 | 0.038171 | 0.038985 | 0.037185 | 0.037421 | 2035 |  | - | - | - | - | - | - | - | - | - | - | - | - | - | - | - | - | - | - | 0.00026038 | 0.00026038 | 2035 |  | - | - | - | - | - | - | - | - | - | - | - | - | - | - | - | - | - | - | 2035 |  | 94 | - | - | - | - | - | - | - | -
2036 |  | 0.064046 | 0.056564 | 0.059218 | 0.049785 | 0.0021134 | 0.077168 | 0.068441 | 0.071536 | 0.060535 | 89.5993 | 102.6137 | 96.7672 | 121.6036 | 109.1854 | 0.03776 | 0.038564 | 0.036784 | 0.037018 | 2036 |  | - | - | - | - | - | - | - | - | - | - | - | - | - | - | - | - | - | - | 0.00026038 | 0.00026038 | 2036 |  | - | - | - | - | - | - | - | - | - | - | - | - | - | - | - | - | - | - | 2036 |  | 94 | - | - | - | - | - | - | - | -
2037 |  | 0.065229 | 0.056937 | 0.062313 | 0.051996 | 0.0023976 | 0.07888 | 0.069208 | 0.075478 | 0.063445 | 91.093 | 104.2562 | 98.3804 | 123.5501 | 110.9653 | 0.037353 | 0.038149 | 0.036388 | 0.036619 | 2037 |  | - | - | - | - | - | - | - | - | - | - | - | - | - | - | - | - | - | - | 0.00026038 | 0.00026038 | 2037 |  | - | - | - | - | - | - | - | - | - | - | - | - | - | - | - | - | - | - | 2037 |  | 94 | - | - | - | - | - | - | - | -
2038 |  | 0.066434 | 0.057312 | 0.065569 | 0.054305 | 0.0027201 | 0.080662 | 0.070022 | 0.079653 | 0.066514 | 92.6116 | 105.9251 | 100.0206 | 125.5278 | 112.7742 | 0.03695 | 0.037737 | 0.035995 | 0.036224 | 2038 |  | - | - | - | - | - | - | - | - | - | - | - | - | - | - | - | - | - | - | 0.00026038 | 0.00026038 | 2038 |  | - | - | - | - | - | - | - | - | - | - | - | - | - | - | - | - | - | - | 2038 |  | 94 | - | - | - | - | - | - | - | -
2039 |  | 0.067662 | 0.05769 | 0.068996 | 0.056717 | 0.003086 | 0.08252 | 0.070889 | 0.084077 | 0.069754 | 94.1556 | 107.6206 | 101.6881 | 127.5371 | 114.6126 | 0.036552 | 0.037331 | 0.035607 | 0.035834 | 2039 |  | - | - | - | - | - | - | - | - | - | - | - | - | - | - | - | - | - | - | 0.00026038 | 0.00026038 | 2039 |  | - | - | - | - | - | - | - | - | - | - | - | - | - | - | - | - | - | - | 2039 |  | 94 | - | - | - | - | - | - | - | -
2040 |  | 0.068912 | 0.058071 | 0.072602 | 0.059235 | 0.0035011 | 0.084463 | 0.071817 | 0.088767 | 0.073176 | 95.7253 | 109.3433 | 103.3834 | 129.5786 | 116.481 | 0.036157 | 0.036928 | 0.035223 | 0.035447 | 2040 |  | - | - | - | - | - | - | - | - | - | - | - | - | - | - | - | - | - | - | 0.00026038 | 0.00026038 | 2040 |  | - | - | - | - | - | - | - | - | - | - | - | - | - | - | - | - | - | - | 2040 |  | 94 | - | - | - | - | - | - | - | -
2041 |  | 0.070185 | 0.058454 | 0.076397 | 0.061866 | 0.0039721 | 0.086497 | 0.072813 | 0.093742 | 0.076793 | 97.3212 | 111.0936 | 105.1069 | 131.6528 | 118.3799 | 0.035768 | 0.03653 | 0.034844 | 0.035065 | 2041 |  | - | - | - | - | - | - | - | - | - | - | - | - | - | - | - | - | - | - | 0.00026038 | 0.00026038 | 2041 |  | - | - | - | - | - | - | - | - | - | - | - | - | - | - | - | - | - | - | 2041 |  | 94 | - | - | - | - | - | - | - | -
2042 |  | 0.071482 | 0.058839 | 0.08039 | 0.064613 | 0.0045063 | 0.088633 | 0.073886 | 0.099023 | 0.08062 | 98.9437 | 112.8719 | 106.8592 | 133.7602 | 120.3097 | 0.035382 | 0.036136 | 0.034468 | 0.034687 | 2042 |  | - | - | - | - | - | - | - | - | - | - | - | - | - | - | - | - | - | - | 0.00026038 | 0.00026038 | 2042 |  | - | - | - | - | - | - | - | - | - | - | - | - | - | - | - | - | - | - | 2042 |  | 94 | - | - | - | - | - | - | - | -
2043 |  | 0.072803 | 0.059227 | 0.084592 | 0.067482 | 0.0051125 | 0.09088 | 0.075046 | 0.10463 | 0.084674 | 100.5932 | 114.6786 | 108.6407 | 135.9013 | 122.271 | 0.035001 | 0.035746 | 0.034096 | 0.034313 | 2043 |  | - | - | - | - | - | - | - | - | - | - | - | - | - | - | - | - | - | - | 0.00026038 | 0.00026038 | 2043 |  | - | - | - | - | - | - | - | - | - | - | - | - | - | - | - | - | - | - | 2043 |  | 94 | - | - | - | - | - | - | - | -
2044 |  | 0.074148 | 0.059618 | 0.089013 | 0.070479 | 0.0058001 | 0.093251 | 0.076304 | 0.11059 | 0.088971 | 102.2703 | 116.5143 | 110.4519 | 138.0767 | 124.2643 | 0.034623 | 0.035361 | 0.033729 | 0.033943 | 2044 |  | - | - | - | - | - | - | - | - | - | - | - | - | - | - | - | - | - | - | 0.00026038 | 0.00026038 | 2044 |  | - | - | - | - | - | - | - | - | - | - | - | - | - | - | - | - | - | - | 2044 |  | 94 | - | - | - | - | - | - | - | -
2045 |  | 0.075518 | 0.060011 | 0.093665 | 0.073608 | 0.0065803 | 0.095759 | 0.077672 | 0.11693 | 0.093532 | 103.9752 | 118.3794 | 112.2933 | 140.2869 | 126.2901 | 0.03425 | 0.03498 | 0.033365 | 0.033577 | 2045 |  | - | - | - | - | - | - | - | - | - | - | - | - | - | - | - | - | - | - | 0.00026038 | 0.00026038 | 2045 |  | - | - | - | - | - | - | - | - | - | - | - | - | - | - | - | - | - | - | 2045 |  | 94 | - | - | - | - | - | - | - | -
2046 |  | 0.076913 | 0.060407 | 0.09856 | 0.076877 | 0.0074654 | 0.098419 | 0.079166 | 0.12367 | 0.098377 | 105.7087 | 120.2743 | 114.1653 | 142.5325 | 128.3489 | 0.033881 | 0.034603 | 0.033005 | 0.033215 | 2046 |  | - | - | - | - | - | - | - | - | - | - | - | - | - | - | - | - | - | - | 0.00026038 | 0.00026038 | 2046 |  | - | - | - | - | - | - | - | - | - | - | - | - | - | - | - | - | - | - | 2046 |  | 94 | - | - | - | - | - | - | - | -
2047 |  | 0.078334 | 0.060805 | 0.10371 | 0.080291 | 0.0084695 | 0.10125 | 0.080802 | 0.13085 | 0.10353 | 107.471 | 122.1995 | 116.0686 | 144.8141 | 130.4414 | 0.033515 | 0.03423 | 0.032649 | 0.032857 | 2047 |  | - | - | - | - | - | - | - | - | - | - | - | - | - | - | - | - | - | - | 0.00026038 | 0.00026038 | 2047 |  | - | - | - | - | - | - | - | - | - | - | - | - | - | - | - | - | - | - | 2047 |  | 94 | - | - | - | - | - | - | - | -
2048 |  | 0.079782 | 0.061206 | 0.10913 | 0.083856 | 0.0096088 | 0.10427 | 0.082599 | 0.1385 | 0.10902 | 109.2627 | 124.1556 | 118.0037 | 147.1321 | 132.5679 | 0.033154 | 0.033861 | 0.032297 | 0.032503 | 2048 |  | - | - | - | - | - | - | - | - | - | - | - | - | - | - | - | - | - | - | 0.00026038 | 0.00026038 | 2048 |  | - | - | - | - | - | - | - | - | - | - | - | - | - | - | - | - | - | - | 2048 |  | 94 | - | - | - | - | - | - | - | -
2049 |  | 0.081256 | 0.06161 | 0.11484 | 0.08758 | 0.010901 | 0.10749 | 0.084577 | 0.14666 | 0.11487 | 111.0842 | 126.143 | 119.971 | 149.4873 | 134.7291 | 0.032797 | 0.033496 | 0.031949 | 0.032152 | 2049 |  | - | - | - | - | - | - | - | - | - | - | - | - | - | - | - | - | - | - | 0.00026038 | 0.00026038 | 2049 |  | - | - | - | - | - | - | - | - | - | - | - | - | - | - | - | - | - | - | 2049 |  | 94 | - | - | - | - | - | - | - | -
2050 |  | 0.082757 | 0.062016 | 0.12084 | 0.091469 | 0.012368 | 0.11095 | 0.086761 | 0.15537 | 0.12111 | 112.9362 | 128.1622 | 121.9711 | 151.8802 | 136.9256 | 0.032443 | 0.033134 | 0.031605 | 0.031806 | 2050 |  | - | - | - | - | - | - | - | - | - | - | - | - | - | - | - | - | - | - | 0.00026038 | 0.00026038 | 2050 |  | - | - | - | - | - | - | - | - | - | - | - | - | - | - | - | - | - | - | 2050 |  | 94 | - | - | - | - | - | - | - | -
Levelized Costs | [19 empty] | Levelized Costs | [21 empty] | Levelized Costs | [19 empty] | Levelized Costs
10 years (2018-2027) | 10 | 0.054129 | 0.050137 | 0.040719 | 0.03478 | 0.0048657 | 0.068811 | 0.064155 | 0.05317 | 0.046242 | 73.2875 | 26.3685 | 79.1506 | 31.2483 | 55.1995 | 0.043101 | 0.04402 | 0.041988 | 0.042254 | 10 years (2018-2027) | 10 | 0.0093635 | 0.0066799 | 0.0074504 | 0.005055 | 28.6574 | 77.3421 | 30.9499 | 91.6552 | 58.9208 | 0.0091499 | 0.0065365 | 0.007435 | 0.0050557 | 21.0027 | 71.3294 | 22.6829 | 84.5298 | 50.8787 | 0.0034731 | 0.0028162 | 10 years (2018-2027) | 10 | 0.035412 | 0.025275 | 0.026725 | 0.018262 | 90.5239 | 250.9336 | 97.7658 | 297.372 | 189.8414 | 0.034262 | 0.024496 | 0.026392 | 0.018066 | 66.6708 | 231.5024 | 72.0045 | 274.3448 | 164.3219 | 10 years (2018-2027) | 10 | 94 | 0.94128 | 8.3322 | 4.6367 | 0.48404 | 7.3288 | 3.9064 | 5.4083 | 4.5564
15 years (2018-2032) | 15 | 0.055997 | 0.051769 | 0.043008 | 0.036865 | 0.003764 | 0.069706 | 0.064774 | 0.054555 | 0.04739 | 76.9384 | 48.6228 | 83.0934 | 57.6211 | 70.3573 | 0.042236 | 0.043137 | 0.041145 | 0.041407 | 15 years (2018-2032) | 15 | 0.0064481 | 0.0046 | 0.0051306 | 0.0034811 | 19.7346 | 81.9195 | 21.3134 | 97.0797 | 56.6739 | 0.0064198 | 0.0045828 | 0.0052199 | 0.0035471 | 14.4633 | 96.1453 | 15.6204 | 113.9382 | 61.1026 | 0.0024726 | 0.0020202 | 15 years (2018-2032) | 15 | 0.024386 | 0.017405 | 0.018404 | 0.012576 | 62.3385 | 265.9484 | 67.3256 | 315.1655 | 183.0556 | 0.024009 | 0.017155 | 0.018505 | 0.012662 | 45.9123 | 312.2613 | 49.5853 | 370.0491 | 197.8762 | 15 years (2018-2032) | 15 | 94 | 0.64821 | 6.6041 | 3.6262 | 0.33333 | 6.4441 | 3.3887 | 4.2296 | 3.9526
30 years (2018-2047) | 30 | 0.061773 | 0.054382 | 0.056504 | 0.046766 | 0.0038506 | 0.076543 | 0.067923 | 0.070398 | 0.059039 | 85.1465 | 75.723 | 91.9583 | 89.7365 | 90.8474 | 0.03956 | 0.040403 | 0.038538 | 0.038783 | 30 years (2018-2047) | 30 | 0.0035456 | 0.0025294 | 0.0028212 | 0.0019141 | 10.8515 | 45.045 | 11.7196 | 53.3811 | 31.1632 | 0.00353 | 0.0025199 | 0.0028703 | 0.0019505 | 7.9529 | 53.1361 | 8.5892 | 62.9696 | 33.7474 | 0.0014768 | 0.0012281 | 30 years (2018-2047) | 30 | 0.013409 | 0.0095707 | 0.01012 | 0.0069153 | 34.278 | 146.2368 | 37.0203 | 173.2998 | 100.6567 | 0.013202 | 0.009433 | 0.010175 | 0.0069624 | 25.2457 | 172.5764 | 27.2654 | 204.5138 | 109.2902 | 30 years (2018-2047) | 30 | 94 | 0.35643 | 3.6314 | 1.9939 | 0.18329 | 3.5494 | 1.8663 | 2.3257 | 2.1769
NOTES: |  | All Avoided Costs are in 2018 Dollars | [17 empty] | NOTES: |  | All Avoided Costs are in 2018 Dollars | [19 empty] | NOTES: |  | All Avoided Costs are in 2018 Dollars | [17 empty] | NOTES: |  | All Avoided Costs are in 2018 Dollars
|  | ISO New England periods: Summer is June through September, Winter is all other months. Peak hours are: Monday through Friday 7 AM - 11 PM; Off-Peak Hours are all other hours | [19 empty] | ISO New England periods: Summer is June through September, Winter is all other months. Peak hours are: Monday through Friday 7 AM - 11 PM; Off-Peak Hours are all other hours | [21 empty] | ISO New England periods: Summer is June through September, Winter is all other months. Peak hours are: Monday through Friday 7 AM - 11 PM; Off-Peak Hours are all other hours | [19 empty] | ISO New England periods: Summer is June through September, Winter is all other months. Peak hours are: Monday through Friday 7 AM - 11 PM; Off-Peak Hours are all other hours
1 |  | Avoided retail cost of electric energy = (wholesale energy avoided cost + REC cost to load) * (Wholesale Risk Premium) * (1 + Distribution Losses), e.g., f = (a + e) * (1 + 8.0%) * (1 + 8.0%) | [17 empty] | 1 |  | Avoided retail cost of electric energy = (wholesale energy avoided cost + REC cost to load) * (Wholesale Risk Premium) * (1 + Distribution Losses), e.g., f = (a + e) * (1 + 8.0%) * (1 + 8.0%) | [19 empty] | 1 |  | Avoided retail cost of electric energy = (wholesale energy avoided cost + REC cost to load) * (Wholesale Risk Premium) * (1 + Distribution Losses), e.g., f = (a + e) * (1 + 8.0%) * (1 + 8.0%) | [17 empty] | 1 |  | Avoided retail cost of electric energy = (wholesale energy avoided cost + REC cost to load) * (Wholesale Risk Premium) * (1 + Distribution Losses), e.g., f = (a + e) * (1 + 8.0%) * (1 + 8.0%)
2 |  | Uncleared capacity value includes reserve margin and uncleared load forecast effect | [17 empty] | 2 |  | Uncleared capacity value includes reserve margin and uncleared load forecast effect | [19 empty] | 2 |  | Uncleared capacity value includes reserve margin and uncleared load forecast effect | [17 empty] | 2 |  | Uncleared capacity value includes reserve margin and uncleared load forecast effect
3 |  | Value of avoided capacity costs and capacity DRIPE each year is function of quantity of kW reduction in year, PA bidding strategy that reduction into applicable FCAs, reserve margin, and the uncleared load forecast effect. | [17 empty] | 3 |  | Value of avoided capacity costs and capacity DRIPE each year is function of quantity of kW reduction in year, PA bidding strategy that reduction into applicable FCAs, reserve margin, and the uncleared load forecast effect. | [19 empty] | 3 |  | Value of avoided capacity costs and capacity DRIPE each year is function of quantity of kW reduction in year, PA bidding strategy that reduction into applicable FCAs, reserve margin, and the uncleared load forecast effect. | [17 empty] | 3 |  | Value of avoided capacity costs and capacity DRIPE each year is function of quantity of kW reduction in year, PA bidding strategy that reduction into applicable FCAs, reserve margin, and the uncleared load forecast effect.
4 |  | Proceeds from selling into the FCM also include the ISO New England loss factor of 8.0% | [17 empty] | 4 |  | Proceeds from selling into the FCM also include the ISO New England loss factor of 8.0% | [19 empty] | 4 |  | Proceeds from selling into the FCM also include the ISO New England loss factor of 8.0% | [17 empty] | 4 |  | Proceeds from selling into the FCM also include the ISO New England loss factor of 8.0%
5 |  | Assumes PTF loss factor of 1.6%, ISO New England loss factor of 8.0%, and Wholesale Risk Premium of 8.0% | [17 empty] | 5 |  | Assumes PTF loss factor of 1.6%, ISO New England loss factor of 8.0%, and Wholesale Risk Premium of 8.0% | [19 empty] | 5 |  | Assumes PTF loss factor of 1.6%, ISO New England loss factor of 8.0%, and Wholesale Risk Premium of 8.0% | [17 empty] | 5 |  | Assumes PTF loss factor of 1.6%, ISO New England loss factor of 8.0%, and Wholesale Risk Premium of 8.0%
6 |  | Assumes bid percentage of 50.0% | [17 empty] | 6 |  | Assumes bid percentage of 50.0% | [19 empty] | 6 |  | Assumes bid percentage of 50.0% | [17 empty] | 6 |  | Assumes bid percentage of 50.0%
7 |  | Cross DRIPE = Electric-Gas cross DRIPE + Electric-Gas-Electric cross DRIPE | [17 empty] | 7 |  | Cross DRIPE = Electric-Gas cross DRIPE + Electric-Gas-Electric cross DRIPE | [19 empty] | 7 |  | Cross DRIPE = Electric-Gas cross DRIPE + Electric-Gas-Electric cross DRIPE | [17 empty] | 7 |  | Cross DRIPE = Electric-Gas cross DRIPE + Electric-Gas-Electric cross DRIPE
8 |  | Assumes VOLL of $25.00/kWh | [17 empty] | 8 |  | Assumes VOLL of $25.00/kWh | [19 empty] | 8 |  | Assumes VOLL of $25.00/kWh | [17 empty] | 8 |  | Assumes VOLL of $25.00/kWh
9 |  | Assumes $100/ton CO2 price; NOX prices not included | [17 empty] | 9 |  | Assumes $100/ton CO2 price; NOX prices not included | [19 empty] | 9 |  | Assumes $100/ton CO2 price; NOX prices not included | [17 empty] | 9 |  | Assumes $100/ton CO2 price; NOX prices not included

## MA
AESC 2018 Results: Avoided Cost of Electricity (2018 $) | [18 empty] | Page One of Four | AESC 2018 Results: Avoided Cost of Electricity (2018 $) | [20 empty] | Page Two of Four | AESC 2018 Results: Avoided Cost of Electricity (2018 $) | [18 empty] | Page Three of Four | AESC 2018 Results: Avoided Cost of Electricity (2018 $) | [10 empty] | Page Four of Four
Zone: |  | Massachusetts | [17 empty] | Zone: |  | Massachusetts | [19 empty] | Zone: |  | Massachusetts | [17 empty] | Zone: |  | Massachusetts
|  | Wholesale Cost of Electric Energy |  |  |  | Wholesale REC Costs | Retail Cost of Electric Energy1 |  |  |  | Wholesale Capacity Values |  | Retail Cost of Electric Capacity3 |  |  | Wholesale Non-Embedded Costs | [5 empty] | Intrastate | [17 empty] | Wholesale Cross-DRIPE7 |  |  |  | Rest-of-Pool | [19 empty] | Transmission & Distribution (T&D) Cost | Wholesale Reliability Value8 | [5 empty] | Retail Reliability Value
[22 empty] | DRIPE: 2018 vintage measures | [8 empty] | DRIPE: 2019 vintage measures | [12 empty] | DRIPE: 2018 vintage measures | [8 empty] | DRIPE: 2019 vintage measures | [11 empty] | Reliability: 2018 vintage measures |  |  | Reliability: 2019 vintage measures |  |  | 2018 vintage | 2019 vintage
[22 empty] | Wholesale Energy DRIPE |  |  |  | Wholesale Capacity DRIPE |  | Retail Capacity DRIPE3 |  |  | Wholesale Energy DRIPE |  |  |  | Wholesale Capacity DRIPE2 |  | Retail Capacity DRIPE3 | [6 empty] | Wholesale Energy DRIPE |  |  |  | Wholesale Capacity DRIPE2 |  | Retail Capacity DRIPE3 |  |  | Wholesale Energy DRIPE |  |  |  | Wholesale Capacity DRIPE2 |  | Retail Capacity DRIPE3
|  | Winter Peak | Winter Off-Peak | Summer Peak | Summer Off-Peak |  | Winter Peak | Winter Off-Peak | Summer Peak | Summer Off-Peak | Cleared (FCA Price) | Uncleared2 | Cleared4 | Uncleared5 | Weighted Avg6 | Winter Peak | Winter Off-Peak | Summer Peak | Summer Off-Peak |  |  | Winter Peak | Winter Off-Peak | Summer Peak | Summer Off-Peak | Cleared | Uncleared2 | Cleared4 | Uncleared5 | Weighted Avg6 | Winter Peak | Winter Off-Peak | Summer Peak | Summer Off-Peak | Cleared | Uncleared2 | Cleared4 | Uncleared5 | Weighted Avg6 | 2018 Installation Year | 2019 Installation Year |  |  | Winter Peak | Winter Off-Peak | Summer Peak | Summer Off-Peak | Cleared | Uncleared2 | Cleared4 | Uncleared5 | Weighted Avg6 | Winter Peak | Winter Off-Peak | Summer Peak | Summer Off-Peak | Cleared | Uncleared2 | Cleared4 | Uncleared5 | Weighted Avg6 |  |  |  | Cleared | Uncleared | Weighted Avg5 | Cleared | Uncleared | Weighted Avg5 | Weighted Avg5 | Weighted Avg5
Units: |  | $/kWh | $/kWh | $/kWh | $/kWh | $/kWh | $/kWh | $/kWh | $/kWh | $/kWh | $/kW-yr | $/kW-yr | $/kW-yr | $/kW-yr | $/kW-yr | $/kWh | $/kWh | $/kWh | $/kWh | Units: |  | $/kWh | $/kWh | $/kWh | $/kWh | $/kW-yr | $/kW-yr | $/kW-yr | $/kW-yr | $/kW-yr | $/kWh | $/kWh | $/kWh | $/kWh | $/kW-yr | $/kW-yr | $/kW-yr | $/kW-yr | $/kW-yr | $/kWh | $/kWh | Units: |  | $/kWh | $/kWh | $/kWh | $/kWh | $/kW-yr | $/kW-yr | $/kW-yr | $/kW-yr | $/kW-yr | $/kWh | $/kWh | $/kWh | $/kWh | $/kW-yr | $/kW-yr | $/kW-yr | $/kW-yr | $/kW-yr | Units: |  | $/kW-yr | $/kW-yr | $/kW-yr | $/kW-yr | $/kW-yr | $/kW-yr | $/kW-yr | $/kW-yr | $/kW-yr
Period: |  | a | b | c | d | e | f =(a+e)*(1+WRP)*(1+DL) | g =(b+e)*(1+WRP)*(1+DL) | h =(c+e)*(1+WRP)*(1+DL) | i =(d+e)*(1+WRP)*(1+DL) | j | k | l=j*(1+DL) | m=k*(1+PTF Loss)*(1+WRP)*(1+DL) | n = (l*%Bid)+m*(1-%Bid) | o | p | q | r | Period: |  | s | t | u | v | w | x | y=w*(1+DL) | z=x*(1+PTF Loss)*(1+WRP)*(1+DL) | aa = (y*%Bid)+z*(1-%Bid) | bb | cc | dd | ee | ff | gg | hh=ff*(1+DL) | ii=gg*(1+PTF Loss)*(1+WRP)*(1+DL) | jj = (hh*%Bid)+ii*(1-%Bid) | kk | ll | Period: |  | mm | nn | oo | pp | qq | rr | ss=qq*(1+DL) | tt=rr*(1+PTF Loss)*(1+WRP)*(1+DL) | uu = (ss*%Bid)+tt*(1-%Bid) | vv | ww | xx | yy | zz | aaa | bbb=zz*(1+DL) | ccc=aaa*(1+PTF Loss)*(1+WRP)*(1+DL) | ddd = (bbb*%Bid)+ccc*(1-%Bid) | Period: |  | eee | fff | ggg | hhh = (fff*%Bid)+ggg*(1-%Bid) | iii | jjj | kkk = (iii*%Bid)+jjj*(1-%Bid) | lll = hhh*(1+WRP)*(1+DL) | mmm = kkk*(1+WRP)*(1+DL)
2018 |  | 0.047602 | 0.043393 | 0.031838 | 0.025795 | 0.0038694 | 0.060036 | 0.055126 | 0.041649 | 0.0346 | 104.4975 | 0 | 112.8573 | 0 | 56.4286 | 0.045904 | 0.046882 | 0.044718 | 0.045002 | 2018 |  | 0.019556 | 0.013629 | 0.013484 | 0.0088866 | 239.6401 | - | 258.8113 | - | 129.4057 | - | - | - | - | - | - | - | - | - | 0.007481 | 0 | 2018 |  | 0.019152 | 0.013776 | 0.012835 | 0.0083596 | 247.308 | - | 267.0926 | - | 133.5463 | - | - | - | - | - | - | - | - | - | 2018 |  | 94 | 5.325 | 16.644 | 10.9845 | - | - | - | 12.8123 | -
2019 |  | 0.048764 | 0.045016 | 0.031785 | 0.028332 | 0.0082488 | 0.0665 | 0.062128 | 0.046695 | 0.042667 | 100.01 | 0 | 108.0108 | 0 | 54.0054 | 0.044647 | 0.045598 | 0.043493 | 0.04377 | 2019 |  | 0.030612 | 0.021213 | 0.020548 | 0.015047 | 125.951 | - | 136.0271 | - | 68.0136 | 0.019748 | 0.013685 | 0.013255 | 0.0097067 | 151.7482 | - | 163.8881 | - | 81.944 | 0.011797 | 0.0073729 | 2019 |  | 0.029772 | 0.021304 | 0.019548 | 0.014003 | 129.0552 | - | 139.3796 | - | 69.6898 | 0.019206 | 0.013743 | 0.01261 | 0.0090331 | 155.4882 | - | 167.9272 | - | 83.9636 | 2019 |  | 94 | 2.15 | 12.6689 | 7.4094 | 2.6 | 12.6689 | 7.6344 | 8.6424 | 8.9048
2020 |  | 0.051859 | 0.048599 | 0.037674 | 0.032659 | 0.0085205 | 0.070427 | 0.066624 | 0.053881 | 0.048032 | 73.85 | 0 | 79.758 | 0 | 39.879 | 0.043436 | 0.044362 | 0.042314 | 0.042583 | 2020 |  | 0.03509 | 0.025128 | 0.026189 | 0.018254 | 153.4124 | - | 165.6853 | - | 82.8427 | 0.032493 | 0.023268 | 0.024251 | 0.016903 | 190.0481 | - | 205.252 | - | 102.626 | 0.013038 | 0.01157 | 2020 |  | 0.034017 | 0.025093 | 0.024663 | 0.017132 | 156.932 | - | 169.4866 | - | 84.7433 | 0.0315 | 0.023236 | 0.022838 | 0.015864 | 194.4084 | - | 209.961 | - | 104.9805 | 2020 |  | 94 | 0.925 | 4.6398 | 2.7824 | 1.15 | 4.6398 | 2.8949 | 3.2454 | 3.3766
2021 |  | 0.054359 | 0.050445 | 0.045462 | 0.037685 | 0.0066029 | 0.071106 | 0.066541 | 0.060728 | 0.051657 | 59.93 | 0 | 64.7244 | 0 | 32.3622 | 0.043207 | 0.044128 | 0.042091 | 0.042358 | 2021 |  | 0.03696 | 0.026338 | 0.031889 | 0.021579 | 25.5783 | - | 27.6246 | - | 13.8123 | 0.036375 | 0.025921 | 0.031384 | 0.021237 | 34.2749 | - | 37.0169 | - | 18.5085 | 0.013215 | 0.011915 | 2021 |  | 0.035486 | 0.026116 | 0.029756 | 0.019989 | 26.1208 | - | 28.2105 | - | 14.1052 | 0.034924 | 0.025702 | 0.029285 | 0.019672 | 35.0019 | - | 37.8021 | - | 18.901 | 2021 |  | 94 | 0.275 | 7.7651 | 4.02 | 0.35 | 7.7651 | 4.0575 | 4.689 | 4.7327
2022 |  | 0.05395 | 0.048802 | 0.04462 | 0.035918 | 0.0026783 | 0.066052 | 0.060047 | 0.055168 | 0.045019 | 57.58 | 0 | 62.1864 | 0 | 31.0932 | 0.042985 | 0.043901 | 0.041874 | 0.04214 | 2022 |  | 0.033116 | 0.022786 | 0.028308 | 0.018172 | 17.1139 | - | 18.483 | - | 9.2415 | 0.036483 | 0.025103 | 0.031187 | 0.020019 | 25.9301 | - | 28.0045 | - | 14.0023 | 0.01198 | 0.01198 | 2022 |  | 0.031655 | 0.022561 | 0.026374 | 0.01697 | 17.4486 | - | 18.8444 | - | 9.4222 | 0.034874 | 0.024855 | 0.029056 | 0.018695 | 26.4372 | - | 28.5522 | - | 14.2761 | 2022 |  | 94 | 0.175 | 7.965 | 4.07 | 0.275 | 7.965 | 4.12 | 4.7472 | 4.8056
2023 |  | 0.055117 | 0.048881 | 0.041703 | 0.032699 | 0.0029074 | 0.06768 | 0.060406 | 0.052034 | 0.041531 | 58.78 | 20.7905 | 63.4824 | 24.638 | 44.0602 | 0.042773 | 0.043685 | 0.041668 | 0.041933 | 2023 |  | 0.022582 | 0.015057 | 0.017632 | 0.011155 | - | 16.439 | - | 19.4813 | 9.7406 | 0.028379 | 0.018923 | 0.022159 | 0.014019 | 17.2547 | - | 18.6351 | - | 9.3175 | 0.0087978 | 0.0087978 | 2023 |  | 0.02604 | 0.018004 | 0.019767 | 0.012481 | - | 16.7099 | - | 19.8023 | 9.9011 | 0.032726 | 0.022626 | 0.024843 | 0.015685 | 17.539 | - | 18.9422 | - | 9.4711 | 2023 |  | 94 | 0.1 | 5.8757 | 2.9878 | 0.2 | 8.1056 | 4.1528 | 3.485 | 4.8438
2024 |  | 0.058646 | 0.054872 | 0.041078 | 0.037351 | 0.0029001 | 0.071788 | 0.067385 | 0.051296 | 0.046949 | 61.24 | 36.0397 | 66.1392 | 42.7093 | 54.4243 | 0.042404 | 0.043308 | 0.041309 | 0.041571 | 2024 |  | 0.018287 | 0.013185 | 0.013064 | 0.0098007 | - | 28.7449 | - | 34.0646 | 17.0323 | 0.023601 | 0.017016 | 0.016861 | 0.012649 | - | 16.6845 | - | 19.7721 | 9.8861 | 0.0057093 | 0.0057093 | 2024 |  | 0.020977 | 0.015648 | 0.014613 | 0.01073 | - | 29.1158 | - | 34.504 | 17.252 | 0.027073 | 0.020195 | 0.018859 | 0.013848 | - | 16.8997 | - | 20.0272 | 10.0136 | 2024 |  | 94 | - | 4.636 | 2.318 | 0.1 | 6.2407 | 3.1703 | 2.7037 | 3.6979
2025 |  | 0.055346 | 0.052173 | 0.043056 | 0.03849 | 0.0024643 | 0.067429 | 0.06373 | 0.053095 | 0.047769 | 65.65 | 53.9052 | 70.902 | 63.881 | 67.3915 | 0.041844 | 0.042735 | 0.040763 | 0.041022 | 2025 |  | 0.012027 | 0.0087286 | 0.0096567 | 0.0070918 | - | 472.151 | - | 559.5284 | 279.7642 | 0.016556 | 0.012015 | 0.013293 | 0.0097622 | - | 370.2905 | - | 438.8173 | 219.4086 | 0.0043553 | 0.0043553 | 2025 |  | 0.014176 | 0.010586 | 0.011035 | 0.007966 | - | 478.096 | - | 566.5736 | 283.2868 | 0.019513 | 0.014573 | 0.01519 | 0.010966 | - | 374.9529 | - | 444.3426 | 222.1713 | 2025 |  | 94 | - | 8.277 | 4.1385 | - | 8.9778 | 4.4889 | 4.8271 | 5.2359
2026 |  | 0.05539 | 0.051846 | 0.046789 | 0.040879 | 0.0023322 | 0.067328 | 0.063194 | 0.057295 | 0.050402 | 71.16 | 74.8674 | 76.8528 | 88.7226 | 82.7877 | 0.04127 | 0.042149 | 0.040203 | 0.040459 | 2026 |  | 0.006235 | 0.0044156 | 0.0054123 | 0.0037939 | - | 558.6997 | - | 662.094 | 331.047 | 0.011553 | 0.0081817 | 0.010028 | 0.0070297 | - | 505.3024 | - | 598.8149 | 299.4075 | 0.0030357 | 0.0030357 | 2026 |  | 0.0074827 | 0.0054858 | 0.0063462 | 0.004431 | - | 563.3766 | - | 667.6364 | 333.8182 | 0.013865 | 0.010165 | 0.011759 | 0.0082103 | - | 509.5323 | - | 603.8276 | 301.9138 | 2026 |  | 94 | - | 7.6259 | 3.813 | - | 9.0239 | 4.512 | 4.4475 | 5.2628
2027 |  | 0.059991 | 0.056055 | 0.044687 | 0.038734 | 0.0021386 | 0.072468 | 0.067877 | 0.054618 | 0.047674 | 76.85 | 89.5302 | 82.998 | 106.0989 | 94.5485 | 0.039691 | 0.040536 | 0.038665 | 0.038911 | 2027 |  | 0.0038312 | 0.0027591 | 0.0029491 | 0.0020687 | - | 547.1467 | - | 648.403 | 324.2015 | 0.006463 | 0.0046545 | 0.0049751 | 0.0034897 | - | 588.3233 | - | 697.1998 | 348.5999 | 0.0017671 | 0.0017671 | 2027 |  | 0.0045887 | 0.003411 | 0.0034394 | 0.0023974 | - | 551.7269 | - | 653.8308 | 326.9154 | 0.0077409 | 0.0057543 | 0.0058021 | 0.0040444 | - | 593.2482 | - | 703.0361 | 351.518 | 2027 |  | 94 | - | 6.4062 | 3.2031 | - | 8.3519 | 4.176 | 3.7361 | 4.8709
2028 |  | 0.061816 | 0.054479 | 0.048838 | 0.039751 | 0.0020285 | 0.074468 | 0.065911 | 0.059331 | 0.048731 | 82.49 | 94.781 | 89.0892 | 112.3214 | 100.7053 | 0.039191 | 0.040026 | 0.038179 | 0.038421 | 2028 |  | - | - | - | - | - | 419.1142 | - | 496.6765 | 248.3382 | 0.0038108 | 0.0025687 | 0.0031244 | 0.0020888 | - | 577.9153 | - | 684.8656 | 342.4328 | 0.0005483 | 0.0005483 | 2028 |  | 0 | 0 | 0 | 0 | - | 422.6226 | - | 500.8341 | 250.4171 | 0.0045311 | 0.00318 | 0.0036018 | 0.0023887 | - | 582.753 | - | 690.5986 | 345.2993 | 2028 |  | 94 | - | 6.5389 | 3.2695 | - | 9.0249 | 4.5125 | 3.8135 | 5.2634
2029 |  | 0.063634 | 0.058223 | 0.047856 | 0.040449 | 0.0019226 | 0.076465 | 0.070153 | 0.058062 | 0.049422 | 88.13 | 100.997 | 95.1804 | 119.6877 | 107.4341 | 0.037881 | 0.038688 | 0.036902 | 0.037137 | 2029 |  | - | - | - | - | - | 275.6199 | - | 326.6268 | 163.3134 | - | - | - | - | - | 445.4787 | - | 527.92 | 263.96 | 0.00055322 | 0.00055322 | 2029 |  | 0 | 0 | 0 | 0 | - | 277.9271 | - | 329.3609 | 164.6805 | - | - | - | - | - | 449.2077 | - | 532.3392 | 266.1696 | 2029 |  | 94 | - | 4.2747 | 2.1374 | - | 6.9484 | 3.4742 | 2.493 | 4.0523
2030 |  | 0.058533 | 0.055186 | 0.050488 | 0.046062 | 0.0018362 | 0.070414 | 0.066511 | 0.061031 | 0.055868 | 83.9 | 97.7435 | 90.612 | 115.8321 | 103.2221 | 0.036268 | 0.037041 | 0.035331 | 0.035556 | 2030 |  | - | - | - | - | - | 134.1699 | - | 158.9997 | 79.4998 | - | - | - | - | - | 245.5024 | - | 290.9356 | 145.4678 | 0.00055735 | 0.00055735 | 2030 |  | - | - | - | - | - | 135.293 | - | 160.3307 | 80.1653 | - | - | - | - | - | 247.5575 | - | 293.371 | 146.6855 | 2030 |  | 94 | - | 1.6042 | 0.80211 | - | 2.8555 | 1.4278 | 0.93558 | 1.6653
2031 |  | 0.058153 | 0.054382 | 0.04588 | 0.039909 | 0.0018251 | 0.069958 | 0.06556 | 0.055643 | 0.048679 | 82.49 | 94.781 | 89.0892 | 112.3214 | 100.7053 | 0.039863 | 0.040712 | 0.038833 | 0.03908 | 2031 |  | - | - | - | - | - | 62.6798 | - | 74.2795 | 37.1397 | - | - | - | - | - | 141.7149 | - | 167.941 | 83.9705 | 0.00055735 | 0.00055735 | 2031 |  | - | - | - | - | - | 63.2045 | - | 74.9013 | 37.4506 | - | - | - | - | - | 142.9012 | - | 169.3468 | 84.6734 | 2031 |  | 94 | - | 1.0095 | 0.50473 | - | 2.26 | 1.13 | 0.58872 | 1.318
2032 |  | 0.05683 | 0.052759 | 0.046814 | 0.040442 | 0.002441 | 0.069134 | 0.064385 | 0.057452 | 0.050019 | 88.13 | 100.997 | 95.1804 | 119.6877 | 107.4341 | 0.038568 | 0.03939 | 0.037571 | 0.03781 | 2032 |  | - | - | - | - | - | 18.161 | - | 21.5219 | 10.761 | - | - | - | - | - | 66.6227 | - | 78.9521 | 39.476 | 0.00055735 | 0.00055735 | 2032 |  | - | - | - | - | - | 18.313 | - | 21.7021 | 10.851 | - | - | - | - | - | 67.1804 | - | 79.613 | 39.8065 | 2032 |  | 94 | - | 0.27217 | 0.13609 | - | 1.0727 | 0.53634 | 0.15873 | 0.62559
2033 |  | 0.061426 | 0.053883 | 0.047562 | 0.03876 | 0.0025566 | 0.07463 | 0.065831 | 0.058458 | 0.048191 | 83.9 | 97.7435 | 90.612 | 115.8321 | 103.2221 | 0.037846 | 0.038653 | 0.036868 | 0.037103 | 2033 |  | - | - | - | - | - | - | - | - | - | - | - | - | - | - | 16.1765 | - | 19.1702 | 9.5851 | 0.00055735 | 0.00055735 | 2033 |  | - | - | - | - | - | - | - | - | - | - | - | - | - | - | 16.3119 | - | 19.3306 | 9.6653 | 2033 |  | 94 | - | - | - | - | 0.18181 | 0.090906 | - | 0.10603
2034 |  | 0.060521 | 0.050759 | 0.050458 | 0.039603 | 0.0026777 | 0.073715 | 0.062329 | 0.061977 | 0.049316 | 82.49 | 94.781 | 89.0892 | 112.3214 | 100.7053 | 0.037734 | 0.038538 | 0.036759 | 0.036993 | 2034 |  | - | - | - | - | - | - | - | - | - | - | - | - | - | - | - | - | - | - | 0.00055735 | 0.00055735 | 2034 |  | - | - | - | - | - | - | - | - | - | - | - | - | - | - | - | - | - | - | 2034 |  | 94 | - | - | - | - | - | - | - | -
2035 |  | 0.062582 | 0.055825 | 0.056176 | 0.047457 | 0.0028045 | 0.076266 | 0.068386 | 0.068795 | 0.058625 | 88.13 | 100.997 | 95.1804 | 119.6877 | 107.4341 | 0.0349 | 0.035644 | 0.033998 | 0.034214 | 2035 |  | - | - | - | - | - | - | - | - | - | - | - | - | - | - | - | - | - | - | 0.00055735 | 0.00055735 | 2035 |  | - | - | - | - | - | - | - | - | - | - | - | - | - | - | - | - | - | - | 2035 |  | 94 | - | - | - | - | - | - | - | -
2036 |  | 0.063741 | 0.056192 | 0.059092 | 0.049557 | 0.0031225 | 0.077989 | 0.069184 | 0.072567 | 0.061445 | 89.5993 | 102.6137 | 96.7672 | 121.6036 | 109.1854 | 0.033759 | 0.034478 | 0.032887 | 0.033096 | 2036 |  | - | - | - | - | - | - | - | - | - | - | - | - | - | - | - | - | - | - | 0.00055735 | 0.00055735 | 2036 |  | - | - | - | - | - | - | - | - | - | - | - | - | - | - | - | - | - | - | 2036 |  | 94 | - | - | - | - | - | - | - | -
2037 |  | 0.064921 | 0.056561 | 0.06216 | 0.05175 | 0.0034766 | 0.079779 | 0.070027 | 0.076559 | 0.064416 | 91.093 | 104.2562 | 98.3804 | 123.5501 | 110.9653 | 0.032655 | 0.033351 | 0.031812 | 0.032014 | 2037 |  | - | - | - | - | - | - | - | - | - | - | - | - | - | - | - | - | - | - | 0.00055735 | 0.00055735 | 2037 |  | - | - | - | - | - | - | - | - | - | - | - | - | - | - | - | - | - | - | 2037 |  | 94 | - | - | - | - | - | - | - | -
2038 |  | 0.066123 | 0.056932 | 0.065387 | 0.05404 | 0.0038707 | 0.081641 | 0.07092 | 0.080783 | 0.067547 | 92.6116 | 105.9251 | 100.0206 | 125.5278 | 112.7742 | 0.031588 | 0.032261 | 0.030772 | 0.030967 | 2038 |  | - | - | - | - | - | - | - | - | - | - | - | - | - | - | - | - | - | - | 0.00055735 | 0.00055735 | 2038 |  | - | - | - | - | - | - | - | - | - | - | - | - | - | - | - | - | - | - | 2038 |  | 94 | - | - | - | - | - | - | - | -
2039 |  | 0.067348 | 0.057306 | 0.068782 | 0.056432 | 0.0043096 | 0.083581 | 0.071868 | 0.085254 | 0.070849 | 94.1556 | 107.6206 | 101.6881 | 127.5371 | 114.6126 | 0.030555 | 0.031206 | 0.029766 | 0.029955 | 2039 |  | - | - | - | - | - | - | - | - | - | - | - | - | - | - | - | - | - | - | 0.00055735 | 0.00055735 | 2039 |  | - | - | - | - | - | - | - | - | - | - | - | - | - | - | - | - | - | - | 2039 |  | 94 | - | - | - | - | - | - | - | -
2040 |  | 0.068595 | 0.057682 | 0.072353 | 0.058929 | 0.0047982 | 0.085606 | 0.072877 | 0.089989 | 0.074331 | 95.7253 | 109.3433 | 103.3834 | 129.5786 | 116.481 | 0.029556 | 0.030186 | 0.028793 | 0.028976 | 2040 |  | - | - | - | - | - | - | - | - | - | - | - | - | - | - | - | - | - | - | 0.00055735 | 0.00055735 | 2040 |  | - | - | - | - | - | - | - | - | - | - | - | - | - | - | - | - | - | - | 2040 |  | 94 | - | - | - | - | - | - | - | -
2041 |  | 0.069866 | 0.058061 | 0.07611 | 0.061537 | 0.0053423 | 0.087722 | 0.073954 | 0.095005 | 0.078008 | 97.3212 | 111.0936 | 105.1069 | 131.6528 | 118.3799 | 0.02859 | 0.029199 | 0.027851 | 0.028028 | 2041 |  | - | - | - | - | - | - | - | - | - | - | - | - | - | - | - | - | - | - | 0.00055735 | 0.00055735 | 2041 |  | - | - | - | - | - | - | - | - | - | - | - | - | - | - | - | - | - | - | 2041 |  | 94 | - | - | - | - | - | - | - | -
2042 |  | 0.071159 | 0.058442 | 0.080061 | 0.06426 | 0.005948 | 0.089938 | 0.075105 | 0.10032 | 0.081891 | 98.9437 | 112.8719 | 106.8592 | 133.7602 | 120.3097 | 0.027655 | 0.028245 | 0.026941 | 0.027112 | 2042 |  | - | - | - | - | - | - | - | - | - | - | - | - | - | - | - | - | - | - | 0.00055735 | 0.00055735 | 2042 |  | - | - | - | - | - | - | - | - | - | - | - | - | - | - | - | - | - | - | 2042 |  | 94 | - | - | - | - | - | - | - | -
2043 |  | 0.072477 | 0.058826 | 0.084218 | 0.067104 | 0.0066224 | 0.092262 | 0.076339 | 0.10596 | 0.085994 | 100.5932 | 114.6786 | 108.6407 | 135.9013 | 122.271 | 0.026751 | 0.027321 | 0.02606 | 0.026226 | 2043 |  | - | - | - | - | - | - | - | - | - | - | - | - | - | - | - | - | - | - | 0.00055735 | 0.00055735 | 2043 |  | - | - | - | - | - | - | - | - | - | - | - | - | - | - | - | - | - | - | 2043 |  | 94 | - | - | - | - | - | - | - | -
2044 |  | 0.073819 | 0.059212 | 0.08859 | 0.070074 | 0.0073732 | 0.094703 | 0.077666 | 0.11193 | 0.090334 | 102.2703 | 116.5143 | 110.4519 | 138.0767 | 124.2643 | 0.025876 | 0.026428 | 0.025208 | 0.025368 | 2044 |  | - | - | - | - | - | - | - | - | - | - | - | - | - | - | - | - | - | - | 0.00055735 | 0.00055735 | 2044 |  | - | - | - | - | - | - | - | - | - | - | - | - | - | - | - | - | - | - | 2044 |  | 94 | - | - | - | - | - | - | - | -
2045 |  | 0.075187 | 0.059601 | 0.093189 | 0.073175 | 0.0082092 | 0.097273 | 0.079094 | 0.11827 | 0.094926 | 103.9752 | 118.3794 | 112.2933 | 140.2869 | 126.2901 | 0.025031 | 0.025564 | 0.024384 | 0.024539 | 2045 |  | - | - | - | - | - | - | - | - | - | - | - | - | - | - | - | - | - | - | 0.00055735 | 0.00055735 | 2045 |  | - | - | - | - | - | - | - | - | - | - | - | - | - | - | - | - | - | - | 2045 |  | 94 | - | - | - | - | - | - | - | -
2046 |  | 0.076579 | 0.059993 | 0.098028 | 0.076413 | 0.00914 | 0.099983 | 0.080636 | 0.125 | 0.099789 | 105.7087 | 120.2743 | 114.1653 | 142.5325 | 128.3489 | 0.024212 | 0.024728 | 0.023587 | 0.023737 | 2046 |  | - | - | - | - | - | - | - | - | - | - | - | - | - | - | - | - | - | - | 0.00055735 | 0.00055735 | 2046 |  | - | - | - | - | - | - | - | - | - | - | - | - | - | - | - | - | - | - | 2046 |  | 94 | - | - | - | - | - | - | - | -
2047 |  | 0.077997 | 0.060387 | 0.10312 | 0.079795 | 0.010176 | 0.10285 | 0.082305 | 0.13215 | 0.10494 | 107.471 | 122.1995 | 116.0686 | 144.8141 | 130.4414 | 0.023421 | 0.02392 | 0.022816 | 0.022961 | 2047 |  | - | - | - | - | - | - | - | - | - | - | - | - | - | - | - | - | - | - | 0.00055735 | 0.00055735 | 2047 |  | - | - | - | - | - | - | - | - | - | - | - | - | - | - | - | - | - | - | 2047 |  | 94 | - | - | - | - | - | - | - | -
2048 |  | 0.079442 | 0.060783 | 0.10847 | 0.083326 | 0.01133 | 0.10588 | 0.084113 | 0.13974 | 0.11041 | 109.2627 | 124.1556 | 118.0037 | 147.1321 | 132.5679 | 0.022655 | 0.023138 | 0.02207 | 0.02221 | 2048 |  | - | - | - | - | - | - | - | - | - | - | - | - | - | - | - | - | - | - | 0.00055735 | 0.00055735 | 2048 |  | - | - | - | - | - | - | - | - | - | - | - | - | - | - | - | - | - | - | 2048 |  | 94 | - | - | - | - | - | - | - | -
2049 |  | 0.080913 | 0.061182 | 0.1141 | 0.087013 | 0.012615 | 0.10909 | 0.086077 | 0.1478 | 0.11621 | 111.0842 | 126.143 | 119.971 | 149.4873 | 134.7291 | 0.021914 | 0.022381 | 0.021348 | 0.021484 | 2049 |  | - | - | - | - | - | - | - | - | - | - | - | - | - | - | - | - | - | - | 0.00055735 | 0.00055735 | 2049 |  | - | - | - | - | - | - | - | - | - | - | - | - | - | - | - | - | - | - | 2049 |  | 94 | - | - | - | - | - | - | - | -
2050 |  | 0.082411 | 0.061584 | 0.12003 | 0.090864 | 0.014045 | 0.11251 | 0.088214 | 0.15638 | 0.12237 | 112.9362 | 128.1622 | 121.9711 | 151.8802 | 136.9256 | 0.021198 | 0.02165 | 0.02065 | 0.020781 | 2050 |  | - | - | - | - | - | - | - | - | - | - | - | - | - | - | - | - | - | - | 0.00055735 | 0.00055735 | 2050 |  | - | - | - | - | - | - | - | - | - | - | - | - | - | - | - | - | - | - | 2050 |  | 94 | - | - | - | - | - | - | - | -
Levelized Costs | [19 empty] | Levelized Costs | [21 empty] | Levelized Costs | [19 empty] | Levelized Costs
10 years (2018-2027) | 10 | 0.053976 | 0.049879 | 0.040714 | 0.0347 | 0.0043316 | 0.06801 | 0.063231 | 0.052541 | 0.045527 | 73.2875 | 26.3685 | 79.1506 | 31.2483 | 55.1995 | 0.042876 | 0.04379 | 0.041768 | 0.042034 | 10 years (2018-2027) | 10 | 0.022155 | 0.015551 | 0.017143 | 0.011741 | 58.795 | 163.3389 | 63.4986 | 193.5668 | 123.5027 | 0.021242 | 0.014929 | 0.01679 | 0.011514 | 43.3391 | 150.7005 | 46.8062 | 178.5895 | 106.935 | 0.0082375 | 0.0066964 | 10 years (2018-2027) | 10 | 0.022621 | 0.016404 | 0.017032 | 0.011576 | 60.3863 | 164.9368 | 65.2172 | 195.4604 | 125.2595 | 0.022171 | 0.016103 | 0.017037 | 0.011608 | 44.3345 | 152.1313 | 47.8812 | 180.2851 | 108.2656 | 10 years (2018-2027) | 10 | 94 | 0.94128 | 8.3322 | 4.6367 | 0.48404 | 7.3288 | 3.9064 | 5.4083 | 4.5564
15 years (2018-2032) | 15 | 0.0558 | 0.051481 | 0.04298 | 0.036762 | 0.0036084 | 0.069294 | 0.064257 | 0.05434 | 0.047087 | 76.9384 | 48.6228 | 83.0934 | 57.6211 | 70.3573 | 0.041468 | 0.042351 | 0.040396 | 0.040653 | 15 years (2018-2032) | 15 | 0.015257 | 0.010709 | 0.011806 | 0.0080856 | 40.4887 | 173.13 | 43.7277 | 205.1698 | 119.1172 | 0.014872 | 0.010445 | 0.011762 | 0.0080629 | 29.8451 | 203.2941 | 32.2327 | 240.9162 | 128.8004 | 0.0058454 | 0.0047841 | 15 years (2018-2032) | 15 | 0.015578 | 0.011296 | 0.011729 | 0.0079717 | 41.5845 | 174.738 | 44.9112 | 207.0754 | 120.6123 | 0.015557 | 0.011293 | 0.011963 | 0.0081463 | 30.5305 | 205.1125 | 32.973 | 243.0711 | 130.1785 | 15 years (2018-2032) | 15 | 94 | 0.64821 | 6.6041 | 3.6262 | 0.33333 | 6.4441 | 3.3887 | 4.2296 | 3.9526
30 years (2018-2047) | 30 | 0.061522 | 0.054048 | 0.05637 | 0.046572 | 0.0043377 | 0.076818 | 0.068101 | 0.070809 | 0.059381 | 85.1465 | 75.723 | 91.9583 | 89.7365 | 90.8474 | 0.036426 | 0.037202 | 0.035485 | 0.035711 | 30 years (2018-2047) | 30 | 0.0083893 | 0.0058886 | 0.0064916 | 0.004446 | 22.2635 | 95.1988 | 24.0445 | 112.8165 | 65.4989 | 0.0081774 | 0.0057434 | 0.0064678 | 0.0044335 | 16.4109 | 112.3539 | 17.7237 | 133.1464 | 71.1386 | 0.0034651 | 0.0028815 | 30 years (2018-2047) | 30 | 0.0085657 | 0.0062115 | 0.0064494 | 0.0043834 | 22.866 | 96.083 | 24.6953 | 113.8644 | 66.321 | 0.0085545 | 0.0062096 | 0.0065778 | 0.0044794 | 16.7878 | 113.3586 | 18.1308 | 134.337 | 71.899 | 30 years (2018-2047) | 30 | 94 | 0.35643 | 3.6314 | 1.9939 | 0.18329 | 3.5494 | 1.8663 | 2.3257 | 2.1769
NOTES: |  | All Avoided Costs are in 2018 Dollars | [17 empty] | NOTES: |  | All Avoided Costs are in 2018 Dollars | [19 empty] | NOTES: |  | All Avoided Costs are in 2018 Dollars | [17 empty] | NOTES: |  | All Avoided Costs are in 2018 Dollars
|  | ISO New England periods: Summer is June through September, Winter is all other months. Peak hours are: Monday through Friday 7 AM - 11 PM; Off-Peak Hours are all other hours | [19 empty] | ISO New England periods: Summer is June through September, Winter is all other months. Peak hours are: Monday through Friday 7 AM - 11 PM; Off-Peak Hours are all other hours | [21 empty] | ISO New England periods: Summer is June through September, Winter is all other months. Peak hours are: Monday through Friday 7 AM - 11 PM; Off-Peak Hours are all other hours | [19 empty] | ISO New England periods: Summer is June through September, Winter is all other months. Peak hours are: Monday through Friday 7 AM - 11 PM; Off-Peak Hours are all other hours
1 |  | Avoided retail cost of electric energy = (wholesale energy avoided cost + REC cost to load) * (Wholesale Risk Premium) * (1 + Distribution Losses), e.g., f = (a + e) * (1 + 8.0%) * (1 + 8.0%) | [17 empty] | 1 |  | Avoided retail cost of electric energy = (wholesale energy avoided cost + REC cost to load) * (Wholesale Risk Premium) * (1 + Distribution Losses), e.g., f = (a + e) * (1 + 8.0%) * (1 + 8.0%) | [19 empty] | 1 |  | Avoided retail cost of electric energy = (wholesale energy avoided cost + REC cost to load) * (Wholesale Risk Premium) * (1 + Distribution Losses), e.g., f = (a + e) * (1 + 8.0%) * (1 + 8.0%) | [17 empty] | 1 |  | Avoided retail cost of electric energy = (wholesale energy avoided cost + REC cost to load) * (Wholesale Risk Premium) * (1 + Distribution Losses), e.g., f = (a + e) * (1 + 8.0%) * (1 + 8.0%)
2 |  | Uncleared capacity value includes reserve margin and uncleared load forecast effect | [17 empty] | 2 |  | Uncleared capacity value includes reserve margin and uncleared load forecast effect | [19 empty] | 2 |  | Uncleared capacity value includes reserve margin and uncleared load forecast effect | [17 empty] | 2 |  | Uncleared capacity value includes reserve margin and uncleared load forecast effect
3 |  | Value of avoided capacity costs and capacity DRIPE each year is function of quantity of kW reduction in year, PA bidding strategy that reduction into applicable FCAs, reserve margin, and the uncleared load forecast effect. | [17 empty] | 3 |  | Value of avoided capacity costs and capacity DRIPE each year is function of quantity of kW reduction in year, PA bidding strategy that reduction into applicable FCAs, reserve margin, and the uncleared load forecast effect. | [19 empty] | 3 |  | Value of avoided capacity costs and capacity DRIPE each year is function of quantity of kW reduction in year, PA bidding strategy that reduction into applicable FCAs, reserve margin, and the uncleared load forecast effect. | [17 empty] | 3 |  | Value of avoided capacity costs and capacity DRIPE each year is function of quantity of kW reduction in year, PA bidding strategy that reduction into applicable FCAs, reserve margin, and the uncleared load forecast effect.
4 |  | Proceeds from selling into the FCM also include the ISO New England loss factor of 8.0% | [17 empty] | 4 |  | Proceeds from selling into the FCM also include the ISO New England loss factor of 8.0% | [19 empty] | 4 |  | Proceeds from selling into the FCM also include the ISO New England loss factor of 8.0% | [17 empty] | 4 |  | Proceeds from selling into the FCM also include the ISO New England loss factor of 8.0%
5 |  | Assumes PTF loss factor of 1.6%, ISO New England loss factor of 8.0%, and Wholesale Risk Premium of 8.0% | [17 empty] | 5 |  | Assumes PTF loss factor of 1.6%, ISO New England loss factor of 8.0%, and Wholesale Risk Premium of 8.0% | [19 empty] | 5 |  | Assumes PTF loss factor of 1.6%, ISO New England loss factor of 8.0%, and Wholesale Risk Premium of 8.0% | [17 empty] | 5 |  | Assumes PTF loss factor of 1.6%, ISO New England loss factor of 8.0%, and Wholesale Risk Premium of 8.0%
6 |  | Assumes bid percentage of 50.0% | [17 empty] | 6 |  | Assumes bid percentage of 50.0% | [19 empty] | 6 |  | Assumes bid percentage of 50.0% | [17 empty] | 6 |  | Assumes bid percentage of 50.0%
7 |  | Cross DRIPE = Electric-Gas cross DRIPE + Electric-Gas-Electric cross DRIPE | [17 empty] | 7 |  | Cross DRIPE = Electric-Gas cross DRIPE + Electric-Gas-Electric cross DRIPE | [19 empty] | 7 |  | Cross DRIPE = Electric-Gas cross DRIPE + Electric-Gas-Electric cross DRIPE | [17 empty] | 7 |  | Cross DRIPE = Electric-Gas cross DRIPE + Electric-Gas-Electric cross DRIPE
8 |  | Assumes VOLL of $25.00/kWh | [17 empty] | 8 |  | Assumes VOLL of $25.00/kWh | [19 empty] | 8 |  | Assumes VOLL of $25.00/kWh | [17 empty] | 8 |  | Assumes VOLL of $25.00/kWh
9 |  | Assumes $100/ton CO2 price; NOX prices not included | [17 empty] | 9 |  | Assumes $100/ton CO2 price; NOX prices not included | [19 empty] | 9 |  | Assumes $100/ton CO2 price; NOX prices not included | [17 empty] | 9 |  | Assumes $100/ton CO2 price; NOX prices not included

## WCMA
AESC 2018 Results: Avoided Cost of Electricity (2018 $) | [18 empty] | Page One of Four | AESC 2018 Results: Avoided Cost of Electricity (2018 $) | [20 empty] | Page Two of Four | AESC 2018 Results: Avoided Cost of Electricity (2018 $) | [18 empty] | Page Three of Four | AESC 2018 Results: Avoided Cost of Electricity (2018 $) | [10 empty] | Page Four of Four
Zone: |  | WCMA | [17 empty] | Zone: |  | WCMA | [19 empty] | Zone: |  | WCMA | [17 empty] | Zone: |  | WCMA
|  | Wholesale Cost of Electric Energy |  |  |  | Wholesale REC Costs | Retail Cost of Electric Energy1 |  |  |  | Wholesale Capacity Values |  | Retail Cost of Electric Capacity3 |  |  | Wholesale Non-Embedded Costs | [5 empty] | Intrastate | [17 empty] | Wholesale Cross-DRIPE7 |  |  |  | Rest-of-Pool | [19 empty] | Transmission & Distribution (T&D) Cost | Wholesale Reliability Value8 | [5 empty] | Retail Reliability Value
[22 empty] | DRIPE: 2018 vintage measures | [8 empty] | DRIPE: 2019 vintage measures | [12 empty] | DRIPE: 2018 vintage measures | [8 empty] | DRIPE: 2019 vintage measures | [11 empty] | Reliability: 2018 vintage measures |  |  | Reliability: 2019 vintage measures |  |  | 2018 vintage | 2019 vintage
[22 empty] | Wholesale Energy DRIPE |  |  |  | Wholesale Capacity DRIPE |  | Retail Capacity DRIPE3 |  |  | Wholesale Energy DRIPE |  |  |  | Wholesale Capacity DRIPE2 |  | Retail Capacity DRIPE3 | [6 empty] | Wholesale Energy DRIPE |  |  |  | Wholesale Capacity DRIPE2 |  | Retail Capacity DRIPE3 |  |  | Wholesale Energy DRIPE |  |  |  | Wholesale Capacity DRIPE2 |  | Retail Capacity DRIPE3
|  | Winter Peak | Winter Off-Peak | Summer Peak | Summer Off-Peak |  | Winter Peak | Winter Off-Peak | Summer Peak | Summer Off-Peak | Cleared (FCA Price) | Uncleared2 | Cleared4 | Uncleared5 | Weighted Avg6 | Winter Peak | Winter Off-Peak | Summer Peak | Summer Off-Peak |  |  | Winter Peak | Winter Off-Peak | Summer Peak | Summer Off-Peak | Cleared | Uncleared2 | Cleared4 | Uncleared5 | Weighted Avg6 | Winter Peak | Winter Off-Peak | Summer Peak | Summer Off-Peak | Cleared | Uncleared2 | Cleared4 | Uncleared5 | Weighted Avg6 | 2018 Installation Year | 2019 Installation Year |  |  | Winter Peak | Winter Off-Peak | Summer Peak | Summer Off-Peak | Cleared | Uncleared2 | Cleared4 | Uncleared5 | Weighted Avg6 | Winter Peak | Winter Off-Peak | Summer Peak | Summer Off-Peak | Cleared | Uncleared2 | Cleared4 | Uncleared5 | Weighted Avg6 |  |  |  | Cleared | Uncleared | Weighted Avg5 | Cleared | Uncleared | Weighted Avg5 | Weighted Avg5 | Weighted Avg5
Units: |  | $/kWh | $/kWh | $/kWh | $/kWh | $/kWh | $/kWh | $/kWh | $/kWh | $/kWh | $/kW-yr | $/kW-yr | $/kW-yr | $/kW-yr | $/kW-yr | $/kWh | $/kWh | $/kWh | $/kWh | Units: |  | $/kWh | $/kWh | $/kWh | $/kWh | $/kW-yr | $/kW-yr | $/kW-yr | $/kW-yr | $/kW-yr | $/kWh | $/kWh | $/kWh | $/kWh | $/kW-yr | $/kW-yr | $/kW-yr | $/kW-yr | $/kW-yr | $/kWh | $/kWh | Units: |  | $/kWh | $/kWh | $/kWh | $/kWh | $/kW-yr | $/kW-yr | $/kW-yr | $/kW-yr | $/kW-yr | $/kWh | $/kWh | $/kWh | $/kWh | $/kW-yr | $/kW-yr | $/kW-yr | $/kW-yr | $/kW-yr | Units: |  | $/kW-yr | $/kW-yr | $/kW-yr | $/kW-yr | $/kW-yr | $/kW-yr | $/kW-yr | $/kW-yr | $/kW-yr
Period: |  | a | b | c | d | e | f =(a+e)*(1+WRP)*(1+DL) | g =(b+e)*(1+WRP)*(1+DL) | h =(c+e)*(1+WRP)*(1+DL) | i =(d+e)*(1+WRP)*(1+DL) | j | k | l=j*(1+DL) | m=k*(1+PTF Loss)*(1+WRP)*(1+DL) | n = (l*%Bid)+m*(1-%Bid) | o | p | q | r | Period: |  | s | t | u | v | w | x | y=w*(1+DL) | z=x*(1+PTF Loss)*(1+WRP)*(1+DL) | aa = (y*%Bid)+z*(1-%Bid) | bb | cc | dd | ee | ff | gg | hh=ff*(1+DL) | ii=gg*(1+PTF Loss)*(1+WRP)*(1+DL) | jj = (hh*%Bid)+ii*(1-%Bid) | kk | ll | Period: |  | mm | nn | oo | pp | qq | rr | ss=qq*(1+DL) | tt=rr*(1+PTF Loss)*(1+WRP)*(1+DL) | uu = (ss*%Bid)+tt*(1-%Bid) | vv | ww | xx | yy | zz | aaa | bbb=zz*(1+DL) | ccc=aaa*(1+PTF Loss)*(1+WRP)*(1+DL) | ddd = (bbb*%Bid)+ccc*(1-%Bid) | Period: |  | eee | fff | ggg | hhh = (fff*%Bid)+ggg*(1-%Bid) | iii | jjj | kkk = (iii*%Bid)+jjj*(1-%Bid) | lll = hhh*(1+WRP)*(1+DL) | mmm = kkk*(1+WRP)*(1+DL)
2018 |  | 0.047565 | 0.043352 | 0.031798 | 0.025744 | 0.0038694 | 0.059993 | 0.055079 | 0.041602 | 0.034541 | 104.4975 | 0 | 112.8573 | 0 | 56.4286 | 0.045904 | 0.046882 | 0.044718 | 0.045002 | 2018 |  | 0.019556 | 0.013629 | 0.013484 | 0.0088866 | 239.6401 | - | 258.8113 | - | 129.4057 | - | - | - | - | - | - | - | - | - | 0.007481 | 0 | 2018 |  | 0.019152 | 0.013776 | 0.012835 | 0.0083596 | 247.308 | - | 267.0926 | - | 133.5463 | - | - | - | - | - | - | - | - | - | 2018 |  | 94 | 5.325 | 16.644 | 10.9845 | - | - | - | 12.8123 | -
2019 |  | 0.048384 | 0.044885 | 0.031686 | 0.028296 | 0.0082488 | 0.066056 | 0.061976 | 0.04658 | 0.042626 | 100.01 | 0 | 108.0108 | 0 | 54.0054 | 0.044647 | 0.045598 | 0.043493 | 0.04377 | 2019 |  | 0.030612 | 0.021213 | 0.020548 | 0.015047 | 125.951 | - | 136.0271 | - | 68.0136 | 0.019748 | 0.013685 | 0.013255 | 0.0097067 | 151.7482 | - | 163.8881 | - | 81.944 | 0.011797 | 0.0073729 | 2019 |  | 0.029772 | 0.021304 | 0.019548 | 0.014003 | 129.0552 | - | 139.3796 | - | 69.6898 | 0.019206 | 0.013743 | 0.01261 | 0.0090331 | 155.4882 | - | 167.9272 | - | 83.9636 | 2019 |  | 94 | 2.15 | 12.6689 | 7.4094 | 2.6 | 12.6689 | 7.6344 | 8.6424 | 8.9048
2020 |  | 0.051745 | 0.048535 | 0.037547 | 0.032625 | 0.0085205 | 0.070294 | 0.06655 | 0.053734 | 0.047993 | 73.85 | 0 | 79.758 | 0 | 39.879 | 0.043436 | 0.044362 | 0.042314 | 0.042583 | 2020 |  | 0.03509 | 0.025128 | 0.026189 | 0.018254 | 153.4124 | - | 165.6853 | - | 82.8427 | 0.032493 | 0.023268 | 0.024251 | 0.016903 | 190.0481 | - | 205.252 | - | 102.626 | 0.013038 | 0.01157 | 2020 |  | 0.034017 | 0.025093 | 0.024663 | 0.017132 | 156.932 | - | 169.4866 | - | 84.7433 | 0.0315 | 0.023236 | 0.022838 | 0.015864 | 194.4084 | - | 209.961 | - | 104.9805 | 2020 |  | 94 | 0.925 | 4.6398 | 2.7824 | 1.15 | 4.6398 | 2.8949 | 3.2454 | 3.3766
2021 |  | 0.054014 | 0.050368 | 0.045321 | 0.03763 | 0.0066029 | 0.070703 | 0.06645 | 0.060564 | 0.051594 | 59.93 | 0 | 64.7244 | 0 | 32.3622 | 0.043207 | 0.044128 | 0.042091 | 0.042358 | 2021 |  | 0.03696 | 0.026338 | 0.031889 | 0.021579 | 25.5783 | - | 27.6246 | - | 13.8123 | 0.036375 | 0.025921 | 0.031384 | 0.021237 | 34.2749 | - | 37.0169 | - | 18.5085 | 0.013215 | 0.011915 | 2021 |  | 0.035486 | 0.026116 | 0.029756 | 0.019989 | 26.1208 | - | 28.2105 | - | 14.1052 | 0.034924 | 0.025702 | 0.029285 | 0.019672 | 35.0019 | - | 37.8021 | - | 18.901 | 2021 |  | 94 | 0.275 | 7.7651 | 4.02 | 0.35 | 7.7651 | 4.0575 | 4.689 | 4.7327
2022 |  | 0.053678 | 0.048654 | 0.044529 | 0.035854 | 0.0026783 | 0.065734 | 0.059874 | 0.055062 | 0.044944 | 57.58 | 0 | 62.1864 | 0 | 31.0932 | 0.042985 | 0.043901 | 0.041874 | 0.04214 | 2022 |  | 0.033116 | 0.022786 | 0.028308 | 0.018172 | 17.1139 | - | 18.483 | - | 9.2415 | 0.036483 | 0.025103 | 0.031187 | 0.020019 | 25.9301 | - | 28.0045 | - | 14.0023 | 0.01198 | 0.01198 | 2022 |  | 0.031655 | 0.022561 | 0.026374 | 0.01697 | 17.4486 | - | 18.8444 | - | 9.4222 | 0.034874 | 0.024855 | 0.029056 | 0.018695 | 26.4372 | - | 28.5522 | - | 14.2761 | 2022 |  | 94 | 0.175 | 7.965 | 4.07 | 0.275 | 7.965 | 4.12 | 4.7472 | 4.8056
2023 |  | 0.055044 | 0.048657 | 0.041623 | 0.032617 | 0.0029074 | 0.067595 | 0.060145 | 0.05194 | 0.041435 | 58.78 | 20.7905 | 63.4824 | 24.638 | 44.0602 | 0.042773 | 0.043685 | 0.041668 | 0.041933 | 2023 |  | 0.022582 | 0.015057 | 0.017632 | 0.011155 | - | 16.439 | - | 19.4813 | 9.7406 | 0.028379 | 0.018923 | 0.022159 | 0.014019 | 17.2547 | - | 18.6351 | - | 9.3175 | 0.0087978 | 0.0087978 | 2023 |  | 0.02604 | 0.018004 | 0.019767 | 0.012481 | - | 16.7099 | - | 19.8023 | 9.9011 | 0.032726 | 0.022626 | 0.024843 | 0.015685 | 17.539 | - | 18.9422 | - | 9.4711 | 2023 |  | 94 | 0.1 | 5.8757 | 2.9878 | 0.2 | 8.1056 | 4.1528 | 3.485 | 4.8438
2024 |  | 0.058451 | 0.054732 | 0.041023 | 0.037328 | 0.0029001 | 0.07156 | 0.067222 | 0.051232 | 0.046922 | 61.24 | 36.0397 | 66.1392 | 42.7093 | 54.4243 | 0.042404 | 0.043308 | 0.041309 | 0.041571 | 2024 |  | 0.018287 | 0.013185 | 0.013064 | 0.0098007 | - | 28.7449 | - | 34.0646 | 17.0323 | 0.023601 | 0.017016 | 0.016861 | 0.012649 | - | 16.6845 | - | 19.7721 | 9.8861 | 0.0057093 | 0.0057093 | 2024 |  | 0.020977 | 0.015648 | 0.014613 | 0.01073 | - | 29.1158 | - | 34.504 | 17.252 | 0.027073 | 0.020195 | 0.018859 | 0.013848 | - | 16.8997 | - | 20.0272 | 10.0136 | 2024 |  | 94 | - | 4.636 | 2.318 | 0.1 | 6.2407 | 3.1703 | 2.7037 | 3.6979
2025 |  | 0.055234 | 0.052131 | 0.043006 | 0.03844 | 0.0024643 | 0.067299 | 0.06368 | 0.053037 | 0.047711 | 65.65 | 53.9052 | 70.902 | 63.881 | 67.3915 | 0.041844 | 0.042735 | 0.040763 | 0.041022 | 2025 |  | 0.012027 | 0.0087286 | 0.0096567 | 0.0070918 | - | 472.151 | - | 559.5284 | 279.7642 | 0.016556 | 0.012015 | 0.013293 | 0.0097622 | - | 370.2905 | - | 438.8173 | 219.4086 | 0.0043553 | 0.0043553 | 2025 |  | 0.014176 | 0.010586 | 0.011035 | 0.007966 | - | 478.096 | - | 566.5736 | 283.2868 | 0.019513 | 0.014573 | 0.01519 | 0.010966 | - | 374.9529 | - | 444.3426 | 222.1713 | 2025 |  | 94 | - | 8.277 | 4.1385 | - | 8.9778 | 4.4889 | 4.8271 | 5.2359
2026 |  | 0.055354 | 0.051833 | 0.046721 | 0.040849 | 0.0023322 | 0.067285 | 0.063178 | 0.057216 | 0.050366 | 71.16 | 74.8674 | 76.8528 | 88.7226 | 82.7877 | 0.04127 | 0.042149 | 0.040203 | 0.040459 | 2026 |  | 0.006235 | 0.0044156 | 0.0054123 | 0.0037939 | - | 558.6997 | - | 662.094 | 331.047 | 0.011553 | 0.0081817 | 0.010028 | 0.0070297 | - | 505.3024 | - | 598.8149 | 299.4075 | 0.0030357 | 0.0030357 | 2026 |  | 0.0074827 | 0.0054858 | 0.0063462 | 0.004431 | - | 563.3766 | - | 667.6364 | 333.8182 | 0.013865 | 0.010165 | 0.011759 | 0.0082103 | - | 509.5323 | - | 603.8276 | 301.9138 | 2026 |  | 94 | - | 7.6259 | 3.813 | - | 9.0239 | 4.512 | 4.4475 | 5.2628
2027 |  | 0.059939 | 0.056008 | 0.044656 | 0.038702 | 0.0021386 | 0.072407 | 0.067823 | 0.054581 | 0.047637 | 76.85 | 89.5302 | 82.998 | 106.0989 | 94.5485 | 0.039691 | 0.040536 | 0.038665 | 0.038911 | 2027 |  | 0.0038312 | 0.0027591 | 0.0029491 | 0.0020687 | - | 547.1467 | - | 648.403 | 324.2015 | 0.006463 | 0.0046545 | 0.0049751 | 0.0034897 | - | 588.3233 | - | 697.1998 | 348.5999 | 0.0017671 | 0.0017671 | 2027 |  | 0.0045887 | 0.003411 | 0.0034394 | 0.0023974 | - | 551.7269 | - | 653.8308 | 326.9154 | 0.0077409 | 0.0057543 | 0.0058021 | 0.0040444 | - | 593.2482 | - | 703.0361 | 351.518 | 2027 |  | 94 | - | 6.4062 | 3.2031 | - | 8.3519 | 4.176 | 3.7361 | 4.8709
2028 |  | 0.061782 | 0.054443 | 0.04881 | 0.039726 | 0.0020285 | 0.074428 | 0.065869 | 0.059298 | 0.048702 | 82.49 | 94.781 | 89.0892 | 112.3214 | 100.7053 | 0.039191 | 0.040026 | 0.038179 | 0.038421 | 2028 |  | - | - | - | - | - | 419.1142 | - | 496.6765 | 248.3382 | 0.0038108 | 0.0025687 | 0.0031244 | 0.0020888 | - | 577.9153 | - | 684.8656 | 342.4328 | 0.0005483 | 0.0005483 | 2028 |  | 0 | 0 | 0 | 0 | - | 422.6226 | - | 500.8341 | 250.4171 | 0.0045311 | 0.00318 | 0.0036018 | 0.0023887 | - | 582.753 | - | 690.5986 | 345.2993 | 2028 |  | 94 | - | 6.5389 | 3.2695 | - | 9.0249 | 4.5125 | 3.8135 | 5.2634
2029 |  | 0.063617 | 0.058192 | 0.047818 | 0.040415 | 0.0019226 | 0.076446 | 0.070118 | 0.058018 | 0.049382 | 88.13 | 100.997 | 95.1804 | 119.6877 | 107.4341 | 0.037881 | 0.038688 | 0.036902 | 0.037137 | 2029 |  | - | - | - | - | - | 275.6199 | - | 326.6268 | 163.3134 | - | - | - | - | - | 445.4787 | - | 527.92 | 263.96 | 0.00055322 | 0.00055322 | 2029 |  | 0 | 0 | 0 | 0 | - | 277.9271 | - | 329.3609 | 164.6805 | - | - | - | - | - | 449.2077 | - | 532.3392 | 266.1696 | 2029 |  | 94 | - | 4.2747 | 2.1374 | - | 6.9484 | 3.4742 | 2.493 | 4.0523
2030 |  | 0.058506 | 0.055145 | 0.050455 | 0.04602 | 0.0018362 | 0.070384 | 0.066463 | 0.060992 | 0.055819 | 83.9 | 97.7435 | 90.612 | 115.8321 | 103.2221 | 0.036268 | 0.037041 | 0.035331 | 0.035556 | 2030 |  | - | - | - | - | - | 134.1699 | - | 158.9997 | 79.4998 | - | - | - | - | - | 245.5024 | - | 290.9356 | 145.4678 | 0.00055735 | 0.00055735 | 2030 |  | - | - | - | - | - | 135.293 | - | 160.3307 | 80.1653 | - | - | - | - | - | 247.5575 | - | 293.371 | 146.6855 | 2030 |  | 94 | - | 1.6042 | 0.80211 | - | 2.8555 | 1.4278 | 0.93558 | 1.6653
2031 |  | 0.058092 | 0.054338 | 0.045758 | 0.039879 | 0.0018251 | 0.069887 | 0.065508 | 0.055501 | 0.048644 | 82.49 | 94.781 | 89.0892 | 112.3214 | 100.7053 | 0.039863 | 0.040712 | 0.038833 | 0.03908 | 2031 |  | - | - | - | - | - | 62.6798 | - | 74.2795 | 37.1397 | - | - | - | - | - | 141.7149 | - | 167.941 | 83.9705 | 0.00055735 | 0.00055735 | 2031 |  | - | - | - | - | - | 63.2045 | - | 74.9013 | 37.4506 | - | - | - | - | - | 142.9012 | - | 169.3468 | 84.6734 | 2031 |  | 94 | - | 1.0095 | 0.50473 | - | 2.26 | 1.13 | 0.58872 | 1.318
2032 |  | 0.056737 | 0.052724 | 0.046736 | 0.040411 | 0.002441 | 0.069026 | 0.064345 | 0.05736 | 0.049982 | 88.13 | 100.997 | 95.1804 | 119.6877 | 107.4341 | 0.038568 | 0.03939 | 0.037571 | 0.03781 | 2032 |  | - | - | - | - | - | 18.161 | - | 21.5219 | 10.761 | - | - | - | - | - | 66.6227 | - | 78.9521 | 39.476 | 0.00055735 | 0.00055735 | 2032 |  | - | - | - | - | - | 18.313 | - | 21.7021 | 10.851 | - | - | - | - | - | 67.1804 | - | 79.613 | 39.8065 | 2032 |  | 94 | - | 0.27217 | 0.13609 | - | 1.0727 | 0.53634 | 0.15873 | 0.62559
2033 |  | 0.061365 | 0.053806 | 0.047465 | 0.038728 | 0.0025566 | 0.074558 | 0.065741 | 0.058345 | 0.048155 | 83.9 | 97.7435 | 90.612 | 115.8321 | 103.2221 | 0.037846 | 0.038653 | 0.036868 | 0.037103 | 2033 |  | - | - | - | - | - | - | - | - | - | - | - | - | - | - | 16.1765 | - | 19.1702 | 9.5851 | 0.00055735 | 0.00055735 | 2033 |  | - | - | - | - | - | - | - | - | - | - | - | - | - | - | 16.3119 | - | 19.3306 | 9.6653 | 2033 |  | 94 | - | - | - | - | 0.18181 | 0.090906 | - | 0.10603
2034 |  | 0.060493 | 0.050728 | 0.050435 | 0.039587 | 0.0026777 | 0.073683 | 0.062292 | 0.061951 | 0.049298 | 82.49 | 94.781 | 89.0892 | 112.3214 | 100.7053 | 0.037734 | 0.038538 | 0.036759 | 0.036993 | 2034 |  | - | - | - | - | - | - | - | - | - | - | - | - | - | - | - | - | - | - | 0.00055735 | 0.00055735 | 2034 |  | - | - | - | - | - | - | - | - | - | - | - | - | - | - | - | - | - | - | 2034 |  | 94 | - | - | - | - | - | - | - | -
2035 |  | 0.062553 | 0.055788 | 0.056141 | 0.047428 | 0.0028045 | 0.076233 | 0.068342 | 0.068754 | 0.058592 | 88.13 | 100.997 | 95.1804 | 119.6877 | 107.4341 | 0.0349 | 0.035644 | 0.033998 | 0.034214 | 2035 |  | - | - | - | - | - | - | - | - | - | - | - | - | - | - | - | - | - | - | 0.00055735 | 0.00055735 | 2035 |  | - | - | - | - | - | - | - | - | - | - | - | - | - | - | - | - | - | - | 2035 |  | 94 | - | - | - | - | - | - | - | -
2036 |  | 0.06372 | 0.056156 | 0.059086 | 0.049529 | 0.0031225 | 0.077965 | 0.069142 | 0.07256 | 0.061413 | 89.5993 | 102.6137 | 96.7672 | 121.6036 | 109.1854 | 0.033759 | 0.034478 | 0.032887 | 0.033096 | 2036 |  | - | - | - | - | - | - | - | - | - | - | - | - | - | - | - | - | - | - | 0.00055735 | 0.00055735 | 2036 |  | - | - | - | - | - | - | - | - | - | - | - | - | - | - | - | - | - | - | 2036 |  | 94 | - | - | - | - | - | - | - | -
2037 |  | 0.06491 | 0.056527 | 0.062185 | 0.051723 | 0.0034766 | 0.079766 | 0.069988 | 0.076588 | 0.064385 | 91.093 | 104.2562 | 98.3804 | 123.5501 | 110.9653 | 0.032655 | 0.033351 | 0.031812 | 0.032014 | 2037 |  | - | - | - | - | - | - | - | - | - | - | - | - | - | - | - | - | - | - | 0.00055735 | 0.00055735 | 2037 |  | - | - | - | - | - | - | - | - | - | - | - | - | - | - | - | - | - | - | 2037 |  | 94 | - | - | - | - | - | - | - | -
2038 |  | 0.066122 | 0.0569 | 0.065447 | 0.054014 | 0.0038707 | 0.081639 | 0.070883 | 0.080852 | 0.067517 | 92.6116 | 105.9251 | 100.0206 | 125.5278 | 112.7742 | 0.031588 | 0.032261 | 0.030772 | 0.030967 | 2038 |  | - | - | - | - | - | - | - | - | - | - | - | - | - | - | - | - | - | - | 0.00055735 | 0.00055735 | 2038 |  | - | - | - | - | - | - | - | - | - | - | - | - | - | - | - | - | - | - | 2038 |  | 94 | - | - | - | - | - | - | - | -
2039 |  | 0.067356 | 0.057276 | 0.06888 | 0.056407 | 0.0043096 | 0.083591 | 0.071833 | 0.085369 | 0.070819 | 94.1556 | 107.6206 | 101.6881 | 127.5371 | 114.6126 | 0.030555 | 0.031206 | 0.029766 | 0.029955 | 2039 |  | - | - | - | - | - | - | - | - | - | - | - | - | - | - | - | - | - | - | 0.00055735 | 0.00055735 | 2039 |  | - | - | - | - | - | - | - | - | - | - | - | - | - | - | - | - | - | - | 2039 |  | 94 | - | - | - | - | - | - | - | -
2040 |  | 0.068613 | 0.057654 | 0.072493 | 0.058905 | 0.0047982 | 0.085627 | 0.072845 | 0.090153 | 0.074303 | 95.7253 | 109.3433 | 103.3834 | 129.5786 | 116.481 | 0.029556 | 0.030186 | 0.028793 | 0.028976 | 2040 |  | - | - | - | - | - | - | - | - | - | - | - | - | - | - | - | - | - | - | 0.00055735 | 0.00055735 | 2040 |  | - | - | - | - | - | - | - | - | - | - | - | - | - | - | - | - | - | - | 2040 |  | 94 | - | - | - | - | - | - | - | -
2041 |  | 0.069894 | 0.058035 | 0.076296 | 0.061514 | 0.0053423 | 0.087756 | 0.073923 | 0.095223 | 0.077981 | 97.3212 | 111.0936 | 105.1069 | 131.6528 | 118.3799 | 0.02859 | 0.029199 | 0.027851 | 0.028028 | 2041 |  | - | - | - | - | - | - | - | - | - | - | - | - | - | - | - | - | - | - | 0.00055735 | 0.00055735 | 2041 |  | - | - | - | - | - | - | - | - | - | - | - | - | - | - | - | - | - | - | 2041 |  | 94 | - | - | - | - | - | - | - | -
2042 |  | 0.071199 | 0.058418 | 0.080298 | 0.064239 | 0.005948 | 0.089984 | 0.075077 | 0.1006 | 0.081866 | 98.9437 | 112.8719 | 106.8592 | 133.7602 | 120.3097 | 0.027655 | 0.028245 | 0.026941 | 0.027112 | 2042 |  | - | - | - | - | - | - | - | - | - | - | - | - | - | - | - | - | - | - | 0.00055735 | 0.00055735 | 2042 |  | - | - | - | - | - | - | - | - | - | - | - | - | - | - | - | - | - | - | 2042 |  | 94 | - | - | - | - | - | - | - | -
2043 |  | 0.072528 | 0.058804 | 0.08451 | 0.067084 | 0.0066224 | 0.092321 | 0.076313 | 0.1063 | 0.085971 | 100.5932 | 114.6786 | 108.6407 | 135.9013 | 122.271 | 0.026751 | 0.027321 | 0.02606 | 0.026226 | 2043 |  | - | - | - | - | - | - | - | - | - | - | - | - | - | - | - | - | - | - | 0.00055735 | 0.00055735 | 2043 |  | - | - | - | - | - | - | - | - | - | - | - | - | - | - | - | - | - | - | 2043 |  | 94 | - | - | - | - | - | - | - | -
2044 |  | 0.073882 | 0.059192 | 0.088943 | 0.070056 | 0.0073732 | 0.094777 | 0.077642 | 0.11234 | 0.090313 | 102.2703 | 116.5143 | 110.4519 | 138.0767 | 124.2643 | 0.025876 | 0.026428 | 0.025208 | 0.025368 | 2044 |  | - | - | - | - | - | - | - | - | - | - | - | - | - | - | - | - | - | - | 0.00055735 | 0.00055735 | 2044 |  | - | - | - | - | - | - | - | - | - | - | - | - | - | - | - | - | - | - | 2044 |  | 94 | - | - | - | - | - | - | - | -
2045 |  | 0.075262 | 0.059583 | 0.093609 | 0.073159 | 0.0082092 | 0.09736 | 0.079073 | 0.11876 | 0.094908 | 103.9752 | 118.3794 | 112.2933 | 140.2869 | 126.2901 | 0.025031 | 0.025564 | 0.024384 | 0.024539 | 2045 |  | - | - | - | - | - | - | - | - | - | - | - | - | - | - | - | - | - | - | 0.00055735 | 0.00055735 | 2045 |  | - | - | - | - | - | - | - | - | - | - | - | - | - | - | - | - | - | - | 2045 |  | 94 | - | - | - | - | - | - | - | -
2046 |  | 0.076667 | 0.059977 | 0.098519 | 0.076399 | 0.00914 | 0.10008 | 0.080618 | 0.12557 | 0.099773 | 105.7087 | 120.2743 | 114.1653 | 142.5325 | 128.3489 | 0.024212 | 0.024728 | 0.023587 | 0.023737 | 2046 |  | - | - | - | - | - | - | - | - | - | - | - | - | - | - | - | - | - | - | 0.00055735 | 0.00055735 | 2046 |  | - | - | - | - | - | - | - | - | - | - | - | - | - | - | - | - | - | - | 2046 |  | 94 | - | - | - | - | - | - | - | -
2047 |  | 0.078098 | 0.060373 | 0.10369 | 0.079783 | 0.010176 | 0.10296 | 0.082289 | 0.13281 | 0.10493 | 107.471 | 122.1995 | 116.0686 | 144.8141 | 130.4414 | 0.023421 | 0.02392 | 0.022816 | 0.022961 | 2047 |  | - | - | - | - | - | - | - | - | - | - | - | - | - | - | - | - | - | - | 0.00055735 | 0.00055735 | 2047 |  | - | - | - | - | - | - | - | - | - | - | - | - | - | - | - | - | - | - | 2047 |  | 94 | - | - | - | - | - | - | - | -
2048 |  | 0.079556 | 0.060772 | 0.10913 | 0.083317 | 0.01133 | 0.10601 | 0.0841 | 0.1405 | 0.1104 | 109.2627 | 124.1556 | 118.0037 | 147.1321 | 132.5679 | 0.022655 | 0.023138 | 0.02207 | 0.02221 | 2048 |  | - | - | - | - | - | - | - | - | - | - | - | - | - | - | - | - | - | - | 0.00055735 | 0.00055735 | 2048 |  | - | - | - | - | - | - | - | - | - | - | - | - | - | - | - | - | - | - | 2048 |  | 94 | - | - | - | - | - | - | - | -
2049 |  | 0.081041 | 0.061173 | 0.11485 | 0.087008 | 0.012615 | 0.10924 | 0.086066 | 0.14868 | 0.1162 | 111.0842 | 126.143 | 119.971 | 149.4873 | 134.7291 | 0.021914 | 0.022381 | 0.021348 | 0.021484 | 2049 |  | - | - | - | - | - | - | - | - | - | - | - | - | - | - | - | - | - | - | 0.00055735 | 0.00055735 | 2049 |  | - | - | - | - | - | - | - | - | - | - | - | - | - | - | - | - | - | - | 2049 |  | 94 | - | - | - | - | - | - | - | -
2050 |  | 0.082554 | 0.061577 | 0.12088 | 0.090862 | 0.014045 | 0.11267 | 0.088206 | 0.15737 | 0.12236 | 112.9362 | 128.1622 | 121.9711 | 151.8802 | 136.9256 | 0.021198 | 0.02165 | 0.02065 | 0.020781 | 2050 |  | - | - | - | - | - | - | - | - | - | - | - | - | - | - | - | - | - | - | 0.00055735 | 0.00055735 | 2050 |  | - | - | - | - | - | - | - | - | - | - | - | - | - | - | - | - | - | - | 2050 |  | 94 | - | - | - | - | - | - | - | -
Levelized Costs | [19 empty] | Levelized Costs | [21 empty] | Levelized Costs | [19 empty] | Levelized Costs
10 years (2018-2027) | 10 | 0.053812 | 0.049786 | 0.040635 | 0.034655 | 0.0043316 | 0.067819 | 0.063123 | 0.052449 | 0.045474 | 73.2875 | 26.3685 | 79.1506 | 31.2483 | 55.1995 | 0.042876 | 0.04379 | 0.041768 | 0.042034 | 10 years (2018-2027) | 10 | 0.022155 | 0.015551 | 0.017143 | 0.011741 | 58.795 | 163.3389 | 63.4986 | 193.5668 | 123.5027 | 0.021242 | 0.014929 | 0.01679 | 0.011514 | 43.3391 | 150.7005 | 46.8062 | 178.5895 | 106.935 | 0.0082375 | 0.0066964 | 10 years (2018-2027) | 10 | 0.022621 | 0.016404 | 0.017032 | 0.011576 | 60.3863 | 164.9368 | 65.2172 | 195.4604 | 125.2595 | 0.022171 | 0.016103 | 0.017037 | 0.011608 | 44.3345 | 152.1313 | 47.8812 | 180.2851 | 108.2656 | 10 years (2018-2027) | 10 | 94 | 0.94128 | 8.3322 | 4.6367 | 0.48404 | 7.3288 | 3.9064 | 5.4083 | 4.5564
15 years (2018-2032) | 15 | 0.055673 | 0.051406 | 0.042907 | 0.03672 | 0.0036084 | 0.069146 | 0.064169 | 0.054255 | 0.047039 | 76.9384 | 48.6228 | 83.0934 | 57.6211 | 70.3573 | 0.041468 | 0.042351 | 0.040396 | 0.040653 | 15 years (2018-2032) | 15 | 0.015257 | 0.010709 | 0.011806 | 0.0080856 | 40.4887 | 173.13 | 43.7277 | 205.1698 | 119.1172 | 0.014872 | 0.010445 | 0.011762 | 0.0080629 | 29.8451 | 203.2941 | 32.2327 | 240.9162 | 128.8004 | 0.0058454 | 0.0047841 | 15 years (2018-2032) | 15 | 0.015578 | 0.011296 | 0.011729 | 0.0079717 | 41.5845 | 174.738 | 44.9112 | 207.0754 | 120.6123 | 0.015557 | 0.011293 | 0.011963 | 0.0081463 | 30.5305 | 205.1125 | 32.973 | 243.0711 | 130.1785 | 15 years (2018-2032) | 15 | 94 | 0.64821 | 6.6041 | 3.6262 | 0.33333 | 6.4441 | 3.3887 | 4.2296 | 3.9526
30 years (2018-2047) | 30 | 0.06146 | 0.053993 | 0.056406 | 0.046539 | 0.0043377 | 0.076747 | 0.068037 | 0.070851 | 0.059343 | 85.1465 | 75.723 | 91.9583 | 89.7365 | 90.8474 | 0.036426 | 0.037202 | 0.035485 | 0.035711 | 30 years (2018-2047) | 30 | 0.0083893 | 0.0058886 | 0.0064916 | 0.004446 | 22.2635 | 95.1988 | 24.0445 | 112.8165 | 65.4989 | 0.0081774 | 0.0057434 | 0.0064678 | 0.0044335 | 16.4109 | 112.3539 | 17.7237 | 133.1464 | 71.1386 | 0.0034651 | 0.0028815 | 30 years (2018-2047) | 30 | 0.0085657 | 0.0062115 | 0.0064494 | 0.0043834 | 22.866 | 96.083 | 24.6953 | 113.8644 | 66.321 | 0.0085545 | 0.0062096 | 0.0065778 | 0.0044794 | 16.7878 | 113.3586 | 18.1308 | 134.337 | 71.899 | 30 years (2018-2047) | 30 | 94 | 0.35643 | 3.6314 | 1.9939 | 0.18329 | 3.5494 | 1.8663 | 2.3257 | 2.1769
NOTES: |  | All Avoided Costs are in 2018 Dollars | [17 empty] | NOTES: |  | All Avoided Costs are in 2018 Dollars | [19 empty] | NOTES: |  | All Avoided Costs are in 2018 Dollars | [17 empty] | NOTES: |  | All Avoided Costs are in 2018 Dollars
|  | ISO New England periods: Summer is June through September, Winter is all other months. Peak hours are: Monday through Friday 7 AM - 11 PM; Off-Peak Hours are all other hours | [19 empty] | ISO New England periods: Summer is June through September, Winter is all other months. Peak hours are: Monday through Friday 7 AM - 11 PM; Off-Peak Hours are all other hours | [21 empty] | ISO New England periods: Summer is June through September, Winter is all other months. Peak hours are: Monday through Friday 7 AM - 11 PM; Off-Peak Hours are all other hours | [19 empty] | ISO New England periods: Summer is June through September, Winter is all other months. Peak hours are: Monday through Friday 7 AM - 11 PM; Off-Peak Hours are all other hours
1 |  | Avoided retail cost of electric energy = (wholesale energy avoided cost + REC cost to load) * (Wholesale Risk Premium) * (1 + Distribution Losses), e.g., f = (a + e) * (1 + 8.0%) * (1 + 8.0%) | [17 empty] | 1 |  | Avoided retail cost of electric energy = (wholesale energy avoided cost + REC cost to load) * (Wholesale Risk Premium) * (1 + Distribution Losses), e.g., f = (a + e) * (1 + 8.0%) * (1 + 8.0%) | [19 empty] | 1 |  | Avoided retail cost of electric energy = (wholesale energy avoided cost + REC cost to load) * (Wholesale Risk Premium) * (1 + Distribution Losses), e.g., f = (a + e) * (1 + 8.0%) * (1 + 8.0%) | [17 empty] | 1 |  | Avoided retail cost of electric energy = (wholesale energy avoided cost + REC cost to load) * (Wholesale Risk Premium) * (1 + Distribution Losses), e.g., f = (a + e) * (1 + 8.0%) * (1 + 8.0%)
2 |  | Uncleared capacity value includes reserve margin and uncleared load forecast effect | [17 empty] | 2 |  | Uncleared capacity value includes reserve margin and uncleared load forecast effect | [19 empty] | 2 |  | Uncleared capacity value includes reserve margin and uncleared load forecast effect | [17 empty] | 2 |  | Uncleared capacity value includes reserve margin and uncleared load forecast effect
3 |  | Value of avoided capacity costs and capacity DRIPE each year is function of quantity of kW reduction in year, PA bidding strategy that reduction into applicable FCAs, reserve margin, and the uncleared load forecast effect. | [17 empty] | 3 |  | Value of avoided capacity costs and capacity DRIPE each year is function of quantity of kW reduction in year, PA bidding strategy that reduction into applicable FCAs, reserve margin, and the uncleared load forecast effect. | [19 empty] | 3 |  | Value of avoided capacity costs and capacity DRIPE each year is function of quantity of kW reduction in year, PA bidding strategy that reduction into applicable FCAs, reserve margin, and the uncleared load forecast effect. | [17 empty] | 3 |  | Value of avoided capacity costs and capacity DRIPE each year is function of quantity of kW reduction in year, PA bidding strategy that reduction into applicable FCAs, reserve margin, and the uncleared load forecast effect.
4 |  | Proceeds from selling into the FCM also include the ISO New England loss factor of 8.0% | [17 empty] | 4 |  | Proceeds from selling into the FCM also include the ISO New England loss factor of 8.0% | [19 empty] | 4 |  | Proceeds from selling into the FCM also include the ISO New England loss factor of 8.0% | [17 empty] | 4 |  | Proceeds from selling into the FCM also include the ISO New England loss factor of 8.0%
5 |  | Assumes PTF loss factor of 1.6%, ISO New England loss factor of 8.0%, and Wholesale Risk Premium of 8.0% | [17 empty] | 5 |  | Assumes PTF loss factor of 1.6%, ISO New England loss factor of 8.0%, and Wholesale Risk Premium of 8.0% | [19 empty] | 5 |  | Assumes PTF loss factor of 1.6%, ISO New England loss factor of 8.0%, and Wholesale Risk Premium of 8.0% | [17 empty] | 5 |  | Assumes PTF loss factor of 1.6%, ISO New England loss factor of 8.0%, and Wholesale Risk Premium of 8.0%
6 |  | Assumes bid percentage of 50.0% | [17 empty] | 6 |  | Assumes bid percentage of 50.0% | [19 empty] | 6 |  | Assumes bid percentage of 50.0% | [17 empty] | 6 |  | Assumes bid percentage of 50.0%
7 |  | Cross DRIPE = Electric-Gas cross DRIPE + Electric-Gas-Electric cross DRIPE | [17 empty] | 7 |  | Cross DRIPE = Electric-Gas cross DRIPE + Electric-Gas-Electric cross DRIPE | [19 empty] | 7 |  | Cross DRIPE = Electric-Gas cross DRIPE + Electric-Gas-Electric cross DRIPE | [17 empty] | 7 |  | Cross DRIPE = Electric-Gas cross DRIPE + Electric-Gas-Electric cross DRIPE
8 |  | Assumes VOLL of $25.00/kWh | [17 empty] | 8 |  | Assumes VOLL of $25.00/kWh | [19 empty] | 8 |  | Assumes VOLL of $25.00/kWh | [17 empty] | 8 |  | Assumes VOLL of $25.00/kWh
9 |  | Assumes $100/ton CO2 price; NOX prices not included | [17 empty] | 9 |  | Assumes $100/ton CO2 price; NOX prices not included | [19 empty] | 9 |  | Assumes $100/ton CO2 price; NOX prices not included | [17 empty] | 9 |  | Assumes $100/ton CO2 price; NOX prices not included

## SEMA
AESC 2018 Results: Avoided Cost of Electricity (2018 $) | [18 empty] | Page One of Four | AESC 2018 Results: Avoided Cost of Electricity (2018 $) | [20 empty] | Page Two of Four | AESC 2018 Results: Avoided Cost of Electricity (2018 $) | [18 empty] | Page Three of Four | AESC 2018 Results: Avoided Cost of Electricity (2018 $) | [10 empty] | Page Four of Four
Zone: |  | SEMA | [17 empty] | Zone: |  | SEMA | [19 empty] | Zone: |  | SEMA | [17 empty] | Zone: |  | SEMA
|  | Wholesale Cost of Electric Energy |  |  |  | Wholesale REC Costs | Retail Cost of Electric Energy1 |  |  |  | Wholesale Capacity Values |  | Retail Cost of Electric Capacity3 |  |  | Wholesale Non-Embedded Costs | [5 empty] | Intrastate | [17 empty] | Wholesale Cross-DRIPE7 |  |  |  | Rest-of-Pool | [19 empty] | Transmission & Distribution (T&D) Cost | Wholesale Reliability Value8 | [5 empty] | Retail Reliability Value
[22 empty] | DRIPE: 2018 vintage measures | [8 empty] | DRIPE: 2019 vintage measures | [12 empty] | DRIPE: 2018 vintage measures | [8 empty] | DRIPE: 2019 vintage measures | [11 empty] | Reliability: 2018 vintage measures |  |  | Reliability: 2019 vintage measures |  |  | 2018 vintage | 2019 vintage
[22 empty] | Wholesale Energy DRIPE |  |  |  | Wholesale Capacity DRIPE |  | Retail Capacity DRIPE3 |  |  | Wholesale Energy DRIPE |  |  |  | Wholesale Capacity DRIPE2 |  | Retail Capacity DRIPE3 | [6 empty] | Wholesale Energy DRIPE |  |  |  | Wholesale Capacity DRIPE2 |  | Retail Capacity DRIPE3 |  |  | Wholesale Energy DRIPE |  |  |  | Wholesale Capacity DRIPE2 |  | Retail Capacity DRIPE3
|  | Winter Peak | Winter Off-Peak | Summer Peak | Summer Off-Peak |  | Winter Peak | Winter Off-Peak | Summer Peak | Summer Off-Peak | Cleared (FCA Price) | Uncleared2 | Cleared4 | Uncleared5 | Weighted Avg6 | Winter Peak | Winter Off-Peak | Summer Peak | Summer Off-Peak |  |  | Winter Peak | Winter Off-Peak | Summer Peak | Summer Off-Peak | Cleared | Uncleared2 | Cleared4 | Uncleared5 | Weighted Avg6 | Winter Peak | Winter Off-Peak | Summer Peak | Summer Off-Peak | Cleared | Uncleared2 | Cleared4 | Uncleared5 | Weighted Avg6 | 2018 Installation Year | 2019 Installation Year |  |  | Winter Peak | Winter Off-Peak | Summer Peak | Summer Off-Peak | Cleared | Uncleared2 | Cleared4 | Uncleared5 | Weighted Avg6 | Winter Peak | Winter Off-Peak | Summer Peak | Summer Off-Peak | Cleared | Uncleared2 | Cleared4 | Uncleared5 | Weighted Avg6 |  |  |  | Cleared | Uncleared | Weighted Avg5 | Cleared | Uncleared | Weighted Avg5 | Weighted Avg5 | Weighted Avg5
Units: |  | $/kWh | $/kWh | $/kWh | $/kWh | $/kWh | $/kWh | $/kWh | $/kWh | $/kWh | $/kW-yr | $/kW-yr | $/kW-yr | $/kW-yr | $/kW-yr | $/kWh | $/kWh | $/kWh | $/kWh | Units: |  | $/kWh | $/kWh | $/kWh | $/kWh | $/kW-yr | $/kW-yr | $/kW-yr | $/kW-yr | $/kW-yr | $/kWh | $/kWh | $/kWh | $/kWh | $/kW-yr | $/kW-yr | $/kW-yr | $/kW-yr | $/kW-yr | $/kWh | $/kWh | Units: |  | $/kWh | $/kWh | $/kWh | $/kWh | $/kW-yr | $/kW-yr | $/kW-yr | $/kW-yr | $/kW-yr | $/kWh | $/kWh | $/kWh | $/kWh | $/kW-yr | $/kW-yr | $/kW-yr | $/kW-yr | $/kW-yr | Units: |  | $/kW-yr | $/kW-yr | $/kW-yr | $/kW-yr | $/kW-yr | $/kW-yr | $/kW-yr | $/kW-yr | $/kW-yr
Period: |  | a | b | c | d | e | f =(a+e)*(1+WRP)*(1+DL) | g =(b+e)*(1+WRP)*(1+DL) | h =(c+e)*(1+WRP)*(1+DL) | i =(d+e)*(1+WRP)*(1+DL) | j | k | l=j*(1+DL) | m=k*(1+PTF Loss)*(1+WRP)*(1+DL) | n = (l*%Bid)+m*(1-%Bid) | o | p | q | r | Period: |  | s | t | u | v | w | x | y=w*(1+DL) | z=x*(1+PTF Loss)*(1+WRP)*(1+DL) | aa = (y*%Bid)+z*(1-%Bid) | bb | cc | dd | ee | ff | gg | hh=ff*(1+DL) | ii=gg*(1+PTF Loss)*(1+WRP)*(1+DL) | jj = (hh*%Bid)+ii*(1-%Bid) | kk | ll | Period: |  | mm | nn | oo | pp | qq | rr | ss=qq*(1+DL) | tt=rr*(1+PTF Loss)*(1+WRP)*(1+DL) | uu = (ss*%Bid)+tt*(1-%Bid) | vv | ww | xx | yy | zz | aaa | bbb=zz*(1+DL) | ccc=aaa*(1+PTF Loss)*(1+WRP)*(1+DL) | ddd = (bbb*%Bid)+ccc*(1-%Bid) | Period: |  | eee | fff | ggg | hhh = (fff*%Bid)+ggg*(1-%Bid) | iii | jjj | kkk = (iii*%Bid)+jjj*(1-%Bid) | lll = hhh*(1+WRP)*(1+DL) | mmm = kkk*(1+WRP)*(1+DL)
2018 |  | 0.047467 | 0.043229 | 0.031863 | 0.025915 | 0.0038694 | 0.059878 | 0.054936 | 0.041678 | 0.034741 | 104.4975 | 0 | 112.8573 | 0 | 56.4286 | 0.045904 | 0.046882 | 0.044718 | 0.045002 | 2018 |  | 0.019556 | 0.013629 | 0.013484 | 0.0088866 | 239.6401 | - | 258.8113 | - | 129.4057 | - | - | - | - | - | - | - | - | - | 0.007481 | 0 | 2018 |  | 0.019152 | 0.013776 | 0.012835 | 0.0083596 | 247.308 | - | 267.0926 | - | 133.5463 | - | - | - | - | - | - | - | - | - | 2018 |  | 94 | 5.325 | 16.644 | 10.9845 | - | - | - | 12.8123 | -
2019 |  | 0.049462 | 0.045122 | 0.031954 | 0.02839 | 0.0082488 | 0.067314 | 0.062252 | 0.046893 | 0.042735 | 100.01 | 0 | 108.0108 | 0 | 54.0054 | 0.044647 | 0.045598 | 0.043493 | 0.04377 | 2019 |  | 0.030612 | 0.021213 | 0.020548 | 0.015047 | 125.951 | - | 136.0271 | - | 68.0136 | 0.019748 | 0.013685 | 0.013255 | 0.0097067 | 151.7482 | - | 163.8881 | - | 81.944 | 0.011797 | 0.0073729 | 2019 |  | 0.029772 | 0.021304 | 0.019548 | 0.014003 | 129.0552 | - | 139.3796 | - | 69.6898 | 0.019206 | 0.013743 | 0.01261 | 0.0090331 | 155.4882 | - | 167.9272 | - | 83.9636 | 2019 |  | 94 | 2.15 | 12.6689 | 7.4094 | 2.6 | 12.6689 | 7.6344 | 8.6424 | 8.9048
2020 |  | 0.051942 | 0.048552 | 0.037902 | 0.032738 | 0.0085205 | 0.070524 | 0.066569 | 0.054148 | 0.048124 | 73.85 | 0 | 79.758 | 0 | 39.879 | 0.043436 | 0.044362 | 0.042314 | 0.042583 | 2020 |  | 0.03509 | 0.025128 | 0.026189 | 0.018254 | 153.4124 | - | 165.6853 | - | 82.8427 | 0.032493 | 0.023268 | 0.024251 | 0.016903 | 190.0481 | - | 205.252 | - | 102.626 | 0.013038 | 0.01157 | 2020 |  | 0.034017 | 0.025093 | 0.024663 | 0.017132 | 156.932 | - | 169.4866 | - | 84.7433 | 0.0315 | 0.023236 | 0.022838 | 0.015864 | 194.4084 | - | 209.961 | - | 104.9805 | 2020 |  | 94 | 0.925 | 4.6398 | 2.7824 | 1.15 | 4.6398 | 2.8949 | 3.2454 | 3.3766
2021 |  | 0.054945 | 0.050408 | 0.045668 | 0.037788 | 0.0066029 | 0.071789 | 0.066497 | 0.060969 | 0.051777 | 59.93 | 0 | 64.7244 | 0 | 32.3622 | 0.043207 | 0.044128 | 0.042091 | 0.042358 | 2021 |  | 0.03696 | 0.026338 | 0.031889 | 0.021579 | 25.5783 | - | 27.6246 | - | 13.8123 | 0.036375 | 0.025921 | 0.031384 | 0.021237 | 34.2749 | - | 37.0169 | - | 18.5085 | 0.013215 | 0.011915 | 2021 |  | 0.035486 | 0.026116 | 0.029756 | 0.019989 | 26.1208 | - | 28.2105 | - | 14.1052 | 0.034924 | 0.025702 | 0.029285 | 0.019672 | 35.0019 | - | 37.8021 | - | 18.901 | 2021 |  | 94 | 0.275 | 7.7651 | 4.02 | 0.35 | 7.7651 | 4.0575 | 4.689 | 4.7327
2022 |  | 0.054391 | 0.048944 | 0.044765 | 0.036062 | 0.0026783 | 0.066565 | 0.060212 | 0.055338 | 0.045187 | 57.58 | 0 | 62.1864 | 0 | 31.0932 | 0.042985 | 0.043901 | 0.041874 | 0.04214 | 2022 |  | 0.033116 | 0.022786 | 0.028308 | 0.018172 | 17.1139 | - | 18.483 | - | 9.2415 | 0.036483 | 0.025103 | 0.031187 | 0.020019 | 25.9301 | - | 28.0045 | - | 14.0023 | 0.01198 | 0.01198 | 2022 |  | 0.031655 | 0.022561 | 0.026374 | 0.01697 | 17.4486 | - | 18.8444 | - | 9.4222 | 0.034874 | 0.024855 | 0.029056 | 0.018695 | 26.4372 | - | 28.5522 | - | 14.2761 | 2022 |  | 94 | 0.175 | 7.965 | 4.07 | 0.275 | 7.965 | 4.12 | 4.7472 | 4.8056
2023 |  | 0.055142 | 0.049256 | 0.041822 | 0.032883 | 0.0029074 | 0.067709 | 0.060843 | 0.052172 | 0.041746 | 58.78 | 20.7905 | 63.4824 | 24.638 | 44.0602 | 0.042773 | 0.043685 | 0.041668 | 0.041933 | 2023 |  | 0.022582 | 0.015057 | 0.017632 | 0.011155 | - | 16.439 | - | 19.4813 | 9.7406 | 0.028379 | 0.018923 | 0.022159 | 0.014019 | 17.2547 | - | 18.6351 | - | 9.3175 | 0.0087978 | 0.0087978 | 2023 |  | 0.02604 | 0.018004 | 0.019767 | 0.012481 | - | 16.7099 | - | 19.8023 | 9.9011 | 0.032726 | 0.022626 | 0.024843 | 0.015685 | 17.539 | - | 18.9422 | - | 9.4711 | 2023 |  | 94 | 0.1 | 5.8757 | 2.9878 | 0.2 | 8.1056 | 4.1528 | 3.485 | 4.8438
2024 |  | 0.058849 | 0.054912 | 0.041194 | 0.03744 | 0.0029001 | 0.072024 | 0.067432 | 0.051431 | 0.047053 | 61.24 | 36.0397 | 66.1392 | 42.7093 | 54.4243 | 0.042404 | 0.043308 | 0.041309 | 0.041571 | 2024 |  | 0.018287 | 0.013185 | 0.013064 | 0.0098007 | - | 28.7449 | - | 34.0646 | 17.0323 | 0.023601 | 0.017016 | 0.016861 | 0.012649 | - | 16.6845 | - | 19.7721 | 9.8861 | 0.0057093 | 0.0057093 | 2024 |  | 0.020977 | 0.015648 | 0.014613 | 0.01073 | - | 29.1158 | - | 34.504 | 17.252 | 0.027073 | 0.020195 | 0.018859 | 0.013848 | - | 16.8997 | - | 20.0272 | 10.0136 | 2024 |  | 94 | - | 4.636 | 2.318 | 0.1 | 6.2407 | 3.1703 | 2.7037 | 3.6979
2025 |  | 0.055402 | 0.052059 | 0.04311 | 0.038592 | 0.0024643 | 0.067496 | 0.063596 | 0.053157 | 0.047889 | 65.65 | 53.9052 | 70.902 | 63.881 | 67.3915 | 0.041844 | 0.042735 | 0.040763 | 0.041022 | 2025 |  | 0.012027 | 0.0087286 | 0.0096567 | 0.0070918 | - | 472.151 | - | 559.5284 | 279.7642 | 0.016556 | 0.012015 | 0.013293 | 0.0097622 | - | 370.2905 | - | 438.8173 | 219.4086 | 0.0043553 | 0.0043553 | 2025 |  | 0.014176 | 0.010586 | 0.011035 | 0.007966 | - | 478.096 | - | 566.5736 | 283.2868 | 0.019513 | 0.014573 | 0.01519 | 0.010966 | - | 374.9529 | - | 444.3426 | 222.1713 | 2025 |  | 94 | - | 8.277 | 4.1385 | - | 8.9778 | 4.4889 | 4.8271 | 5.2359
2026 |  | 0.055372 | 0.051799 | 0.046867 | 0.040933 | 0.0023322 | 0.067306 | 0.063139 | 0.057386 | 0.050465 | 71.16 | 74.8674 | 76.8528 | 88.7226 | 82.7877 | 0.04127 | 0.042149 | 0.040203 | 0.040459 | 2026 |  | 0.006235 | 0.0044156 | 0.0054123 | 0.0037939 | - | 558.6997 | - | 662.094 | 331.047 | 0.011553 | 0.0081817 | 0.010028 | 0.0070297 | - | 505.3024 | - | 598.8149 | 299.4075 | 0.0030357 | 0.0030357 | 2026 |  | 0.0074827 | 0.0054858 | 0.0063462 | 0.004431 | - | 563.3766 | - | 667.6364 | 333.8182 | 0.013865 | 0.010165 | 0.011759 | 0.0082103 | - | 509.5323 | - | 603.8276 | 301.9138 | 2026 |  | 94 | - | 7.6259 | 3.813 | - | 9.0239 | 4.512 | 4.4475 | 5.2628
2027 |  | 0.059876 | 0.055919 | 0.044688 | 0.038788 | 0.0021386 | 0.072334 | 0.067718 | 0.054618 | 0.047737 | 76.85 | 89.5302 | 82.998 | 106.0989 | 94.5485 | 0.039691 | 0.040536 | 0.038665 | 0.038911 | 2027 |  | 0.0038312 | 0.0027591 | 0.0029491 | 0.0020687 | - | 547.1467 | - | 648.403 | 324.2015 | 0.006463 | 0.0046545 | 0.0049751 | 0.0034897 | - | 588.3233 | - | 697.1998 | 348.5999 | 0.0017671 | 0.0017671 | 2027 |  | 0.0045887 | 0.003411 | 0.0034394 | 0.0023974 | - | 551.7269 | - | 653.8308 | 326.9154 | 0.0077409 | 0.0057543 | 0.0058021 | 0.0040444 | - | 593.2482 | - | 703.0361 | 351.518 | 2027 |  | 94 | - | 6.4062 | 3.2031 | - | 8.3519 | 4.176 | 3.7361 | 4.8709
2028 |  | 0.061714 | 0.05434 | 0.048853 | 0.039825 | 0.0020285 | 0.074349 | 0.065748 | 0.059348 | 0.048818 | 82.49 | 94.781 | 89.0892 | 112.3214 | 100.7053 | 0.039191 | 0.040026 | 0.038179 | 0.038421 | 2028 |  | - | - | - | - | - | 419.1142 | - | 496.6765 | 248.3382 | 0.0038108 | 0.0025687 | 0.0031244 | 0.0020888 | - | 577.9153 | - | 684.8656 | 342.4328 | 0.0005483 | 0.0005483 | 2028 |  | 0 | 0 | 0 | 0 | - | 422.6226 | - | 500.8341 | 250.4171 | 0.0045311 | 0.00318 | 0.0036018 | 0.0023887 | - | 582.753 | - | 690.5986 | 345.2993 | 2028 |  | 94 | - | 6.5389 | 3.2695 | - | 9.0249 | 4.5125 | 3.8135 | 5.2634
2029 |  | 0.063546 | 0.058128 | 0.047857 | 0.040497 | 0.0019226 | 0.076362 | 0.070043 | 0.058063 | 0.049479 | 88.13 | 100.997 | 95.1804 | 119.6877 | 107.4341 | 0.037881 | 0.038688 | 0.036902 | 0.037137 | 2029 |  | - | - | - | - | - | 275.6199 | - | 326.6268 | 163.3134 | - | - | - | - | - | 445.4787 | - | 527.92 | 263.96 | 0.00055322 | 0.00055322 | 2029 |  | 0 | 0 | 0 | 0 | - | 277.9271 | - | 329.3609 | 164.6805 | - | - | - | - | - | 449.2077 | - | 532.3392 | 266.1696 | 2029 |  | 94 | - | 4.2747 | 2.1374 | - | 6.9484 | 3.4742 | 2.493 | 4.0523
2030 |  | 0.058377 | 0.055057 | 0.050487 | 0.046123 | 0.0018362 | 0.070232 | 0.06636 | 0.06103 | 0.05594 | 83.9 | 97.7435 | 90.612 | 115.8321 | 103.2221 | 0.036268 | 0.037041 | 0.035331 | 0.035556 | 2030 |  | - | - | - | - | - | 134.1699 | - | 158.9997 | 79.4998 | - | - | - | - | - | 245.5024 | - | 290.9356 | 145.4678 | 0.00055735 | 0.00055735 | 2030 |  | - | - | - | - | - | 135.293 | - | 160.3307 | 80.1653 | - | - | - | - | - | 247.5575 | - | 293.371 | 146.6855 | 2030 |  | 94 | - | 1.6042 | 0.80211 | - | 2.8555 | 1.4278 | 0.93558 | 1.6653
2031 |  | 0.058088 | 0.054276 | 0.046085 | 0.039945 | 0.0018251 | 0.069883 | 0.065437 | 0.055882 | 0.048721 | 82.49 | 94.781 | 89.0892 | 112.3214 | 100.7053 | 0.039863 | 0.040712 | 0.038833 | 0.03908 | 2031 |  | - | - | - | - | - | 62.6798 | - | 74.2795 | 37.1397 | - | - | - | - | - | 141.7149 | - | 167.941 | 83.9705 | 0.00055735 | 0.00055735 | 2031 |  | - | - | - | - | - | 63.2045 | - | 74.9013 | 37.4506 | - | - | - | - | - | 142.9012 | - | 169.3468 | 84.6734 | 2031 |  | 94 | - | 1.0095 | 0.50473 | - | 2.26 | 1.13 | 0.58872 | 1.318
2032 |  | 0.056838 | 0.052663 | 0.046919 | 0.040517 | 0.002441 | 0.069143 | 0.064274 | 0.057574 | 0.050106 | 88.13 | 100.997 | 95.1804 | 119.6877 | 107.4341 | 0.038568 | 0.03939 | 0.037571 | 0.03781 | 2032 |  | - | - | - | - | - | 18.161 | - | 21.5219 | 10.761 | - | - | - | - | - | 66.6227 | - | 78.9521 | 39.476 | 0.00055735 | 0.00055735 | 2032 |  | - | - | - | - | - | 18.313 | - | 21.7021 | 10.851 | - | - | - | - | - | 67.1804 | - | 79.613 | 39.8065 | 2032 |  | 94 | - | 0.27217 | 0.13609 | - | 1.0727 | 0.53634 | 0.15873 | 0.62559
2033 |  | 0.061354 | 0.053832 | 0.04772 | 0.038829 | 0.0025566 | 0.074546 | 0.065772 | 0.058642 | 0.048273 | 83.9 | 97.7435 | 90.612 | 115.8321 | 103.2221 | 0.037846 | 0.038653 | 0.036868 | 0.037103 | 2033 |  | - | - | - | - | - | - | - | - | - | - | - | - | - | - | 16.1765 | - | 19.1702 | 9.5851 | 0.00055735 | 0.00055735 | 2033 |  | - | - | - | - | - | - | - | - | - | - | - | - | - | - | 16.3119 | - | 19.3306 | 9.6653 | 2033 |  | 94 | - | - | - | - | 0.18181 | 0.090906 | - | 0.10603
2034 |  | 0.060381 | 0.050596 | 0.050467 | 0.039663 | 0.0026777 | 0.073552 | 0.062138 | 0.061989 | 0.049386 | 82.49 | 94.781 | 89.0892 | 112.3214 | 100.7053 | 0.037734 | 0.038538 | 0.036759 | 0.036993 | 2034 |  | - | - | - | - | - | - | - | - | - | - | - | - | - | - | - | - | - | - | 0.00055735 | 0.00055735 | 2034 |  | - | - | - | - | - | - | - | - | - | - | - | - | - | - | - | - | - | - | 2034 |  | 94 | - | - | - | - | - | - | - | -
2035 |  | 0.062468 | 0.055718 | 0.05617 | 0.047501 | 0.0028045 | 0.076134 | 0.06826 | 0.068788 | 0.058677 | 88.13 | 100.997 | 95.1804 | 119.6877 | 107.4341 | 0.0349 | 0.035644 | 0.033998 | 0.034214 | 2035 |  | - | - | - | - | - | - | - | - | - | - | - | - | - | - | - | - | - | - | 0.00055735 | 0.00055735 | 2035 |  | - | - | - | - | - | - | - | - | - | - | - | - | - | - | - | - | - | - | 2035 |  | 94 | - | - | - | - | - | - | - | -
2036 |  | 0.063613 | 0.056084 | 0.059019 | 0.049604 | 0.0031225 | 0.077841 | 0.069058 | 0.072482 | 0.0615 | 89.5993 | 102.6137 | 96.7672 | 121.6036 | 109.1854 | 0.033759 | 0.034478 | 0.032887 | 0.033096 | 2036 |  | - | - | - | - | - | - | - | - | - | - | - | - | - | - | - | - | - | - | 0.00055735 | 0.00055735 | 2036 |  | - | - | - | - | - | - | - | - | - | - | - | - | - | - | - | - | - | - | 2036 |  | 94 | - | - | - | - | - | - | - | -
2037 |  | 0.06478 | 0.056453 | 0.062013 | 0.0518 | 0.0034766 | 0.079614 | 0.069901 | 0.076387 | 0.064474 | 91.093 | 104.2562 | 98.3804 | 123.5501 | 110.9653 | 0.032655 | 0.033351 | 0.031812 | 0.032014 | 2037 |  | - | - | - | - | - | - | - | - | - | - | - | - | - | - | - | - | - | - | 0.00055735 | 0.00055735 | 2037 |  | - | - | - | - | - | - | - | - | - | - | - | - | - | - | - | - | - | - | 2037 |  | 94 | - | - | - | - | - | - | - | -
2038 |  | 0.065968 | 0.056824 | 0.065158 | 0.054092 | 0.0038707 | 0.08146 | 0.070794 | 0.080515 | 0.067608 | 92.6116 | 105.9251 | 100.0206 | 125.5278 | 112.7742 | 0.031588 | 0.032261 | 0.030772 | 0.030967 | 2038 |  | - | - | - | - | - | - | - | - | - | - | - | - | - | - | - | - | - | - | 0.00055735 | 0.00055735 | 2038 |  | - | - | - | - | - | - | - | - | - | - | - | - | - | - | - | - | - | - | 2038 |  | 94 | - | - | - | - | - | - | - | -
2039 |  | 0.067178 | 0.057197 | 0.068463 | 0.056487 | 0.0043096 | 0.083383 | 0.071742 | 0.084882 | 0.070913 | 94.1556 | 107.6206 | 101.6881 | 127.5371 | 114.6126 | 0.030555 | 0.031206 | 0.029766 | 0.029955 | 2039 |  | - | - | - | - | - | - | - | - | - | - | - | - | - | - | - | - | - | - | 0.00055735 | 0.00055735 | 2039 |  | - | - | - | - | - | - | - | - | - | - | - | - | - | - | - | - | - | - | 2039 |  | 94 | - | - | - | - | - | - | - | -
2040 |  | 0.06841 | 0.057573 | 0.071935 | 0.058987 | 0.0047982 | 0.08539 | 0.07275 | 0.089502 | 0.074399 | 95.7253 | 109.3433 | 103.3834 | 129.5786 | 116.481 | 0.029556 | 0.030186 | 0.028793 | 0.028976 | 2040 |  | - | - | - | - | - | - | - | - | - | - | - | - | - | - | - | - | - | - | 0.00055735 | 0.00055735 | 2040 |  | - | - | - | - | - | - | - | - | - | - | - | - | - | - | - | - | - | - | 2040 |  | 94 | - | - | - | - | - | - | - | -
2041 |  | 0.069664 | 0.057952 | 0.075584 | 0.061598 | 0.0053423 | 0.087487 | 0.073826 | 0.094392 | 0.078079 | 97.3212 | 111.0936 | 105.1069 | 131.6528 | 118.3799 | 0.02859 | 0.029199 | 0.027851 | 0.028028 | 2041 |  | - | - | - | - | - | - | - | - | - | - | - | - | - | - | - | - | - | - | 0.00055735 | 0.00055735 | 2041 |  | - | - | - | - | - | - | - | - | - | - | - | - | - | - | - | - | - | - | 2041 |  | 94 | - | - | - | - | - | - | - | -
2042 |  | 0.070942 | 0.058333 | 0.079418 | 0.064325 | 0.005948 | 0.089684 | 0.074977 | 0.09957 | 0.081966 | 98.9437 | 112.8719 | 106.8592 | 133.7602 | 120.3097 | 0.027655 | 0.028245 | 0.026941 | 0.027112 | 2042 |  | - | - | - | - | - | - | - | - | - | - | - | - | - | - | - | - | - | - | 0.00055735 | 0.00055735 | 2042 |  | - | - | - | - | - | - | - | - | - | - | - | - | - | - | - | - | - | - | 2042 |  | 94 | - | - | - | - | - | - | - | -
2043 |  | 0.072243 | 0.058716 | 0.083446 | 0.067172 | 0.0066224 | 0.091988 | 0.076211 | 0.10506 | 0.086074 | 100.5932 | 114.6786 | 108.6407 | 135.9013 | 122.271 | 0.026751 | 0.027321 | 0.02606 | 0.026226 | 2043 |  | - | - | - | - | - | - | - | - | - | - | - | - | - | - | - | - | - | - | 0.00055735 | 0.00055735 | 2043 |  | - | - | - | - | - | - | - | - | - | - | - | - | - | - | - | - | - | - | 2043 |  | 94 | - | - | - | - | - | - | - | -
2044 |  | 0.073567 | 0.059102 | 0.087678 | 0.070145 | 0.0073732 | 0.094409 | 0.077537 | 0.11087 | 0.090418 | 102.2703 | 116.5143 | 110.4519 | 138.0767 | 124.2643 | 0.025876 | 0.026428 | 0.025208 | 0.025368 | 2044 |  | - | - | - | - | - | - | - | - | - | - | - | - | - | - | - | - | - | - | 0.00055735 | 0.00055735 | 2044 |  | - | - | - | - | - | - | - | - | - | - | - | - | - | - | - | - | - | - | 2044 |  | 94 | - | - | - | - | - | - | - | -
2045 |  | 0.074917 | 0.059491 | 0.092125 | 0.07325 | 0.0082092 | 0.096958 | 0.078965 | 0.11703 | 0.095014 | 103.9752 | 118.3794 | 112.2933 | 140.2869 | 126.2901 | 0.025031 | 0.025564 | 0.024384 | 0.024539 | 2045 |  | - | - | - | - | - | - | - | - | - | - | - | - | - | - | - | - | - | - | 0.00055735 | 0.00055735 | 2045 |  | - | - | - | - | - | - | - | - | - | - | - | - | - | - | - | - | - | - | 2045 |  | 94 | - | - | - | - | - | - | - | -
2046 |  | 0.07629 | 0.059882 | 0.096798 | 0.076493 | 0.00914 | 0.099646 | 0.080507 | 0.12357 | 0.099882 | 105.7087 | 120.2743 | 114.1653 | 142.5325 | 128.3489 | 0.024212 | 0.024728 | 0.023587 | 0.023737 | 2046 |  | - | - | - | - | - | - | - | - | - | - | - | - | - | - | - | - | - | - | 0.00055735 | 0.00055735 | 2046 |  | - | - | - | - | - | - | - | - | - | - | - | - | - | - | - | - | - | - | 2046 |  | 94 | - | - | - | - | - | - | - | -
2047 |  | 0.077689 | 0.060276 | 0.10171 | 0.079879 | 0.010176 | 0.10249 | 0.082175 | 0.1305 | 0.10504 | 107.471 | 122.1995 | 116.0686 | 144.8141 | 130.4414 | 0.023421 | 0.02392 | 0.022816 | 0.022961 | 2047 |  | - | - | - | - | - | - | - | - | - | - | - | - | - | - | - | - | - | - | 0.00055735 | 0.00055735 | 2047 |  | - | - | - | - | - | - | - | - | - | - | - | - | - | - | - | - | - | - | 2047 |  | 94 | - | - | - | - | - | - | - | -
2048 |  | 0.079114 | 0.060672 | 0.10687 | 0.083414 | 0.01133 | 0.10549 | 0.083983 | 0.13786 | 0.11051 | 109.2627 | 124.1556 | 118.0037 | 147.1321 | 132.5679 | 0.022655 | 0.023138 | 0.02207 | 0.02221 | 2048 |  | - | - | - | - | - | - | - | - | - | - | - | - | - | - | - | - | - | - | 0.00055735 | 0.00055735 | 2048 |  | - | - | - | - | - | - | - | - | - | - | - | - | - | - | - | - | - | - | 2048 |  | 94 | - | - | - | - | - | - | - | -
2049 |  | 0.080565 | 0.061071 | 0.11229 | 0.087107 | 0.012615 | 0.10868 | 0.085947 | 0.14568 | 0.11632 | 111.0842 | 126.143 | 119.971 | 149.4873 | 134.7291 | 0.021914 | 0.022381 | 0.021348 | 0.021484 | 2049 |  | - | - | - | - | - | - | - | - | - | - | - | - | - | - | - | - | - | - | 0.00055735 | 0.00055735 | 2049 |  | - | - | - | - | - | - | - | - | - | - | - | - | - | - | - | - | - | - | 2049 |  | 94 | - | - | - | - | - | - | - | -
2050 |  | 0.082042 | 0.061472 | 0.11798 | 0.090962 | 0.014045 | 0.11208 | 0.088083 | 0.154 | 0.12248 | 112.9362 | 128.1622 | 121.9711 | 151.8802 | 136.9256 | 0.021198 | 0.02165 | 0.02065 | 0.020781 | 2050 |  | - | - | - | - | - | - | - | - | - | - | - | - | - | - | - | - | - | - | 0.00055735 | 0.00055735 | 2050 |  | - | - | - | - | - | - | - | - | - | - | - | - | - | - | - | - | - | - | 2050 |  | 94 | - | - | - | - | - | - | - | -
Levelized Costs | [19 empty] | Levelized Costs | [21 empty] | Levelized Costs | [19 empty] | Levelized Costs
10 years (2018-2027) | 10 | 0.054162 | 0.049891 | 0.040829 | 0.0348 | 0.0043316 | 0.068227 | 0.063246 | 0.052675 | 0.045643 | 73.2875 | 26.3685 | 79.1506 | 31.2483 | 55.1995 | 0.042876 | 0.04379 | 0.041768 | 0.042034 | 10 years (2018-2027) | 10 | 0.022155 | 0.015551 | 0.017143 | 0.011741 | 58.795 | 163.3389 | 63.4986 | 193.5668 | 123.5027 | 0.021242 | 0.014929 | 0.01679 | 0.011514 | 43.3391 | 150.7005 | 46.8062 | 178.5895 | 106.935 | 0.0082375 | 0.0066964 | 10 years (2018-2027) | 10 | 0.022621 | 0.016404 | 0.017032 | 0.011576 | 60.3863 | 164.9368 | 65.2172 | 195.4604 | 125.2595 | 0.022171 | 0.016103 | 0.017037 | 0.011608 | 44.3345 | 152.1313 | 47.8812 | 180.2851 | 108.2656 | 10 years (2018-2027) | 10 | 94 | 0.94128 | 8.3322 | 4.6367 | 0.48404 | 7.3288 | 3.9064 | 5.4083 | 4.5564
15 years (2018-2032) | 15 | 0.055903 | 0.051455 | 0.043079 | 0.036848 | 0.0036084 | 0.069414 | 0.064225 | 0.054456 | 0.047188 | 76.9384 | 48.6228 | 83.0934 | 57.6211 | 70.3573 | 0.041468 | 0.042351 | 0.040396 | 0.040653 | 15 years (2018-2032) | 15 | 0.015257 | 0.010709 | 0.011806 | 0.0080856 | 40.4887 | 173.13 | 43.7277 | 205.1698 | 119.1172 | 0.014872 | 0.010445 | 0.011762 | 0.0080629 | 29.8451 | 203.2941 | 32.2327 | 240.9162 | 128.8004 | 0.0058454 | 0.0047841 | 15 years (2018-2032) | 15 | 0.015578 | 0.011296 | 0.011729 | 0.0079717 | 41.5845 | 174.738 | 44.9112 | 207.0754 | 120.6123 | 0.015557 | 0.011293 | 0.011963 | 0.0081463 | 30.5305 | 205.1125 | 32.973 | 243.0711 | 130.1785 | 15 years (2018-2032) | 15 | 94 | 0.64821 | 6.6041 | 3.6262 | 0.33333 | 6.4441 | 3.3887 | 4.2296 | 3.9526
30 years (2018-2047) | 30 | 0.061494 | 0.053984 | 0.056209 | 0.046648 | 0.0043377 | 0.076786 | 0.068027 | 0.070621 | 0.059469 | 85.1465 | 75.723 | 91.9583 | 89.7365 | 90.8474 | 0.036426 | 0.037202 | 0.035485 | 0.035711 | 30 years (2018-2047) | 30 | 0.0083893 | 0.0058886 | 0.0064916 | 0.004446 | 22.2635 | 95.1988 | 24.0445 | 112.8165 | 65.4989 | 0.0081774 | 0.0057434 | 0.0064678 | 0.0044335 | 16.4109 | 112.3539 | 17.7237 | 133.1464 | 71.1386 | 0.0034651 | 0.0028815 | 30 years (2018-2047) | 30 | 0.0085657 | 0.0062115 | 0.0064494 | 0.0043834 | 22.866 | 96.083 | 24.6953 | 113.8644 | 66.321 | 0.0085545 | 0.0062096 | 0.0065778 | 0.0044794 | 16.7878 | 113.3586 | 18.1308 | 134.337 | 71.899 | 30 years (2018-2047) | 30 | 94 | 0.35643 | 3.6314 | 1.9939 | 0.18329 | 3.5494 | 1.8663 | 2.3257 | 2.1769
NOTES: |  | All Avoided Costs are in 2018 Dollars | [17 empty] | NOTES: |  | All Avoided Costs are in 2018 Dollars | [19 empty] | NOTES: |  | All Avoided Costs are in 2018 Dollars | [17 empty] | NOTES: |  | All Avoided Costs are in 2018 Dollars
|  | ISO New England periods: Summer is June through September, Winter is all other months. Peak hours are: Monday through Friday 7 AM - 11 PM; Off-Peak Hours are all other hours | [19 empty] | ISO New England periods: Summer is June through September, Winter is all other months. Peak hours are: Monday through Friday 7 AM - 11 PM; Off-Peak Hours are all other hours | [21 empty] | ISO New England periods: Summer is June through September, Winter is all other months. Peak hours are: Monday through Friday 7 AM - 11 PM; Off-Peak Hours are all other hours | [19 empty] | ISO New England periods: Summer is June through September, Winter is all other months. Peak hours are: Monday through Friday 7 AM - 11 PM; Off-Peak Hours are all other hours
1 |  | Avoided retail cost of electric energy = (wholesale energy avoided cost + REC cost to load) * (Wholesale Risk Premium) * (1 + Distribution Losses), e.g., f = (a + e) * (1 + 8.0%) * (1 + 8.0%) | [17 empty] | 1 |  | Avoided retail cost of electric energy = (wholesale energy avoided cost + REC cost to load) * (Wholesale Risk Premium) * (1 + Distribution Losses), e.g., f = (a + e) * (1 + 8.0%) * (1 + 8.0%) | [19 empty] | 1 |  | Avoided retail cost of electric energy = (wholesale energy avoided cost + REC cost to load) * (Wholesale Risk Premium) * (1 + Distribution Losses), e.g., f = (a + e) * (1 + 8.0%) * (1 + 8.0%) | [17 empty] | 1 |  | Avoided retail cost of electric energy = (wholesale energy avoided cost + REC cost to load) * (Wholesale Risk Premium) * (1 + Distribution Losses), e.g., f = (a + e) * (1 + 8.0%) * (1 + 8.0%)
2 |  | Uncleared capacity value includes reserve margin and uncleared load forecast effect | [17 empty] | 2 |  | Uncleared capacity value includes reserve margin and uncleared load forecast effect | [19 empty] | 2 |  | Uncleared capacity value includes reserve margin and uncleared load forecast effect | [17 empty] | 2 |  | Uncleared capacity value includes reserve margin and uncleared load forecast effect
3 |  | Value of avoided capacity costs and capacity DRIPE each year is function of quantity of kW reduction in year, PA bidding strategy that reduction into applicable FCAs, reserve margin, and the uncleared load forecast effect. | [17 empty] | 3 |  | Value of avoided capacity costs and capacity DRIPE each year is function of quantity of kW reduction in year, PA bidding strategy that reduction into applicable FCAs, reserve margin, and the uncleared load forecast effect. | [19 empty] | 3 |  | Value of avoided capacity costs and capacity DRIPE each year is function of quantity of kW reduction in year, PA bidding strategy that reduction into applicable FCAs, reserve margin, and the uncleared load forecast effect. | [17 empty] | 3 |  | Value of avoided capacity costs and capacity DRIPE each year is function of quantity of kW reduction in year, PA bidding strategy that reduction into applicable FCAs, reserve margin, and the uncleared load forecast effect.
4 |  | Proceeds from selling into the FCM also include the ISO New England loss factor of 8.0% | [17 empty] | 4 |  | Proceeds from selling into the FCM also include the ISO New England loss factor of 8.0% | [19 empty] | 4 |  | Proceeds from selling into the FCM also include the ISO New England loss factor of 8.0% | [17 empty] | 4 |  | Proceeds from selling into the FCM also include the ISO New England loss factor of 8.0%
5 |  | Assumes PTF loss factor of 1.6%, ISO New England loss factor of 8.0%, and Wholesale Risk Premium of 8.0% | [17 empty] | 5 |  | Assumes PTF loss factor of 1.6%, ISO New England loss factor of 8.0%, and Wholesale Risk Premium of 8.0% | [19 empty] | 5 |  | Assumes PTF loss factor of 1.6%, ISO New England loss factor of 8.0%, and Wholesale Risk Premium of 8.0% | [17 empty] | 5 |  | Assumes PTF loss factor of 1.6%, ISO New England loss factor of 8.0%, and Wholesale Risk Premium of 8.0%
6 |  | Assumes bid percentage of 50.0% | [17 empty] | 6 |  | Assumes bid percentage of 50.0% | [19 empty] | 6 |  | Assumes bid percentage of 50.0% | [17 empty] | 6 |  | Assumes bid percentage of 50.0%
7 |  | Cross DRIPE = Electric-Gas cross DRIPE + Electric-Gas-Electric cross DRIPE | [17 empty] | 7 |  | Cross DRIPE = Electric-Gas cross DRIPE + Electric-Gas-Electric cross DRIPE | [19 empty] | 7 |  | Cross DRIPE = Electric-Gas cross DRIPE + Electric-Gas-Electric cross DRIPE | [17 empty] | 7 |  | Cross DRIPE = Electric-Gas cross DRIPE + Electric-Gas-Electric cross DRIPE
8 |  | Assumes VOLL of $25.00/kWh | [17 empty] | 8 |  | Assumes VOLL of $25.00/kWh | [19 empty] | 8 |  | Assumes VOLL of $25.00/kWh | [17 empty] | 8 |  | Assumes VOLL of $25.00/kWh
9 |  | Assumes $100/ton CO2 price; NOX prices not included | [17 empty] | 9 |  | Assumes $100/ton CO2 price; NOX prices not included | [19 empty] | 9 |  | Assumes $100/ton CO2 price; NOX prices not included | [17 empty] | 9 |  | Assumes $100/ton CO2 price; NOX prices not included

## NEMA
AESC 2018 Results: Avoided Cost of Electricity (2018 $) | [18 empty] | Page One of Four | AESC 2018 Results: Avoided Cost of Electricity (2018 $) | [20 empty] | Page Two of Four | AESC 2018 Results: Avoided Cost of Electricity (2018 $) | [18 empty] | Page Three of Four | AESC 2018 Results: Avoided Cost of Electricity (2018 $) | [10 empty] | Page Four of Four
Zone: |  | NEMA | [17 empty] | Zone: |  | NEMA | [19 empty] | Zone: |  | NEMA | [17 empty] | Zone: |  | NEMA
|  | Wholesale Cost of Electric Energy |  |  |  | Wholesale REC Costs | Retail Cost of Electric Energy1 |  |  |  | Wholesale Capacity Values |  | Retail Cost of Electric Capacity3 |  |  | Wholesale Non-Embedded Costs | [5 empty] | Intrastate | [17 empty] | Wholesale Cross-DRIPE7 |  |  |  | Rest-of-Pool | [19 empty] | Transmission & Distribution (T&D) Cost | Wholesale Reliability Value8 | [5 empty] | Retail Reliability Value
[22 empty] | DRIPE: 2018 vintage measures | [8 empty] | DRIPE: 2019 vintage measures | [12 empty] | DRIPE: 2018 vintage measures | [8 empty] | DRIPE: 2019 vintage measures | [11 empty] | Reliability: 2018 vintage measures |  |  | Reliability: 2019 vintage measures |  |  | 2018 vintage | 2019 vintage
[22 empty] | Wholesale Energy DRIPE |  |  |  | Wholesale Capacity DRIPE |  | Retail Capacity DRIPE3 |  |  | Wholesale Energy DRIPE |  |  |  | Wholesale Capacity DRIPE2 |  | Retail Capacity DRIPE3 | [6 empty] | Wholesale Energy DRIPE |  |  |  | Wholesale Capacity DRIPE2 |  | Retail Capacity DRIPE3 |  |  | Wholesale Energy DRIPE |  |  |  | Wholesale Capacity DRIPE2 |  | Retail Capacity DRIPE3
|  | Winter Peak | Winter Off-Peak | Summer Peak | Summer Off-Peak |  | Winter Peak | Winter Off-Peak | Summer Peak | Summer Off-Peak | Cleared (FCA Price) | Uncleared2 | Cleared4 | Uncleared5 | Weighted Avg6 | Winter Peak | Winter Off-Peak | Summer Peak | Summer Off-Peak |  |  | Winter Peak | Winter Off-Peak | Summer Peak | Summer Off-Peak | Cleared | Uncleared2 | Cleared4 | Uncleared5 | Weighted Avg6 | Winter Peak | Winter Off-Peak | Summer Peak | Summer Off-Peak | Cleared | Uncleared2 | Cleared4 | Uncleared5 | Weighted Avg6 | 2018 Installation Year | 2019 Installation Year |  |  | Winter Peak | Winter Off-Peak | Summer Peak | Summer Off-Peak | Cleared | Uncleared2 | Cleared4 | Uncleared5 | Weighted Avg6 | Winter Peak | Winter Off-Peak | Summer Peak | Summer Off-Peak | Cleared | Uncleared2 | Cleared4 | Uncleared5 | Weighted Avg6 |  |  |  | Cleared | Uncleared | Weighted Avg5 | Cleared | Uncleared | Weighted Avg5 | Weighted Avg5 | Weighted Avg5
Units: |  | $/kWh | $/kWh | $/kWh | $/kWh | $/kWh | $/kWh | $/kWh | $/kWh | $/kWh | $/kW-yr | $/kW-yr | $/kW-yr | $/kW-yr | $/kW-yr | $/kWh | $/kWh | $/kWh | $/kWh | Units: |  | $/kWh | $/kWh | $/kWh | $/kWh | $/kW-yr | $/kW-yr | $/kW-yr | $/kW-yr | $/kW-yr | $/kWh | $/kWh | $/kWh | $/kWh | $/kW-yr | $/kW-yr | $/kW-yr | $/kW-yr | $/kW-yr | $/kWh | $/kWh | Units: |  | $/kWh | $/kWh | $/kWh | $/kWh | $/kW-yr | $/kW-yr | $/kW-yr | $/kW-yr | $/kW-yr | $/kWh | $/kWh | $/kWh | $/kWh | $/kW-yr | $/kW-yr | $/kW-yr | $/kW-yr | $/kW-yr | Units: |  | $/kW-yr | $/kW-yr | $/kW-yr | $/kW-yr | $/kW-yr | $/kW-yr | $/kW-yr | $/kW-yr | $/kW-yr
Period: |  | a | b | c | d | e | f =(a+e)*(1+WRP)*(1+DL) | g =(b+e)*(1+WRP)*(1+DL) | h =(c+e)*(1+WRP)*(1+DL) | i =(d+e)*(1+WRP)*(1+DL) | j | k | l=j*(1+DL) | m=k*(1+PTF Loss)*(1+WRP)*(1+DL) | n = (l*%Bid)+m*(1-%Bid) | o | p | q | r | Period: |  | s | t | u | v | w | x | y=w*(1+DL) | z=x*(1+PTF Loss)*(1+WRP)*(1+DL) | aa = (y*%Bid)+z*(1-%Bid) | bb | cc | dd | ee | ff | gg | hh=ff*(1+DL) | ii=gg*(1+PTF Loss)*(1+WRP)*(1+DL) | jj = (hh*%Bid)+ii*(1-%Bid) | kk | ll | Period: |  | mm | nn | oo | pp | qq | rr | ss=qq*(1+DL) | tt=rr*(1+PTF Loss)*(1+WRP)*(1+DL) | uu = (ss*%Bid)+tt*(1-%Bid) | vv | ww | xx | yy | zz | aaa | bbb=zz*(1+DL) | ccc=aaa*(1+PTF Loss)*(1+WRP)*(1+DL) | ddd = (bbb*%Bid)+ccc*(1-%Bid) | Period: |  | eee | fff | ggg | hhh = (fff*%Bid)+ggg*(1-%Bid) | iii | jjj | kkk = (iii*%Bid)+jjj*(1-%Bid) | lll = hhh*(1+WRP)*(1+DL) | mmm = kkk*(1+WRP)*(1+DL)
2018 |  | 0.047704 | 0.043517 | 0.031844 | 0.025745 | 0.0038694 | 0.060156 | 0.055272 | 0.041656 | 0.034542 | 104.4975 | 0 | 112.8573 | 0 | 56.4286 | 0.045904 | 0.046882 | 0.044718 | 0.045002 | 2018 |  | 0.019556 | 0.013629 | 0.013484 | 0.0088866 | 239.6401 | - | 258.8113 | - | 129.4057 | - | - | - | - | - | - | - | - | - | 0.007481 | 0 | 2018 |  | 0.019152 | 0.013776 | 0.012835 | 0.0083596 | 247.308 | - | 267.0926 | - | 133.5463 | - | - | - | - | - | - | - | - | - | 2018 |  | 94 | 5.325 | 16.644 | 10.9845 | - | - | - | 12.8123 | -
2019 |  | 0.048501 | 0.045016 | 0.03173 | 0.028315 | 0.0082488 | 0.066193 | 0.062129 | 0.046632 | 0.042648 | 100.01 | 0 | 108.0108 | 0 | 54.0054 | 0.044647 | 0.045598 | 0.043493 | 0.04377 | 2019 |  | 0.030612 | 0.021213 | 0.020548 | 0.015047 | 125.951 | - | 136.0271 | - | 68.0136 | 0.019748 | 0.013685 | 0.013255 | 0.0097067 | 151.7482 | - | 163.8881 | - | 81.944 | 0.011797 | 0.0073729 | 2019 |  | 0.029772 | 0.021304 | 0.019548 | 0.014003 | 129.0552 | - | 139.3796 | - | 69.6898 | 0.019206 | 0.013743 | 0.01261 | 0.0090331 | 155.4882 | - | 167.9272 | - | 83.9636 | 2019 |  | 94 | 2.15 | 12.6689 | 7.4094 | 2.6 | 12.6689 | 7.6344 | 8.6424 | 8.9048
2020 |  | 0.051862 | 0.048661 | 0.037593 | 0.032627 | 0.0085205 | 0.07043 | 0.066696 | 0.053787 | 0.047995 | 73.85 | 0 | 79.758 | 0 | 39.879 | 0.043436 | 0.044362 | 0.042314 | 0.042583 | 2020 |  | 0.03509 | 0.025128 | 0.026189 | 0.018254 | 153.4124 | - | 165.6853 | - | 82.8427 | 0.032493 | 0.023268 | 0.024251 | 0.016903 | 190.0481 | - | 205.252 | - | 102.626 | 0.013038 | 0.01157 | 2020 |  | 0.034017 | 0.025093 | 0.024663 | 0.017132 | 156.932 | - | 169.4866 | - | 84.7433 | 0.0315 | 0.023236 | 0.022838 | 0.015864 | 194.4084 | - | 209.961 | - | 104.9805 | 2020 |  | 94 | 0.925 | 4.6398 | 2.7824 | 1.15 | 4.6398 | 2.8949 | 3.2454 | 3.3766
2021 |  | 0.054152 | 0.050507 | 0.045406 | 0.03765 | 0.0066029 | 0.070865 | 0.066613 | 0.060664 | 0.051617 | 59.93 | 0 | 64.7244 | 0 | 32.3622 | 0.043207 | 0.044128 | 0.042091 | 0.042358 | 2021 |  | 0.03696 | 0.026338 | 0.031889 | 0.021579 | 25.5783 | - | 27.6246 | - | 13.8123 | 0.036375 | 0.025921 | 0.031384 | 0.021237 | 34.2749 | - | 37.0169 | - | 18.5085 | 0.013215 | 0.011915 | 2021 |  | 0.035486 | 0.026116 | 0.029756 | 0.019989 | 26.1208 | - | 28.2105 | - | 14.1052 | 0.034924 | 0.025702 | 0.029285 | 0.019672 | 35.0019 | - | 37.8021 | - | 18.901 | 2021 |  | 94 | 0.275 | 7.7651 | 4.02 | 0.35 | 7.7651 | 4.0575 | 4.689 | 4.7327
2022 |  | 0.053802 | 0.048787 | 0.044575 | 0.035861 | 0.0026783 | 0.065879 | 0.06003 | 0.055116 | 0.044953 | 57.58 | 0 | 62.1864 | 0 | 31.0932 | 0.042985 | 0.043901 | 0.041874 | 0.04214 | 2022 |  | 0.033116 | 0.022786 | 0.028308 | 0.018172 | 17.1139 | - | 18.483 | - | 9.2415 | 0.036483 | 0.025103 | 0.031187 | 0.020019 | 25.9301 | - | 28.0045 | - | 14.0023 | 0.01198 | 0.01198 | 2022 |  | 0.031655 | 0.022561 | 0.026374 | 0.01697 | 17.4486 | - | 18.8444 | - | 9.4222 | 0.034874 | 0.024855 | 0.029056 | 0.018695 | 26.4372 | - | 28.5522 | - | 14.2761 | 2022 |  | 94 | 0.175 | 7.965 | 4.07 | 0.275 | 7.965 | 4.12 | 4.7472 | 4.8056
2023 |  | 0.055136 | 0.048753 | 0.041668 | 0.032623 | 0.0029074 | 0.067702 | 0.060256 | 0.051993 | 0.041442 | 58.78 | 20.7905 | 63.4824 | 24.638 | 44.0602 | 0.042773 | 0.043685 | 0.041668 | 0.041933 | 2023 |  | 0.022582 | 0.015057 | 0.017632 | 0.011155 | - | 16.439 | - | 19.4813 | 9.7406 | 0.028379 | 0.018923 | 0.022159 | 0.014019 | 17.2547 | - | 18.6351 | - | 9.3175 | 0.0087978 | 0.0087978 | 2023 |  | 0.02604 | 0.018004 | 0.019767 | 0.012481 | - | 16.7099 | - | 19.8023 | 9.9011 | 0.032726 | 0.022626 | 0.024843 | 0.015685 | 17.539 | - | 18.9422 | - | 9.4711 | 2023 |  | 94 | 0.1 | 5.8757 | 2.9878 | 0.2 | 8.1056 | 4.1528 | 3.485 | 4.8438
2024 |  | 0.058619 | 0.054923 | 0.041031 | 0.037307 | 0.0029001 | 0.071756 | 0.067445 | 0.051241 | 0.046898 | 61.24 | 36.0397 | 66.1392 | 42.7093 | 54.4243 | 0.042404 | 0.043308 | 0.041309 | 0.041571 | 2024 |  | 0.018287 | 0.013185 | 0.013064 | 0.0098007 | - | 28.7449 | - | 34.0646 | 17.0323 | 0.023601 | 0.017016 | 0.016861 | 0.012649 | - | 16.6845 | - | 19.7721 | 9.8861 | 0.0057093 | 0.0057093 | 2024 |  | 0.020977 | 0.015648 | 0.014613 | 0.01073 | - | 29.1158 | - | 34.504 | 17.252 | 0.027073 | 0.020195 | 0.018859 | 0.013848 | - | 16.8997 | - | 20.0272 | 10.0136 | 2024 |  | 94 | - | 4.636 | 2.318 | 0.1 | 6.2407 | 3.1703 | 2.7037 | 3.6979
2025 |  | 0.055364 | 0.05227 | 0.04305 | 0.038452 | 0.0024643 | 0.067451 | 0.063842 | 0.053088 | 0.047724 | 65.65 | 53.9052 | 70.902 | 63.881 | 67.3915 | 0.041844 | 0.042735 | 0.040763 | 0.041022 | 2025 |  | 0.012027 | 0.0087286 | 0.0096567 | 0.0070918 | - | 472.151 | - | 559.5284 | 279.7642 | 0.016556 | 0.012015 | 0.013293 | 0.0097622 | - | 370.2905 | - | 438.8173 | 219.4086 | 0.0043553 | 0.0043553 | 2025 |  | 0.014176 | 0.010586 | 0.011035 | 0.007966 | - | 478.096 | - | 566.5736 | 283.2868 | 0.019513 | 0.014573 | 0.01519 | 0.010966 | - | 374.9529 | - | 444.3426 | 222.1713 | 2025 |  | 94 | - | 8.277 | 4.1385 | - | 8.9778 | 4.4889 | 4.8271 | 5.2359
2026 |  | 0.055421 | 0.051884 | 0.046778 | 0.040863 | 0.0023322 | 0.067363 | 0.063238 | 0.057282 | 0.050383 | 71.16 | 74.8674 | 76.8528 | 88.7226 | 82.7877 | 0.04127 | 0.042149 | 0.040203 | 0.040459 | 2026 |  | 0.006235 | 0.0044156 | 0.0054123 | 0.0037939 | - | 558.6997 | - | 662.094 | 331.047 | 0.011553 | 0.0081817 | 0.010028 | 0.0070297 | - | 505.3024 | - | 598.8149 | 299.4075 | 0.0030357 | 0.0030357 | 2026 |  | 0.0074827 | 0.0054858 | 0.0063462 | 0.004431 | - | 563.3766 | - | 667.6364 | 333.8182 | 0.013865 | 0.010165 | 0.011759 | 0.0082103 | - | 509.5323 | - | 603.8276 | 301.9138 | 2026 |  | 94 | - | 7.6259 | 3.813 | - | 9.0239 | 4.512 | 4.4475 | 5.2628
2027 |  | 0.060093 | 0.056168 | 0.044706 | 0.038719 | 0.0021386 | 0.072587 | 0.068009 | 0.054639 | 0.047657 | 76.85 | 89.5302 | 82.998 | 106.0989 | 94.5485 | 0.039691 | 0.040536 | 0.038665 | 0.038911 | 2027 |  | 0.0038312 | 0.0027591 | 0.0029491 | 0.0020687 | - | 547.1467 | - | 648.403 | 324.2015 | 0.006463 | 0.0046545 | 0.0049751 | 0.0034897 | - | 588.3233 | - | 697.1998 | 348.5999 | 0.0017671 | 0.0017671 | 2027 |  | 0.0045887 | 0.003411 | 0.0034394 | 0.0023974 | - | 551.7269 | - | 653.8308 | 326.9154 | 0.0077409 | 0.0057543 | 0.0058021 | 0.0040444 | - | 593.2482 | - | 703.0361 | 351.518 | 2027 |  | 94 | - | 6.4062 | 3.2031 | - | 8.3519 | 4.176 | 3.7361 | 4.8709
2028 |  | 0.061902 | 0.054588 | 0.048847 | 0.039718 | 0.0020285 | 0.074568 | 0.066037 | 0.059341 | 0.048693 | 82.49 | 94.781 | 89.0892 | 112.3214 | 100.7053 | 0.039191 | 0.040026 | 0.038179 | 0.038421 | 2028 |  | - | - | - | - | - | 419.1142 | - | 496.6765 | 248.3382 | 0.0038108 | 0.0025687 | 0.0031244 | 0.0020888 | - | 577.9153 | - | 684.8656 | 342.4328 | 0.0005483 | 0.0005483 | 2028 |  | 0 | 0 | 0 | 0 | - | 422.6226 | - | 500.8341 | 250.4171 | 0.0045311 | 0.00318 | 0.0036018 | 0.0023887 | - | 582.753 | - | 690.5986 | 345.2993 | 2028 |  | 94 | - | 6.5389 | 3.2695 | - | 9.0249 | 4.5125 | 3.8135 | 5.2634
2029 |  | 0.063699 | 0.0583 | 0.04788 | 0.040439 | 0.0019226 | 0.076541 | 0.070244 | 0.05809 | 0.04941 | 88.13 | 100.997 | 95.1804 | 119.6877 | 107.4341 | 0.037881 | 0.038688 | 0.036902 | 0.037137 | 2029 |  | - | - | - | - | - | 275.6199 | - | 326.6268 | 163.3134 | - | - | - | - | - | 445.4787 | - | 527.92 | 263.96 | 0.00055322 | 0.00055322 | 2029 |  | 0 | 0 | 0 | 0 | - | 277.9271 | - | 329.3609 | 164.6805 | - | - | - | - | - | 449.2077 | - | 532.3392 | 266.1696 | 2029 |  | 94 | - | 4.2747 | 2.1374 | - | 6.9484 | 3.4742 | 2.493 | 4.0523
2030 |  | 0.058646 | 0.055293 | 0.050509 | 0.046049 | 0.0018362 | 0.070547 | 0.066636 | 0.061056 | 0.055853 | 83.9 | 97.7435 | 90.612 | 115.8321 | 103.2221 | 0.036268 | 0.037041 | 0.035331 | 0.035556 | 2030 |  | - | - | - | - | - | 134.1699 | - | 158.9997 | 79.4998 | - | - | - | - | - | 245.5024 | - | 290.9356 | 145.4678 | 0.00055735 | 0.00055735 | 2030 |  | - | - | - | - | - | 135.293 | - | 160.3307 | 80.1653 | - | - | - | - | - | 247.5575 | - | 293.371 | 146.6855 | 2030 |  | 94 | - | 1.6042 | 0.80211 | - | 2.8555 | 1.4278 | 0.93558 | 1.6653
2031 |  | 0.058225 | 0.054476 | 0.045815 | 0.039905 | 0.0018251 | 0.070042 | 0.06567 | 0.055567 | 0.048674 | 82.49 | 94.781 | 89.0892 | 112.3214 | 100.7053 | 0.039863 | 0.040712 | 0.038833 | 0.03908 | 2031 |  | - | - | - | - | - | 62.6798 | - | 74.2795 | 37.1397 | - | - | - | - | - | 141.7149 | - | 167.941 | 83.9705 | 0.00055735 | 0.00055735 | 2031 |  | - | - | - | - | - | 63.2045 | - | 74.9013 | 37.4506 | - | - | - | - | - | 142.9012 | - | 169.3468 | 84.6734 | 2031 |  | 94 | - | 1.0095 | 0.50473 | - | 2.26 | 1.13 | 0.58872 | 1.318
2032 |  | 0.056874 | 0.05284 | 0.046792 | 0.040413 | 0.002441 | 0.069185 | 0.064479 | 0.057425 | 0.049984 | 88.13 | 100.997 | 95.1804 | 119.6877 | 107.4341 | 0.038568 | 0.03939 | 0.037571 | 0.03781 | 2032 |  | - | - | - | - | - | 18.161 | - | 21.5219 | 10.761 | - | - | - | - | - | 66.6227 | - | 78.9521 | 39.476 | 0.00055735 | 0.00055735 | 2032 |  | - | - | - | - | - | 18.313 | - | 21.7021 | 10.851 | - | - | - | - | - | 67.1804 | - | 79.613 | 39.8065 | 2032 |  | 94 | - | 0.27217 | 0.13609 | - | 1.0727 | 0.53634 | 0.15873 | 0.62559
2033 |  | 0.061505 | 0.053955 | 0.047512 | 0.038733 | 0.0025566 | 0.074721 | 0.065915 | 0.0584 | 0.04816 | 83.9 | 97.7435 | 90.612 | 115.8321 | 103.2221 | 0.037846 | 0.038653 | 0.036868 | 0.037103 | 2033 |  | - | - | - | - | - | - | - | - | - | - | - | - | - | - | 16.1765 | - | 19.1702 | 9.5851 | 0.00055735 | 0.00055735 | 2033 |  | - | - | - | - | - | - | - | - | - | - | - | - | - | - | 16.3119 | - | 19.3306 | 9.6653 | 2033 |  | 94 | - | - | - | - | 0.18181 | 0.090906 | - | 0.10603
2034 |  | 0.060628 | 0.050882 | 0.050466 | 0.039574 | 0.0026777 | 0.073839 | 0.062472 | 0.061987 | 0.049282 | 82.49 | 94.781 | 89.0892 | 112.3214 | 100.7053 | 0.037734 | 0.038538 | 0.036759 | 0.036993 | 2034 |  | - | - | - | - | - | - | - | - | - | - | - | - | - | - | - | - | - | - | 0.00055735 | 0.00055735 | 2034 |  | - | - | - | - | - | - | - | - | - | - | - | - | - | - | - | - | - | - | 2034 |  | 94 | - | - | - | - | - | - | - | -
2035 |  | 0.062672 | 0.055916 | 0.056202 | 0.047446 | 0.0028045 | 0.076372 | 0.068492 | 0.068825 | 0.058612 | 88.13 | 100.997 | 95.1804 | 119.6877 | 107.4341 | 0.0349 | 0.035644 | 0.033998 | 0.034214 | 2035 |  | - | - | - | - | - | - | - | - | - | - | - | - | - | - | - | - | - | - | 0.00055735 | 0.00055735 | 2035 |  | - | - | - | - | - | - | - | - | - | - | - | - | - | - | - | - | - | - | 2035 |  | 94 | - | - | - | - | - | - | - | -
2036 |  | 0.063836 | 0.056282 | 0.059148 | 0.049544 | 0.0031225 | 0.078101 | 0.069289 | 0.072632 | 0.06143 | 89.5993 | 102.6137 | 96.7672 | 121.6036 | 109.1854 | 0.033759 | 0.034478 | 0.032887 | 0.033096 | 2036 |  | - | - | - | - | - | - | - | - | - | - | - | - | - | - | - | - | - | - | 0.00055735 | 0.00055735 | 2036 |  | - | - | - | - | - | - | - | - | - | - | - | - | - | - | - | - | - | - | 2036 |  | 94 | - | - | - | - | - | - | - | -
2037 |  | 0.065022 | 0.05665 | 0.062248 | 0.051735 | 0.0034766 | 0.079896 | 0.070132 | 0.076661 | 0.064398 | 91.093 | 104.2562 | 98.3804 | 123.5501 | 110.9653 | 0.032655 | 0.033351 | 0.031812 | 0.032014 | 2037 |  | - | - | - | - | - | - | - | - | - | - | - | - | - | - | - | - | - | - | 0.00055735 | 0.00055735 | 2037 |  | - | - | - | - | - | - | - | - | - | - | - | - | - | - | - | - | - | - | 2037 |  | 94 | - | - | - | - | - | - | - | -
2038 |  | 0.066229 | 0.057021 | 0.06551 | 0.054023 | 0.0038707 | 0.081765 | 0.071024 | 0.080926 | 0.067527 | 92.6116 | 105.9251 | 100.0206 | 125.5278 | 112.7742 | 0.031588 | 0.032261 | 0.030772 | 0.030967 | 2038 |  | - | - | - | - | - | - | - | - | - | - | - | - | - | - | - | - | - | - | 0.00055735 | 0.00055735 | 2038 |  | - | - | - | - | - | - | - | - | - | - | - | - | - | - | - | - | - | - | 2038 |  | 94 | - | - | - | - | - | - | - | -
2039 |  | 0.067459 | 0.057394 | 0.068944 | 0.056412 | 0.0043096 | 0.083711 | 0.071971 | 0.085443 | 0.070825 | 94.1556 | 107.6206 | 101.6881 | 127.5371 | 114.6126 | 0.030555 | 0.031206 | 0.029766 | 0.029955 | 2039 |  | - | - | - | - | - | - | - | - | - | - | - | - | - | - | - | - | - | - | 0.00055735 | 0.00055735 | 2039 |  | - | - | - | - | - | - | - | - | - | - | - | - | - | - | - | - | - | - | 2039 |  | 94 | - | - | - | - | - | - | - | -
2040 |  | 0.068712 | 0.057769 | 0.072557 | 0.058906 | 0.0047982 | 0.085743 | 0.072979 | 0.090228 | 0.074305 | 95.7253 | 109.3433 | 103.3834 | 129.5786 | 116.481 | 0.029556 | 0.030186 | 0.028793 | 0.028976 | 2040 |  | - | - | - | - | - | - | - | - | - | - | - | - | - | - | - | - | - | - | 0.00055735 | 0.00055735 | 2040 |  | - | - | - | - | - | - | - | - | - | - | - | - | - | - | - | - | - | - | 2040 |  | 94 | - | - | - | - | - | - | - | -
2041 |  | 0.069988 | 0.058147 | 0.07636 | 0.061511 | 0.0053423 | 0.087866 | 0.074054 | 0.095298 | 0.077978 | 97.3212 | 111.0936 | 105.1069 | 131.6528 | 118.3799 | 0.02859 | 0.029199 | 0.027851 | 0.028028 | 2041 |  | - | - | - | - | - | - | - | - | - | - | - | - | - | - | - | - | - | - | 0.00055735 | 0.00055735 | 2041 |  | - | - | - | - | - | - | - | - | - | - | - | - | - | - | - | - | - | - | 2041 |  | 94 | - | - | - | - | - | - | - | -
2042 |  | 0.071288 | 0.058528 | 0.080362 | 0.064231 | 0.005948 | 0.090088 | 0.075205 | 0.10067 | 0.081857 | 98.9437 | 112.8719 | 106.8592 | 133.7602 | 120.3097 | 0.027655 | 0.028245 | 0.026941 | 0.027112 | 2042 |  | - | - | - | - | - | - | - | - | - | - | - | - | - | - | - | - | - | - | 0.00055735 | 0.00055735 | 2042 |  | - | - | - | - | - | - | - | - | - | - | - | - | - | - | - | - | - | - | 2042 |  | 94 | - | - | - | - | - | - | - | -
2043 |  | 0.072612 | 0.058911 | 0.084574 | 0.067072 | 0.0066224 | 0.092419 | 0.076438 | 0.10637 | 0.085957 | 100.5932 | 114.6786 | 108.6407 | 135.9013 | 122.271 | 0.026751 | 0.027321 | 0.02606 | 0.026226 | 2043 |  | - | - | - | - | - | - | - | - | - | - | - | - | - | - | - | - | - | - | 0.00055735 | 0.00055735 | 2043 |  | - | - | - | - | - | - | - | - | - | - | - | - | - | - | - | - | - | - | 2043 |  | 94 | - | - | - | - | - | - | - | -
2044 |  | 0.073961 | 0.059296 | 0.089007 | 0.070038 | 0.0073732 | 0.094868 | 0.077763 | 0.11242 | 0.090292 | 102.2703 | 116.5143 | 110.4519 | 138.0767 | 124.2643 | 0.025876 | 0.026428 | 0.025208 | 0.025368 | 2044 |  | - | - | - | - | - | - | - | - | - | - | - | - | - | - | - | - | - | - | 0.00055735 | 0.00055735 | 2044 |  | - | - | - | - | - | - | - | - | - | - | - | - | - | - | - | - | - | - | 2044 |  | 94 | - | - | - | - | - | - | - | -
2045 |  | 0.075334 | 0.059684 | 0.093672 | 0.073135 | 0.0082092 | 0.097445 | 0.079191 | 0.11883 | 0.09488 | 103.9752 | 118.3794 | 112.2933 | 140.2869 | 126.2901 | 0.025031 | 0.025564 | 0.024384 | 0.024539 | 2045 |  | - | - | - | - | - | - | - | - | - | - | - | - | - | - | - | - | - | - | 0.00055735 | 0.00055735 | 2045 |  | - | - | - | - | - | - | - | - | - | - | - | - | - | - | - | - | - | - | 2045 |  | 94 | - | - | - | - | - | - | - | -
2046 |  | 0.076733 | 0.060075 | 0.098582 | 0.076369 | 0.00914 | 0.10016 | 0.080732 | 0.12565 | 0.099738 | 105.7087 | 120.2743 | 114.1653 | 142.5325 | 128.3489 | 0.024212 | 0.024728 | 0.023587 | 0.023737 | 2046 |  | - | - | - | - | - | - | - | - | - | - | - | - | - | - | - | - | - | - | 0.00055735 | 0.00055735 | 2046 |  | - | - | - | - | - | - | - | - | - | - | - | - | - | - | - | - | - | - | 2046 |  | 94 | - | - | - | - | - | - | - | -
2047 |  | 0.078158 | 0.060468 | 0.10375 | 0.079747 | 0.010176 | 0.10303 | 0.082399 | 0.13288 | 0.10489 | 107.471 | 122.1995 | 116.0686 | 144.8141 | 130.4414 | 0.023421 | 0.02392 | 0.022816 | 0.022961 | 2047 |  | - | - | - | - | - | - | - | - | - | - | - | - | - | - | - | - | - | - | 0.00055735 | 0.00055735 | 2047 |  | - | - | - | - | - | - | - | - | - | - | - | - | - | - | - | - | - | - | 2047 |  | 94 | - | - | - | - | - | - | - | -
2048 |  | 0.07961 | 0.060863 | 0.10919 | 0.083273 | 0.01133 | 0.10607 | 0.084207 | 0.14057 | 0.11035 | 109.2627 | 124.1556 | 118.0037 | 147.1321 | 132.5679 | 0.022655 | 0.023138 | 0.02207 | 0.02221 | 2048 |  | - | - | - | - | - | - | - | - | - | - | - | - | - | - | - | - | - | - | 0.00055735 | 0.00055735 | 2048 |  | - | - | - | - | - | - | - | - | - | - | - | - | - | - | - | - | - | - | 2048 |  | 94 | - | - | - | - | - | - | - | -
2049 |  | 0.081088 | 0.061262 | 0.11491 | 0.086956 | 0.012615 | 0.1093 | 0.086169 | 0.14874 | 0.11614 | 111.0842 | 126.143 | 119.971 | 149.4873 | 134.7291 | 0.021914 | 0.022381 | 0.021348 | 0.021484 | 2049 |  | - | - | - | - | - | - | - | - | - | - | - | - | - | - | - | - | - | - | 0.00055735 | 0.00055735 | 2049 |  | - | - | - | - | - | - | - | - | - | - | - | - | - | - | - | - | - | - | 2049 |  | 94 | - | - | - | - | - | - | - | -
2050 |  | 0.082594 | 0.061663 | 0.12093 | 0.090801 | 0.014045 | 0.11272 | 0.088305 | 0.15744 | 0.12229 | 112.9362 | 128.1622 | 121.9711 | 151.8802 | 136.9256 | 0.021198 | 0.02165 | 0.02065 | 0.020781 | 2050 |  | - | - | - | - | - | - | - | - | - | - | - | - | - | - | - | - | - | - | 0.00055735 | 0.00055735 | 2050 |  | - | - | - | - | - | - | - | - | - | - | - | - | - | - | - | - | - | - | 2050 |  | 94 | - | - | - | - | - | - | - | -
Levelized Costs | [19 empty] | Levelized Costs | [21 empty] | Levelized Costs | [19 empty] | Levelized Costs
10 years (2018-2027) | 10 | 0.053937 | 0.04992 | 0.040682 | 0.034662 | 0.0043316 | 0.067964 | 0.063279 | 0.052504 | 0.045483 | 73.2875 | 26.3685 | 79.1506 | 31.2483 | 55.1995 | 0.042876 | 0.04379 | 0.041768 | 0.042034 | 10 years (2018-2027) | 10 | 0.022155 | 0.015551 | 0.017143 | 0.011741 | 58.795 | 163.3389 | 63.4986 | 193.5668 | 123.5027 | 0.021242 | 0.014929 | 0.01679 | 0.011514 | 43.3391 | 150.7005 | 46.8062 | 178.5895 | 106.935 | 0.0082375 | 0.0066964 | 10 years (2018-2027) | 10 | 0.022621 | 0.016404 | 0.017032 | 0.011576 | 60.3863 | 164.9368 | 65.2172 | 195.4604 | 125.2595 | 0.022171 | 0.016103 | 0.017037 | 0.011608 | 44.3345 | 152.1313 | 47.8812 | 180.2851 | 108.2656 | 10 years (2018-2027) | 10 | 94 | 0.94128 | 8.3322 | 4.6367 | 0.48404 | 7.3288 | 3.9064 | 5.4083 | 4.5564
15 years (2018-2032) | 15 | 0.055797 | 0.051538 | 0.042956 | 0.03673 | 0.0036084 | 0.06929 | 0.064323 | 0.054312 | 0.04705 | 76.9384 | 48.6228 | 83.0934 | 57.6211 | 70.3573 | 0.041468 | 0.042351 | 0.040396 | 0.040653 | 15 years (2018-2032) | 15 | 0.015257 | 0.010709 | 0.011806 | 0.0080856 | 40.4887 | 173.13 | 43.7277 | 205.1698 | 119.1172 | 0.014872 | 0.010445 | 0.011762 | 0.0080629 | 29.8451 | 203.2941 | 32.2327 | 240.9162 | 128.8004 | 0.0058454 | 0.0047841 | 15 years (2018-2032) | 15 | 0.015578 | 0.011296 | 0.011729 | 0.0079717 | 41.5845 | 174.738 | 44.9112 | 207.0754 | 120.6123 | 0.015557 | 0.011293 | 0.011963 | 0.0081463 | 30.5305 | 205.1125 | 32.973 | 243.0711 | 130.1785 | 15 years (2018-2032) | 15 | 94 | 0.64821 | 6.6041 | 3.6262 | 0.33333 | 6.4441 | 3.3887 | 4.2296 | 3.9526
30 years (2018-2047) | 30 | 0.061573 | 0.054119 | 0.05646 | 0.046542 | 0.0043377 | 0.076879 | 0.068184 | 0.070914 | 0.059347 | 85.1465 | 75.723 | 91.9583 | 89.7365 | 90.8474 | 0.036426 | 0.037202 | 0.035485 | 0.035711 | 30 years (2018-2047) | 30 | 0.0083893 | 0.0058886 | 0.0064916 | 0.004446 | 22.2635 | 95.1988 | 24.0445 | 112.8165 | 65.4989 | 0.0081774 | 0.0057434 | 0.0064678 | 0.0044335 | 16.4109 | 112.3539 | 17.7237 | 133.1464 | 71.1386 | 0.0034651 | 0.0028815 | 30 years (2018-2047) | 30 | 0.0085657 | 0.0062115 | 0.0064494 | 0.0043834 | 22.866 | 96.083 | 24.6953 | 113.8644 | 66.321 | 0.0085545 | 0.0062096 | 0.0065778 | 0.0044794 | 16.7878 | 113.3586 | 18.1308 | 134.337 | 71.899 | 30 years (2018-2047) | 30 | 94 | 0.35643 | 3.6314 | 1.9939 | 0.18329 | 3.5494 | 1.8663 | 2.3257 | 2.1769
NOTES: |  | All Avoided Costs are in 2018 Dollars | [17 empty] | NOTES: |  | All Avoided Costs are in 2018 Dollars | [19 empty] | NOTES: |  | All Avoided Costs are in 2018 Dollars | [17 empty] | NOTES: |  | All Avoided Costs are in 2018 Dollars
|  | ISO New England periods: Summer is June through September, Winter is all other months. Peak hours are: Monday through Friday 7 AM - 11 PM; Off-Peak Hours are all other hours | [19 empty] | ISO New England periods: Summer is June through September, Winter is all other months. Peak hours are: Monday through Friday 7 AM - 11 PM; Off-Peak Hours are all other hours | [21 empty] | ISO New England periods: Summer is June through September, Winter is all other months. Peak hours are: Monday through Friday 7 AM - 11 PM; Off-Peak Hours are all other hours | [19 empty] | ISO New England periods: Summer is June through September, Winter is all other months. Peak hours are: Monday through Friday 7 AM - 11 PM; Off-Peak Hours are all other hours
1 |  | Avoided retail cost of electric energy = (wholesale energy avoided cost + REC cost to load) * (Wholesale Risk Premium) * (1 + Distribution Losses), e.g., f = (a + e) * (1 + 8.0%) * (1 + 8.0%) | [17 empty] | 1 |  | Avoided retail cost of electric energy = (wholesale energy avoided cost + REC cost to load) * (Wholesale Risk Premium) * (1 + Distribution Losses), e.g., f = (a + e) * (1 + 8.0%) * (1 + 8.0%) | [19 empty] | 1 |  | Avoided retail cost of electric energy = (wholesale energy avoided cost + REC cost to load) * (Wholesale Risk Premium) * (1 + Distribution Losses), e.g., f = (a + e) * (1 + 8.0%) * (1 + 8.0%) | [17 empty] | 1 |  | Avoided retail cost of electric energy = (wholesale energy avoided cost + REC cost to load) * (Wholesale Risk Premium) * (1 + Distribution Losses), e.g., f = (a + e) * (1 + 8.0%) * (1 + 8.0%)
2 |  | Uncleared capacity value includes reserve margin and uncleared load forecast effect | [17 empty] | 2 |  | Uncleared capacity value includes reserve margin and uncleared load forecast effect | [19 empty] | 2 |  | Uncleared capacity value includes reserve margin and uncleared load forecast effect | [17 empty] | 2 |  | Uncleared capacity value includes reserve margin and uncleared load forecast effect
3 |  | Value of avoided capacity costs and capacity DRIPE each year is function of quantity of kW reduction in year, PA bidding strategy that reduction into applicable FCAs, reserve margin, and the uncleared load forecast effect. | [17 empty] | 3 |  | Value of avoided capacity costs and capacity DRIPE each year is function of quantity of kW reduction in year, PA bidding strategy that reduction into applicable FCAs, reserve margin, and the uncleared load forecast effect. | [19 empty] | 3 |  | Value of avoided capacity costs and capacity DRIPE each year is function of quantity of kW reduction in year, PA bidding strategy that reduction into applicable FCAs, reserve margin, and the uncleared load forecast effect. | [17 empty] | 3 |  | Value of avoided capacity costs and capacity DRIPE each year is function of quantity of kW reduction in year, PA bidding strategy that reduction into applicable FCAs, reserve margin, and the uncleared load forecast effect.
4 |  | Proceeds from selling into the FCM also include the ISO New England loss factor of 8.0% | [17 empty] | 4 |  | Proceeds from selling into the FCM also include the ISO New England loss factor of 8.0% | [19 empty] | 4 |  | Proceeds from selling into the FCM also include the ISO New England loss factor of 8.0% | [17 empty] | 4 |  | Proceeds from selling into the FCM also include the ISO New England loss factor of 8.0%
5 |  | Assumes PTF loss factor of 1.6%, ISO New England loss factor of 8.0%, and Wholesale Risk Premium of 8.0% | [17 empty] | 5 |  | Assumes PTF loss factor of 1.6%, ISO New England loss factor of 8.0%, and Wholesale Risk Premium of 8.0% | [19 empty] | 5 |  | Assumes PTF loss factor of 1.6%, ISO New England loss factor of 8.0%, and Wholesale Risk Premium of 8.0% | [17 empty] | 5 |  | Assumes PTF loss factor of 1.6%, ISO New England loss factor of 8.0%, and Wholesale Risk Premium of 8.0%
6 |  | Assumes bid percentage of 50.0% | [17 empty] | 6 |  | Assumes bid percentage of 50.0% | [19 empty] | 6 |  | Assumes bid percentage of 50.0% | [17 empty] | 6 |  | Assumes bid percentage of 50.0%
7 |  | Cross DRIPE = Electric-Gas cross DRIPE + Electric-Gas-Electric cross DRIPE | [17 empty] | 7 |  | Cross DRIPE = Electric-Gas cross DRIPE + Electric-Gas-Electric cross DRIPE | [19 empty] | 7 |  | Cross DRIPE = Electric-Gas cross DRIPE + Electric-Gas-Electric cross DRIPE | [17 empty] | 7 |  | Cross DRIPE = Electric-Gas cross DRIPE + Electric-Gas-Electric cross DRIPE
8 |  | Assumes VOLL of $25.00/kWh | [17 empty] | 8 |  | Assumes VOLL of $25.00/kWh | [19 empty] | 8 |  | Assumes VOLL of $25.00/kWh | [17 empty] | 8 |  | Assumes VOLL of $25.00/kWh
9 |  | Assumes $100/ton CO2 price; NOX prices not included | [17 empty] | 9 |  | Assumes $100/ton CO2 price; NOX prices not included | [19 empty] | 9 |  | Assumes $100/ton CO2 price; NOX prices not included | [17 empty] | 9 |  | Assumes $100/ton CO2 price; NOX prices not included

## CT_nominal
AESC 2018 Results: Avoided Cost of Electricity (nominal $) | [18 empty] | Page One of Four | AESC 2018 Results: Avoided Cost of Electricity (nominal $) | [20 empty] | Page Two of Four | AESC 2018 Results: Avoided Cost of Electricity (nominal $) | [18 empty] | Page Three of Four | AESC 2018 Results: Avoided Cost of Electricity (nominal $) | [10 empty] | Page Four of Four
Zone: |  | Connecticut | [17 empty] | Zone: |  | Connecticut | [19 empty] | Zone: |  | Connecticut | [17 empty] | Zone: |  | Connecticut
|  | Wholesale Cost of Electric Energy |  |  |  | Wholesale REC Costs | Retail Cost of Electric Energy1 |  |  |  | Wholesale Capacity Values |  | Retail Cost of Electric Capacity3 |  |  | Wholesale Non-Embedded Costs | [5 empty] | Intrastate | [17 empty] | Wholesale Cross-DRIPE7 |  |  |  | Rest-of-Pool | [19 empty] | Transmission & Distribution (T&D) Cost | Wholesale Reliability Value8 | [5 empty] | Retail Reliability Value
[22 empty] | DRIPE: 2018 vintage measures | [8 empty] | DRIPE: 2019 vintage measures | [12 empty] | DRIPE: 2018 vintage measures | [8 empty] | DRIPE: 2019 vintage measures | [11 empty] | Reliability: 2018 vintage measures |  |  | Reliability: 2019 vintage measures |  |  | 2018 vintage | 2019 vintage
[22 empty] | Wholesale Energy DRIPE |  |  |  | Wholesale Capacity DRIPE |  | Retail Capacity DRIPE3 |  |  | Wholesale Energy DRIPE |  |  |  | Wholesale Capacity DRIPE2 |  | Retail Capacity DRIPE3 | [6 empty] | Wholesale Energy DRIPE |  |  |  | Wholesale Capacity DRIPE2 |  | Retail Capacity DRIPE3 |  |  | Wholesale Energy DRIPE |  |  |  | Wholesale Capacity DRIPE2 |  | Retail Capacity DRIPE3
|  | Winter Peak | Winter Off-Peak | Summer Peak | Summer Off-Peak |  | Winter Peak | Winter Off-Peak | Summer Peak | Summer Off-Peak | Cleared (FCA Price) | Uncleared2 | Cleared4 | Uncleared5 | Weighted Avg6 | Winter Peak | Winter Off-Peak | Summer Peak | Summer Off-Peak |  |  | Winter Peak | Winter Off-Peak | Summer Peak | Summer Off-Peak | Cleared | Uncleared2 | Cleared4 | Uncleared5 | Weighted Avg6 | Winter Peak | Winter Off-Peak | Summer Peak | Summer Off-Peak | Cleared | Uncleared2 | Cleared4 | Uncleared5 | Weighted Avg6 | 2018 Installation Year | 2019 Installation Year |  |  | Winter Peak | Winter Off-Peak | Summer Peak | Summer Off-Peak | Cleared | Uncleared2 | Cleared4 | Uncleared5 | Weighted Avg6 | Winter Peak | Winter Off-Peak | Summer Peak | Summer Off-Peak | Cleared | Uncleared2 | Cleared4 | Uncleared5 | Weighted Avg6 |  |  |  | Cleared | Uncleared | Weighted Avg5 | Cleared | Uncleared | Weighted Avg5 | Weighted Avg5 | Weighted Avg5
Units: |  | $/kWh | $/kWh | $/kWh | $/kWh | $/kWh | $/kWh | $/kWh | $/kWh | $/kWh | $/kW-yr | $/kW-yr | $/kW-yr | $/kW-yr | $/kW-yr | $/kWh | $/kWh | $/kWh | $/kWh | Units: |  | $/kWh | $/kWh | $/kWh | $/kWh | $/kW-yr | $/kW-yr | $/kW-yr | $/kW-yr | $/kW-yr | $/kWh | $/kWh | $/kWh | $/kWh | $/kW-yr | $/kW-yr | $/kW-yr | $/kW-yr | $/kW-yr | $/kWh | $/kWh | Units: |  | $/kWh | $/kWh | $/kWh | $/kWh | $/kW-yr | $/kW-yr | $/kW-yr | $/kW-yr | $/kW-yr | $/kWh | $/kWh | $/kWh | $/kWh | $/kW-yr | $/kW-yr | $/kW-yr | $/kW-yr | $/kW-yr | Units: |  | $/kW-yr | $/kW-yr | $/kW-yr | $/kW-yr | $/kW-yr | $/kW-yr | $/kW-yr | $/kW-yr | $/kW-yr
Period: |  | a | b | c | d | e | f =(a+e)*(1+WRP)*(1+DL) | g =(b+e)*(1+WRP)*(1+DL) | h =(c+e)*(1+WRP)*(1+DL) | i =(d+e)*(1+WRP)*(1+DL) | j | k | l=j*(1+DL) | m=k*(1+PTF Loss)*(1+WRP)*(1+DL) | n = (l*%Bid)+m*(1-%Bid) | o | p | q | r | Period: |  | s | t | u | v | w | x | y=w*(1+DL) | z=x*(1+PTF Loss)*(1+WRP)*(1+DL) | aa = (y*%Bid)+z*(1-%Bid) | bb | cc | dd | ee | ff | gg | hh=ff*(1+DL) | ii=gg*(1+PTF Loss)*(1+WRP)*(1+DL) | jj = (hh*%Bid)+ii*(1-%Bid) | kk | ll | Period: |  | mm | nn | oo | pp | qq | rr | ss=qq*(1+DL) | tt=rr*(1+PTF Loss)*(1+WRP)*(1+DL) | uu = (ss*%Bid)+tt*(1-%Bid) | vv | ww | xx | yy | zz | aaa | bbb=zz*(1+DL) | ccc=aaa*(1+PTF Loss)*(1+WRP)*(1+DL) | ddd = (bbb*%Bid)+ccc*(1-%Bid) | Period: |  | eee | fff | ggg | hhh = (fff*%Bid)+ggg*(1-%Bid) | iii | jjj | kkk = (iii*%Bid)+jjj*(1-%Bid) | lll = hhh*(1+WRP)*(1+DL) | mmm = kkk*(1+WRP)*(1+DL)
2018 |  | 0.047894 | 0.043812 | 0.031843 | 0.025815 | 0.0052911 | 0.062035 | 0.057274 | 0.043313 | 0.036282 | 104.4975 | 0 | 112.8573 | 0 | 56.4286 | 0.045904 | 0.046882 | 0.044718 | 0.045002 | 2018 |  | 0.0080489 | 0.0056817 | 0.0056793 | 0.0036899 | 117.5709 | - | 126.9766 | - | 63.4883 | - | - | - | - | - | - | - | - | - | 0.0032044 | 0 | 2018 |  | 0.030659 | 0.021723 | 0.020639 | 0.013556 | 369.3772 | - | 398.9273 | - | 199.4637 | - | - | - | - | - | - | - | - | - | 2018 |  | 94 | 5.325 | 16.644 | 10.9845 | - | - | - | 12.8123 | -
2019 |  | 0.049677 | 0.046186 | 0.032391 | 0.028972 | 0.011122 | 0.070915 | 0.066844 | 0.050754 | 0.046765 | 102.0102 | 0 | 110.171 | 0 | 55.0855 | 0.04554 | 0.04651 | 0.044363 | 0.044645 | 2019 |  | 0.012672 | 0.0089593 | 0.0087788 | 0.006327 | 62.3058 | - | 67.2903 | - | 33.6451 | 0.008175 | 0.0057796 | 0.0056632 | 0.0040815 | 75.0673 | - | 81.0726 | - | 40.5363 | 0.005118 | 0.0031988 | 2019 |  | 0.04892 | 0.034408 | 0.032119 | 0.023304 | 197.8005 | - | 213.6246 | - | 106.8123 | 0.031558 | 0.022197 | 0.02072 | 0.015033 | 238.3139 | - | 257.379 | - | 128.6895 | 2019 |  | 95.88 | 2.193 | 12.9222 | 7.5576 | 2.652 | 12.9222 | 7.7871 | 8.8152 | 9.0829
2020 |  | 0.054146 | 0.050853 | 0.039106 | 0.034058 | 0.0088664 | 0.073498 | 0.069657 | 0.055955 | 0.050066 | 76.8335 | 0 | 82.9802 | 0 | 41.4901 | 0.045196 | 0.046159 | 0.044028 | 0.044308 | 2020 |  | 0.014742 | 0.010737 | 0.011291 | 0.0078559 | 77.5397 | - | 83.7428 | - | 41.8714 | 0.013651 | 0.0099428 | 0.010456 | 0.0072745 | 96.0566 | - | 103.7411 | - | 51.8706 | 0.0057359 | 0.0050871 | 2020 |  | 0.057157 | 0.041512 | 0.041616 | 0.02896 | 245.3426 | - | 264.9701 | - | 132.485 | 0.052927 | 0.03844 | 0.038536 | 0.026817 | 303.9319 | - | 328.2465 | - | 164.1232 | 2020 |  | 97.7976 | 0.96237 | 4.8272 | 2.8948 | 1.1965 | 4.8272 | 3.0119 | 3.3765 | 3.513
2021 |  | 0.057684 | 0.053797 | 0.048219 | 0.040146 | 0.0065935 | 0.074973 | 0.070439 | 0.063933 | 0.054517 | 63.5982 | 0 | 68.6861 | 0 | 34.343 | 0.045852 | 0.046829 | 0.044667 | 0.044951 | 2021 |  | 0.015515 | 0.01126 | 0.013819 | 0.0092219 | 13.1093 | - | 14.1581 | - | 7.079 | 0.015269 | 0.011081 | 0.0136 | 0.0090759 | 17.5665 | - | 18.9719 | - | 9.4859 | 0.0058974 | 0.0053208 | 2021 |  | 0.061365 | 0.044405 | 0.0516 | 0.03489 | 41.7542 | - | 45.0945 | - | 22.5473 | 0.060393 | 0.043701 | 0.050783 | 0.034338 | 55.9506 | - | 60.4267 | - | 30.2133 | 2021 |  | 99.7536 | 0.29183 | 8.2404 | 4.2661 | 0.37142 | 8.2404 | 4.3059 | 4.976 | 5.0224
2022 |  | 0.058416 | 0.053045 | 0.048244 | 0.038874 | 0.003675 | 0.072423 | 0.066158 | 0.060558 | 0.04963 | 62.3264 | 0 | 67.3126 | 0 | 33.6563 | 0.046528 | 0.04752 | 0.045326 | 0.045614 | 2022 |  | 0.014138 | 0.0098767 | 0.012466 | 0.007964 | 8.896 | - | 9.6077 | - | 4.8039 | 0.015576 | 0.010881 | 0.013734 | 0.0087737 | 13.4788 | - | 14.5571 | - | 7.2786 | 0.0054303 | 0.0054303 | 2022 |  | 0.055972 | 0.039208 | 0.046724 | 0.030074 | 28.5155 | - | 30.7967 | - | 15.3984 | 0.061663 | 0.043195 | 0.051475 | 0.033132 | 43.2053 | - | 46.6617 | - | 23.3308 | 2022 |  | 101.7486 | 0.18943 | 8.6216 | 4.4055 | 0.29767 | 8.6216 | 4.4596 | 5.1386 | 5.2017
2023 |  | 0.061032 | 0.054075 | 0.046022 | 0.036116 | 0.0041535 | 0.076033 | 0.067918 | 0.058525 | 0.04697 | 64.8979 | 22.9544 | 70.0897 | 27.2024 | 48.646 | 0.047225 | 0.048232 | 0.046005 | 0.046298 | 2023 |  | 0.01184 | 0.0079862 | 0.0095139 | 0.0059497 | - | 8.6679 | - | 10.272 | 5.136 | 0.014879 | 0.010037 | 0.011957 | 0.0074772 | 9.098 | - | 9.8258 | - | 4.9129 | 0.0040586 | 0.0040586 | 2023 |  | 0.041843 | 0.028515 | 0.031778 | 0.020146 | - | 27.9312 | - | 33.1002 | 16.5501 | 0.052586 | 0.035836 | 0.039936 | 0.025318 | 29.3171 | - | 31.6625 | - | 15.8312 | 2023 |  | 103.7836 | 0.11041 | 6.4872 | 3.2988 | 0.22082 | 8.9493 | 4.585 | 3.8477 | 5.348
2024 |  | 0.066257 | 0.062165 | 0.046239 | 0.042165 | 0.0038016 | 0.081716 | 0.076943 | 0.058367 | 0.053616 | 68.9662 | 40.5866 | 74.4835 | 48.0977 | 61.2906 | 0.047754 | 0.048772 | 0.04652 | 0.046816 | 2024 |  | 0.0097295 | 0.0071255 | 0.0071323 | 0.0052715 | - | 15.362 | - | 18.205 | 9.1025 | 0.012557 | 0.0091962 | 0.0092049 | 0.0068034 | - | 8.9166 | - | 10.5667 | 5.2834 | 0.0026876 | 0.0026876 | 2024 |  | 0.034488 | 0.025345 | 0.024036 | 0.017849 | - | 49.7985 | - | 59.0144 | 29.5072 | 0.044511 | 0.03271 | 0.031021 | 0.023036 | - | 28.9046 | - | 34.2538 | 17.1269 | 2024 |  | 105.8593 | - | 5.2209 | 2.6104 | 0.11262 | 7.028 | 3.5703 | 3.0448 | 4.1644
2025 |  | 0.063834 | 0.060331 | 0.049543 | 0.044352 | 0.0029405 | 0.077886 | 0.0738 | 0.061217 | 0.055162 | 75.4112 | 61.9201 | 81.4441 | 73.3792 | 77.4117 | 0.048305 | 0.049334 | 0.047057 | 0.047356 | 2025 |  | 0.0066762 | 0.0049185 | 0.0054867 | 0.0039725 | - | 257.8997 | - | 305.6272 | 152.8136 | 0.0091901 | 0.0067705 | 0.0075527 | 0.0054683 | - | 202.2611 | - | 239.692 | 119.846 | 0.0020909 | 0.0020909 | 2025 |  | 0.023423 | 0.017268 | 0.018281 | 0.013324 | - | 833.6355 | - | 987.9101 | 493.955 | 0.032242 | 0.023771 | 0.025165 | 0.018341 | - | 653.7892 | - | 774.781 | 387.3905 | 2025 |  | 107.9765 | - | 9.5076 | 4.7538 | - | 10.3127 | 5.1563 | 5.5448 | 6.0144
2026 |  | 0.065074 | 0.060986 | 0.054848 | 0.048026 | 0.0024813 | 0.078796 | 0.074028 | 0.066868 | 0.058912 | 83.3753 | 87.7191 | 90.0453 | 103.9526 | 96.999 | 0.048877 | 0.049919 | 0.047614 | 0.047917 | 2026 |  | 0.0035756 | 0.0025857 | 0.0032174 | 0.0022469 | - | 309.3265 | - | 366.5712 | 183.2856 | 0.0066253 | 0.0047911 | 0.0059615 | 0.0041634 | - | 279.7629 | - | 331.5365 | 165.7682 | 0.0014922 | 0.0014922 | 2026 |  | 0.012497 | 0.0090154 | 0.010559 | 0.0073898 | - | 1005.3646 | - | 1191.4198 | 595.7099 | 0.023156 | 0.016705 | 0.019566 | 0.013693 | - | 909.2777 | - | 1077.5509 | 538.7754 | 2026 |  | 110.136 | - | 8.935 | 4.4675 | - | 10.573 | 5.2865 | 5.2109 | 6.1662
2027 |  | 0.07214 | 0.067431 | 0.053474 | 0.046474 | 0.0019519 | 0.08642 | 0.080928 | 0.064648 | 0.056484 | 91.8429 | 106.9969 | 99.1903 | 126.798 | 112.9942 | 0.049487 | 0.050542 | 0.048209 | 0.048515 | 2027 |  | 0.0022463 | 0.0016435 | 0.001779 | 0.0012353 | - | 308.9888 | - | 366.171 | 183.0855 | 0.0037895 | 0.0027724 | 0.003001 | 0.002084 | - | 332.2423 | - | 393.7279 | 196.8639 | 0.00090014 | 0.00090014 | 2027 |  | 0.0078162 | 0.0057304 | 0.0058559 | 0.004102 | - | 1004.2669 | - | 1190.119 | 595.0595 | 0.013186 | 0.009667 | 0.0098787 | 0.00692 | - | 1079.845 | - | 1279.6836 | 639.8418 | 2027 |  | 112.3387 | - | 7.656 | 3.828 | - | 9.9813 | 4.9907 | 4.465 | 5.8211
2028 |  | 0.075713 | 0.066925 | 0.05963 | 0.048626 | 0.0017182 | 0.090315 | 0.080065 | 0.071556 | 0.058722 | 100.5548 | 115.5375 | 108.5992 | 136.9192 | 122.7592 | 0.05012 | 0.051188 | 0.048825 | 0.049136 | 2028 |  | - | - | - | - | - | 241.419 | - | 286.0966 | 143.0483 | 0.0022647 | 0.0015532 | 0.0019045 | 0.0012508 | - | 332.8919 | - | 394.4977 | 197.2488 | 0.00031445 | 0.00031445 | 2028 |  | 0 | 0 | 0 | 0 | - | 784.6534 | - | 929.8633 | 464.9316 | 0.0079041 | 0.0054545 | 0.0062947 | 0.0042073 | - | 1081.9562 | - | 1282.1856 | 641.0928 | 2028 |  | 114.5855 | - | 7.9709 | 3.9855 | - | 11.0014 | 5.5007 | 4.6487 | 6.416
2029 |  | 0.079478 | 0.072851 | 0.059624 | 0.050468 | 0.0015938 | 0.094562 | 0.086832 | 0.071404 | 0.060725 | 109.5786 | 125.5771 | 118.3449 | 148.8166 | 133.5808 | 0.050776 | 0.051859 | 0.049465 | 0.049779 | 2029 |  | - | - | - | - | - | 161.9384 | - | 191.9071 | 95.9535 | - | - | - | - | - | 261.7376 | - | 310.1754 | 155.0877 | 0.00032245 | 0.00032245 | 2029 |  | 0 | 0 | 0 | 0 | - | 526.3277 | - | 623.7312 | 311.8656 | - | - | - | - | - | 850.6925 | - | 1008.1236 | 504.0618 | 2029 |  | 116.8772 | - | 5.3151 | 2.6575 | - | 8.6395 | 4.3198 | 3.0998 | 5.0386
2030 |  | 0.074656 | 0.070472 | 0.064168 | 0.058634 | 0.0014876 | 0.088814 | 0.083933 | 0.07658 | 0.070126 | 106.4055 | 123.9624 | 114.9179 | 146.9032 | 130.9105 | 0.051159 | 0.05225 | 0.049838 | 0.050154 | 2030 |  | - | - | - | - | - | 80.4071 | - | 95.2875 | 47.6437 | - | - | - | - | - | 147.1279 | - | 174.3558 | 87.1779 | 0.00033022 | 0.00033022 | 2030 |  | - | - | - | - | - | 261.337 | - | 309.7007 | 154.8503 | - | - | - | - | - | 478.1911 | - | 566.6864 | 283.3432 | 2030 |  | 119.2147 | - | 2.0345 | 1.0173 | - | 3.6215 | 1.8107 | 1.1865 | 2.112
2031 |  | 0.075602 | 0.070833 | 0.059371 | 0.051822 | 0.0014546 | 0.089879 | 0.084317 | 0.070946 | 0.062142 | 106.7096 | 122.6093 | 115.2464 | 145.2997 | 130.2731 | 0.051567 | 0.052666 | 0.050235 | 0.050554 | 2031 |  | - | - | - | - | - | 38.3149 | - | 45.4055 | 22.7028 | - | - | - | - | - | 86.6273 | - | 102.6588 | 51.3294 | 0.00033683 | 0.00033683 | 2031 |  | - | - | - | - | - | 124.5299 | - | 147.5757 | 73.7879 | - | - | - | - | - | 281.5538 | - | 333.6589 | 166.8294 | 2031 |  | 121.599 | - | 1.3059 | 0.65293 | - | 2.9236 | 1.4618 | 0.76157 | 1.705
2032 |  | 0.075317 | 0.070012 | 0.061809 | 0.053573 | 0.0021811 | 0.090394 | 0.084207 | 0.074638 | 0.065031 | 116.2857 | 133.2634 | 125.5885 | 157.9254 | 141.757 | 0.051999 | 0.053107 | 0.050656 | 0.050977 | 2032 |  | - | - | - | - | - | 11.3235 | - | 13.419 | 6.7095 | - | - | - | - | - | 41.5396 | - | 49.227 | 24.6135 | 0.00034357 | 0.00034357 | 2032 |  | - | - | - | - | - | 36.8032 | - | 43.6141 | 21.8071 | - | - | - | - | - | 135.0108 | - | 159.9962 | 79.9981 | 2032 |  | 124.031 | - | 0.35913 | 0.17956 | - | 1.4154 | 0.70769 | 0.20944 | 0.82545
2033 |  | 0.083095 | 0.07302 | 0.064011 | 0.052327 | 0.0023151 | 0.099622 | 0.087871 | 0.077363 | 0.063734 | 112.9184 | 131.5499 | 121.9518 | 155.8948 | 138.9233 | 0.052456 | 0.053574 | 0.051101 | 0.051426 | 2033 |  | - | - | - | - | - | - | - | - | - | - | - | - | - | - | 10.2879 | - | 12.1918 | 6.0959 | 0.00035044 | 0.00035044 | 2033 |  | - | - | - | - | - | - | - | - | - | - | - | - | - | - | 33.4373 | - | 39.6253 | 19.8126 | 2033 |  | 126.5116 | - | - | - | - | 0.24469 | 0.12235 | - | 0.14271
2034 |  | 0.083492 | 0.070288 | 0.069367 | 0.054553 | 0.0024574 | 0.10025 | 0.084851 | 0.083776 | 0.066497 | 113.2411 | 130.114 | 122.3004 | 154.1932 | 138.2468 | 0.052939 | 0.054068 | 0.051572 | 0.0519 | 2034 |  | - | - | - | - | - | - | - | - | - | - | - | - | - | - | - | - | - | - | 0.00035745 | 0.00035745 | 2034 |  | - | - | - | - | - | - | - | - | - | - | - | - | - | - | - | - | - | - | 2034 |  | 129.0419 | - | - | - | - | - | - | - | -
2035 |  | 0.088038 | 0.078701 | 0.078778 | 0.066742 | 0.0026084 | 0.10573 | 0.094839 | 0.094929 | 0.08089 | 123.4033 | 141.4202 | 133.2755 | 167.5917 | 150.4336 | 0.053449 | 0.054588 | 0.052068 | 0.052399 | 2035 |  | - | - | - | - | - | - | - | - | - | - | - | - | - | - | - | - | - | - | 0.00036459 | 0.00036459 | 2035 |  | - | - | - | - | - | - | - | - | - | - | - | - | - | - | - | - | - | - | 2035 |  | 131.6227 | - | - | - | - | - | - | - | -
2036 |  | 0.091454 | 0.0808 | 0.08455 | 0.0711 | 0.0030184 | 0.11019 | 0.097766 | 0.10214 | 0.086452 | 127.9698 | 146.5576 | 138.2074 | 173.6799 | 155.9436 | 0.05393 | 0.05508 | 0.052537 | 0.052871 | 2036 |  | - | - | - | - | - | - | - | - | - | - | - | - | - | - | - | - | - | - | 0.00037189 | 0.00037189 | 2036 |  | - | - | - | - | - | - | - | - | - | - | - | - | - | - | - | - | - | - | 2036 |  | 134.2551 | - | - | - | - | - | - | - | -
2037 |  | 0.095003 | 0.082956 | 0.090745 | 0.075743 | 0.0034929 | 0.11489 | 0.10083 | 0.10992 | 0.09242 | 132.7053 | 151.8816 | 143.3217 | 179.9892 | 161.6555 | 0.054416 | 0.055575 | 0.05301 | 0.053347 | 2037 |  | - | - | - | - | - | - | - | - | - | - | - | - | - | - | - | - | - | - | 0.00037932 | 0.00037932 | 2037 |  | - | - | - | - | - | - | - | - | - | - | - | - | - | - | - | - | - | - | 2037 |  | 136.9403 | - | - | - | - | - | - | - | -
2038 |  | 0.098689 | 0.085169 | 0.097394 | 0.080688 | 0.004042 | 0.11983 | 0.10406 | 0.11831 | 0.09883 | 137.616 | 157.3991 | 148.6253 | 186.5277 | 167.5765 | 0.054906 | 0.056076 | 0.053487 | 0.053827 | 2038 |  | - | - | - | - | - | - | - | - | - | - | - | - | - | - | - | - | - | - | 0.00038691 | 0.00038691 | 2038 |  | - | - | - | - | - | - | - | - | - | - | - | - | - | - | - | - | - | - | 2038 |  | 139.6791 | - | - | - | - | - | - | - | -
2039 |  | 0.10252 | 0.087442 | 0.10453 | 0.085957 | 0.0046774 | 0.12503 | 0.10745 | 0.12738 | 0.10572 | 142.7085 | 163.1169 | 154.1252 | 193.3037 | 173.7145 | 0.0554 | 0.056581 | 0.053969 | 0.054312 | 2039 |  | - | - | - | - | - | - | - | - | - | - | - | - | - | - | - | - | - | - | 0.00039465 | 0.00039465 | 2039 |  | - | - | - | - | - | - | - | - | - | - | - | - | - | - | - | - | - | - | 2039 |  | 142.4726 | - | - | - | - | - | - | - | -
2040 |  | 0.1065 | 0.089775 | 0.11219 | 0.09157 | 0.0054127 | 0.13053 | 0.11103 | 0.13717 | 0.11312 | 147.9894 | 169.0425 | 159.8286 | 200.3259 | 180.0773 | 0.055899 | 0.05709 | 0.054455 | 0.054801 | 2040 |  | - | - | - | - | - | - | - | - | - | - | - | - | - | - | - | - | - | - | 0.00040254 | 0.00040254 | 2040 |  | - | - | - | - | - | - | - | - | - | - | - | - | - | - | - | - | - | - | 2040 |  | 145.3221 | - | - | - | - | - | - | - | -
2041 |  | 0.11063 | 0.09217 | 0.12041 | 0.097549 | 0.0062635 | 0.13634 | 0.11481 | 0.14775 | 0.12109 | 153.4657 | 175.1834 | 165.743 | 207.6032 | 186.6731 | 0.056402 | 0.057604 | 0.054945 | 0.055294 | 2041 |  | - | - | - | - | - | - | - | - | - | - | - | - | - | - | - | - | - | - | 0.00041059 | 0.00041059 | 2041 |  | - | - | - | - | - | - | - | - | - | - | - | - | - | - | - | - | - | - | 2041 |  | 148.2285 | - | - | - | - | - | - | - | -
2042 |  | 0.11492 | 0.094629 | 0.12923 | 0.10392 | 0.0072481 | 0.1425 | 0.11883 | 0.15919 | 0.12966 | 159.1447 | 181.5473 | 171.8763 | 215.1449 | 193.5106 | 0.05691 | 0.058123 | 0.05544 | 0.055792 | 2042 |  | - | - | - | - | - | - | - | - | - | - | - | - | - | - | - | - | - | - | 0.0004188 | 0.0004188 | 2042 |  | - | - | - | - | - | - | - | - | - | - | - | - | - | - | - | - | - | - | 2042 |  | 151.1931 | - | - | - | - | - | - | - | -
2043 |  | 0.11938 | 0.097154 | 0.1387 | 0.1107 | 0.0083875 | 0.14903 | 0.1231 | 0.17156 | 0.13891 | 165.0338 | 188.1424 | 178.2365 | 222.9605 | 200.5985 | 0.057422 | 0.058646 | 0.055939 | 0.056294 | 2043 |  | - | - | - | - | - | - | - | - | - | - | - | - | - | - | - | - | - | - | 0.00042718 | 0.00042718 | 2043 |  | - | - | - | - | - | - | - | - | - | - | - | - | - | - | - | - | - | - | 2043 |  | 154.217 | - | - | - | - | - | - | - | -
2044 |  | 0.12401 | 0.099746 | 0.14886 | 0.11793 | 0.009706 | 0.15597 | 0.12766 | 0.18495 | 0.14888 | 171.1409 | 194.9772 | 184.8322 | 231.0601 | 207.9461 | 0.057939 | 0.059174 | 0.056442 | 0.056801 | 2044 |  | - | - | - | - | - | - | - | - | - | - | - | - | - | - | - | - | - | - | 0.00043572 | 0.00043572 | 2044 |  | - | - | - | - | - | - | - | - | - | - | - | - | - | - | - | - | - | - | 2044 |  | 157.3013 | - | - | - | - | - | - | - | -
2045 |  | 0.12883 | 0.10241 | 0.15977 | 0.12563 | 0.011232 | 0.16336 | 0.13255 | 0.19945 | 0.15964 | 177.4739 | 202.0601 | 191.6718 | 239.4539 | 215.5629 | 0.058461 | 0.059707 | 0.05695 | 0.057312 | 2045 |  | - | - | - | - | - | - | - | - | - | - | - | - | - | - | - | - | - | - | 0.00044444 | 0.00044444 | 2045 |  | - | - | - | - | - | - | - | - | - | - | - | - | - | - | - | - | - | - | 2045 |  | 160.4473 | - | - | - | - | - | - | - | -
2046 |  | 0.13382 | 0.10514 | 0.17147 | 0.13384 | 0.012997 | 0.17125 | 0.13779 | 0.21517 | 0.17127 | 184.0413 | 209.4004 | 198.7646 | 248.1526 | 223.4586 | 0.058987 | 0.060244 | 0.057463 | 0.057828 | 2046 |  | - | - | - | - | - | - | - | - | - | - | - | - | - | - | - | - | - | - | 0.00045333 | 0.00045333 | 2046 |  | - | - | - | - | - | - | - | - | - | - | - | - | - | - | - | - | - | - | 2046 |  | 163.6563 | - | - | - | - | - | - | - | -
2047 |  | 0.13902 | 0.10794 | 0.18404 | 0.14258 | 0.015041 | 0.17969 | 0.14345 | 0.2322 | 0.18384 | 190.8518 | 217.0074 | 206.1199 | 257.1673 | 231.6436 | 0.059518 | 0.060786 | 0.05798 | 0.058349 | 2047 |  | - | - | - | - | - | - | - | - | - | - | - | - | - | - | - | - | - | - | 0.00046239 | 0.00046239 | 2047 |  | - | - | - | - | - | - | - | - | - | - | - | - | - | - | - | - | - | - | 2047 |  | 166.9294 | - | - | - | - | - | - | - | -
2048 |  | 0.14441 | 0.11082 | 0.19752 | 0.15189 | 0.017405 | 0.18874 | 0.14957 | 0.25069 | 0.19746 | 197.9142 | 224.8907 | 213.7473 | 266.5095 | 240.1284 | 0.060054 | 0.061334 | 0.058502 | 0.058874 | 2048 |  | - | - | - | - | - | - | - | - | - | - | - | - | - | - | - | - | - | - | 0.00047164 | 0.00047164 | 2048 |  | - | - | - | - | - | - | - | - | - | - | - | - | - | - | - | - | - | - | 2048 |  | 170.268 | - | - | - | - | - | - | - | -
2049 |  | 0.15002 | 0.11378 | 0.21199 | 0.1618 | 0.020141 | 0.19847 | 0.15621 | 0.27076 | 0.21222 | 205.238 | 233.0604 | 221.657 | 276.1911 | 248.924 | 0.060595 | 0.061886 | 0.059029 | 0.059404 | 2049 |  | - | - | - | - | - | - | - | - | - | - | - | - | - | - | - | - | - | - | 0.00048107 | 0.00048107 | 2049 |  | - | - | - | - | - | - | - | - | - | - | - | - | - | - | - | - | - | - | 2049 |  | 173.6733 | - | - | - | - | - | - | - | -
2050 |  | 0.15584 | 0.11682 | 0.22753 | 0.17237 | 0.023307 | 0.20895 | 0.16344 | 0.29257 | 0.22824 | 212.8328 | 241.5268 | 229.8594 | 286.2243 | 258.0419 | 0.06114 | 0.062443 | 0.059561 | 0.059939 | 2050 |  | - | - | - | - | - | - | - | - | - | - | - | - | - | - | - | - | - | - | 0.0004907 | 0.0004907 | 2050 |  | - | - | - | - | - | - | - | - | - | - | - | - | - | - | - | - | - | - | 2050 |  | 177.1468 | - | - | - | - | - | - | - | -
Levelized Costs | [19 empty] | Levelized Costs | [21 empty] | Levelized Costs | [19 empty] | Levelized Costs
10 years (2018-2027) | 10 | 0.058947 | 0.054623 | 0.044331 | 0.037877 | 0.005299 | 0.074937 | 0.069893 | 0.057888 | 0.05036 | 79.8148 | 28.717 | 86.2 | 34.0314 | 60.1157 | 0.04694 | 0.04794 | 0.045727 | 0.046018 | 10 years (2018-2027) | 10 | 0.010198 | 0.0072748 | 0.0081139 | 0.0055052 | 31.2097 | 91.1738 | 31.5809 | 108.0466 | 64.1685 | 0.0099648 | 0.0071187 | 0.0080972 | 0.0055059 | 22.8733 | 85.7675 | 23.5806 | 101.6398 | 55.4101 | 0.0037824 | 0.0030671 | 10 years (2018-2027) | 10 | 0.038566 | 0.027526 | 0.029105 | 0.019889 | 98.5863 | 295.81 | 99.7685 | 350.5533 | 206.7494 | 0.037314 | 0.026678 | 0.028743 | 0.019675 | 72.6088 | 278.3619 | 74.8588 | 329.8762 | 178.9571 | 10 years (2018-2027) | 10 | 102.372 | 1.0251 | 9.0743 | 5.0497 | 0.52715 | 7.9815 | 4.2543 | 5.89 | 4.9622
15 years (2018-2032) | 15 | 0.063771 | 0.058979 | 0.048966 | 0.041983 | 0.0042868 | 0.079382 | 0.073794 | 0.062114 | 0.053969 | 87.6237 | 55.3756 | 94.6336 | 65.6236 | 80.1286 | 0.048102 | 0.049128 | 0.04686 | 0.047157 | 15 years (2018-2032) | 15 | 0.0073437 | 0.0052389 | 0.0058432 | 0.0039645 | 22.4754 | 100.9873 | 21.7479 | 119.6762 | 64.5448 | 0.0073114 | 0.0052193 | 0.0059449 | 0.0040398 | 16.472 | 120.8948 | 16.2386 | 143.2678 | 69.5887 | 0.0028159 | 0.0023008 | 15 years (2018-2032) | 15 | 0.027773 | 0.019823 | 0.02096 | 0.014323 | 70.9962 | 327.8512 | 68.7047 | 388.5241 | 208.4787 | 0.027344 | 0.019538 | 0.021075 | 0.01442 | 52.2887 | 392.6428 | 51.5509 | 465.3062 | 225.3576 | 15 years (2018-2032) | 15 | 107.0549 | 0.73823 | 7.5213 | 4.1298 | 0.37962 | 7.339 | 3.8593 | 4.817 | 4.5015
30 years (2018-2047) | 30 | 0.079538 | 0.07005 | 0.072739 | 0.060224 | 0.004959 | 0.098558 | 0.08749 | 0.090628 | 0.07603 | 109.6566 | 97.5204 | 118.4291 | 115.5678 | 116.9984 | 0.050948 | 0.052034 | 0.049632 | 0.049947 | 30 years (2018-2047) | 30 | 0.0045663 | 0.0032575 | 0.0036333 | 0.0024651 | 13.9751 | 62.7936 | 11.9585 | 74.4143 | 40.1338 | 0.0045462 | 0.0032453 | 0.0036965 | 0.0025119 | 10.2422 | 75.5541 | 8.9291 | 89.5364 | 43.4619 | 0.0019019 | 0.0015816 | 30 years (2018-2047) | 30 | 0.017269 | 0.012326 | 0.013033 | 0.0089059 | 44.1452 | 203.8568 | 37.7786 | 241.583 | 129.6314 | 0.017002 | 0.012148 | 0.013104 | 0.0089666 | 32.5129 | 245.3861 | 28.3462 | 290.7979 | 140.7502 | 30 years (2018-2047) | 30 | 121.0586 | 0.45903 | 4.6767 | 2.5679 | 0.23605 | 4.5711 | 2.4036 | 2.9952 | 2.8035
NOTES: |  | Avoided Costs are in Nominal Dollars | [17 empty] | NOTES: |  | Avoided Costs are in Nominal Dollars | [19 empty] | NOTES: |  | Avoided Costs are in Nominal Dollars | [17 empty] | NOTES: |  | Avoided Costs are in Nominal Dollars
|  | ISO New England periods: Summer is June through September, Winter is all other months. Peak hours are: Monday through Friday 7 AM - 11 PM; Off-Peak Hours are all other hours | [19 empty] | ISO New England periods: Summer is June through September, Winter is all other months. Peak hours are: Monday through Friday 7 AM - 11 PM; Off-Peak Hours are all other hours | [21 empty] | ISO New England periods: Summer is June through September, Winter is all other months. Peak hours are: Monday through Friday 7 AM - 11 PM; Off-Peak Hours are all other hours | [19 empty] | ISO New England periods: Summer is June through September, Winter is all other months. Peak hours are: Monday through Friday 7 AM - 11 PM; Off-Peak Hours are all other hours
1 |  | Avoided retail cost of electric energy = (wholesale energy avoided cost + REC cost to load) * (Wholesale Risk Premium) * (1 + Distribution Losses), e.g., f = (a + e) * (1 + 8.0%) * (1 + 8.0%) | [17 empty] | 1 |  | Avoided retail cost of electric energy = (wholesale energy avoided cost + REC cost to load) * (Wholesale Risk Premium) * (1 + Distribution Losses), e.g., f = (a + e) * (1 + 8.0%) * (1 + 8.0%) | [19 empty] | 1 |  | Avoided retail cost of electric energy = (wholesale energy avoided cost + REC cost to load) * (Wholesale Risk Premium) * (1 + Distribution Losses), e.g., f = (a + e) * (1 + 8.0%) * (1 + 8.0%) | [17 empty] | 1 |  | Avoided retail cost of electric energy = (wholesale energy avoided cost + REC cost to load) * (Wholesale Risk Premium) * (1 + Distribution Losses), e.g., f = (a + e) * (1 + 8.0%) * (1 + 8.0%)
2 |  | Uncleared capacity value includes reserve margin and uncleared load forecast effect | [17 empty] | 2 |  | Uncleared capacity value includes reserve margin and uncleared load forecast effect | [19 empty] | 2 |  | Uncleared capacity value includes reserve margin and uncleared load forecast effect | [17 empty] | 2 |  | Uncleared capacity value includes reserve margin and uncleared load forecast effect
3 |  | Value of avoided capacity costs and capacity DRIPE each year is function of quantity of kW reduction in year, PA bidding strategy that reduction into applicable FCAs, reserve margin, and the uncleared load forecast effect. | [17 empty] | 3 |  | Value of avoided capacity costs and capacity DRIPE each year is function of quantity of kW reduction in year, PA bidding strategy that reduction into applicable FCAs, reserve margin, and the uncleared load forecast effect. | [19 empty] | 3 |  | Value of avoided capacity costs and capacity DRIPE each year is function of quantity of kW reduction in year, PA bidding strategy that reduction into applicable FCAs, reserve margin, and the uncleared load forecast effect. | [17 empty] | 3 |  | Value of avoided capacity costs and capacity DRIPE each year is function of quantity of kW reduction in year, PA bidding strategy that reduction into applicable FCAs, reserve margin, and the uncleared load forecast effect.
4 |  | Proceeds from selling into the FCM also include the ISO New England loss factor of 8.0% | [17 empty] | 4 |  | Proceeds from selling into the FCM also include the ISO New England loss factor of 8.0% | [19 empty] | 4 |  | Proceeds from selling into the FCM also include the ISO New England loss factor of 8.0% | [17 empty] | 4 |  | Proceeds from selling into the FCM also include the ISO New England loss factor of 8.0%
5 |  | Assumes PTF loss factor of 1.6%, ISO New England loss factor of 8.0%, and Wholesale Risk Premium of 8.0% | [17 empty] | 5 |  | Assumes PTF loss factor of 1.6%, ISO New England loss factor of 8.0%, and Wholesale Risk Premium of 8.0% | [19 empty] | 5 |  | Assumes PTF loss factor of 1.6%, ISO New England loss factor of 8.0%, and Wholesale Risk Premium of 8.0% | [17 empty] | 5 |  | Assumes PTF loss factor of 1.6%, ISO New England loss factor of 8.0%, and Wholesale Risk Premium of 8.0%
6 |  | Assumes bid percentage of 50.0% | [17 empty] | 6 |  | Assumes bid percentage of 50.0% | [19 empty] | 6 |  | Assumes bid percentage of 50.0% | [17 empty] | 6 |  | Assumes bid percentage of 50.0%
7 |  | Cross DRIPE = Electric-Gas cross DRIPE + Electric-Gas-Electric cross DRIPE | [17 empty] | 7 |  | Cross DRIPE = Electric-Gas cross DRIPE + Electric-Gas-Electric cross DRIPE | [19 empty] | 7 |  | Cross DRIPE = Electric-Gas cross DRIPE + Electric-Gas-Electric cross DRIPE | [17 empty] | 7 |  | Cross DRIPE = Electric-Gas cross DRIPE + Electric-Gas-Electric cross DRIPE
8 |  | Assumes VOLL of $25.00/kWh | [17 empty] | 8 |  | Assumes VOLL of $25.00/kWh | [19 empty] | 8 |  | Assumes VOLL of $25.00/kWh | [17 empty] | 8 |  | Assumes VOLL of $25.00/kWh
9 |  | Assumes $100/ton CO2 price; NOX prices not included | [17 empty] | 9 |  | Assumes $100/ton CO2 price; NOX prices not included | [19 empty] | 9 |  | Assumes $100/ton CO2 price; NOX prices not included | [17 empty] | 9 |  | Assumes $100/ton CO2 price; NOX prices not included

## OTCT_nominal
AESC 2018 Results: Avoided Cost of Electricity (nominal $) | [18 empty] | Page One of Four | AESC 2018 Results: Avoided Cost of Electricity (nominal $) | [20 empty] | Page Two of Four | AESC 2018 Results: Avoided Cost of Electricity (nominal $) | [18 empty] | Page Three of Four | AESC 2018 Results: Avoided Cost of Electricity (nominal $) | [10 empty] | Page Four of Four
Zone: |  | OTCT | [17 empty] | Zone: |  | OTCT | [19 empty] | Zone: |  | OTCT | [17 empty] | Zone: |  | OTCT
|  | Wholesale Cost of Electric Energy |  |  |  | Wholesale REC Costs | Retail Cost of Electric Energy1 |  |  |  | Wholesale Capacity Values |  | Retail Cost of Electric Capacity3 |  |  | Wholesale Non-Embedded Costs | [5 empty] | Intrastate | [17 empty] | Wholesale Cross-DRIPE7 |  |  |  | Rest-of-Pool | [19 empty] | Transmission & Distribution (T&D) Cost | Wholesale Reliability Value8 | [5 empty] | Retail Reliability Value
[22 empty] | DRIPE: 2018 vintage measures | [8 empty] | DRIPE: 2019 vintage measures | [12 empty] | DRIPE: 2018 vintage measures | [8 empty] | DRIPE: 2019 vintage measures | [11 empty] | Reliability: 2018 vintage measures |  |  | Reliability: 2019 vintage measures |  |  | 2018 vintage | 2019 vintage
[22 empty] | Wholesale Energy DRIPE |  |  |  | Wholesale Capacity DRIPE |  | Retail Capacity DRIPE3 |  |  | Wholesale Energy DRIPE |  |  |  | Wholesale Capacity DRIPE2 |  | Retail Capacity DRIPE3 | [6 empty] | Wholesale Energy DRIPE |  |  |  | Wholesale Capacity DRIPE2 |  | Retail Capacity DRIPE3 |  |  | Wholesale Energy DRIPE |  |  |  | Wholesale Capacity DRIPE2 |  | Retail Capacity DRIPE3
|  | Winter Peak | Winter Off-Peak | Summer Peak | Summer Off-Peak |  | Winter Peak | Winter Off-Peak | Summer Peak | Summer Off-Peak | Cleared (FCA Price) | Uncleared2 | Cleared4 | Uncleared5 | Weighted Avg6 | Winter Peak | Winter Off-Peak | Summer Peak | Summer Off-Peak |  |  | Winter Peak | Winter Off-Peak | Summer Peak | Summer Off-Peak | Cleared | Uncleared2 | Cleared4 | Uncleared5 | Weighted Avg6 | Winter Peak | Winter Off-Peak | Summer Peak | Summer Off-Peak | Cleared | Uncleared2 | Cleared4 | Uncleared5 | Weighted Avg6 | 2018 Installation Year | 2019 Installation Year |  |  | Winter Peak | Winter Off-Peak | Summer Peak | Summer Off-Peak | Cleared | Uncleared2 | Cleared4 | Uncleared5 | Weighted Avg6 | Winter Peak | Winter Off-Peak | Summer Peak | Summer Off-Peak | Cleared | Uncleared2 | Cleared4 | Uncleared5 | Weighted Avg6 |  |  |  | Cleared | Uncleared | Weighted Avg5 | Cleared | Uncleared | Weighted Avg5 | Weighted Avg5 | Weighted Avg5
Units: |  | $/kWh | $/kWh | $/kWh | $/kWh | $/kWh | $/kWh | $/kWh | $/kWh | $/kWh | $/kW-yr | $/kW-yr | $/kW-yr | $/kW-yr | $/kW-yr | $/kWh | $/kWh | $/kWh | $/kWh | Units: |  | $/kWh | $/kWh | $/kWh | $/kWh | $/kW-yr | $/kW-yr | $/kW-yr | $/kW-yr | $/kW-yr | $/kWh | $/kWh | $/kWh | $/kWh | $/kW-yr | $/kW-yr | $/kW-yr | $/kW-yr | $/kW-yr | $/kWh | $/kWh | Units: |  | $/kWh | $/kWh | $/kWh | $/kWh | $/kW-yr | $/kW-yr | $/kW-yr | $/kW-yr | $/kW-yr | $/kWh | $/kWh | $/kWh | $/kWh | $/kW-yr | $/kW-yr | $/kW-yr | $/kW-yr | $/kW-yr | Units: |  | $/kW-yr | $/kW-yr | $/kW-yr | $/kW-yr | $/kW-yr | $/kW-yr | $/kW-yr | $/kW-yr | $/kW-yr
Period: |  | a | b | c | d | e | f =(a+e)*(1+WRP)*(1+DL) | g =(b+e)*(1+WRP)*(1+DL) | h =(c+e)*(1+WRP)*(1+DL) | i =(d+e)*(1+WRP)*(1+DL) | j | k | l=j*(1+DL) | m=k*(1+PTF Loss)*(1+WRP)*(1+DL) | n = (l*%Bid)+m*(1-%Bid) | o | p | q | r | Period: |  | s | t | u | v | w | x | y=w*(1+DL) | z=x*(1+PTF Loss)*(1+WRP)*(1+DL) | aa = (y*%Bid)+z*(1-%Bid) | bb | cc | dd | ee | ff | gg | hh=ff*(1+DL) | ii=gg*(1+PTF Loss)*(1+WRP)*(1+DL) | jj = (hh*%Bid)+ii*(1-%Bid) | kk | ll | Period: |  | mm | nn | oo | pp | qq | rr | ss=qq*(1+DL) | tt=rr*(1+PTF Loss)*(1+WRP)*(1+DL) | uu = (ss*%Bid)+tt*(1-%Bid) | vv | ww | xx | yy | zz | aaa | bbb=zz*(1+DL) | ccc=aaa*(1+PTF Loss)*(1+WRP)*(1+DL) | ddd = (bbb*%Bid)+ccc*(1-%Bid) | Period: |  | eee | fff | ggg | hhh = (fff*%Bid)+ggg*(1-%Bid) | iii | jjj | kkk = (iii*%Bid)+jjj*(1-%Bid) | lll = hhh*(1+WRP)*(1+DL) | mmm = kkk*(1+WRP)*(1+DL)
2018 |  | 0.047895 | 0.043838 | 0.031836 | 0.025817 | 0.0052911 | 0.062036 | 0.057304 | 0.043305 | 0.036285 | 104.4975 | 0 | 112.8573 | 0 | 56.4286 | 0.045904 | 0.046882 | 0.044718 | 0.045002 | 2018 |  | 0.0080489 | 0.0056817 | 0.0056793 | 0.0036899 | 117.5709 | - | 126.9766 | - | 63.4883 | - | - | - | - | - | - | - | - | - | 0.0032044 | 0 | 2018 |  | 0.030659 | 0.021723 | 0.020639 | 0.013556 | 369.3772 | - | 398.9273 | - | 199.4637 | - | - | - | - | - | - | - | - | - | 2018 |  | 94 | 5.325 | 16.644 | 10.9845 | - | - | - | 12.8123 | -
2019 |  | 0.049687 | 0.046208 | 0.032386 | 0.028974 | 0.011122 | 0.070927 | 0.06687 | 0.050748 | 0.046768 | 102.0102 | 0 | 110.171 | 0 | 55.0855 | 0.04554 | 0.04651 | 0.044363 | 0.044645 | 2019 |  | 0.012672 | 0.0089593 | 0.0087788 | 0.006327 | 62.3058 | - | 67.2903 | - | 33.6451 | 0.008175 | 0.0057796 | 0.0056632 | 0.0040815 | 75.0673 | - | 81.0726 | - | 40.5363 | 0.005118 | 0.0031988 | 2019 |  | 0.04892 | 0.034408 | 0.032119 | 0.023304 | 197.8005 | - | 213.6246 | - | 106.8123 | 0.031558 | 0.022197 | 0.02072 | 0.015033 | 238.3139 | - | 257.379 | - | 128.6895 | 2019 |  | 95.88 | 2.193 | 12.9222 | 7.5576 | 2.652 | 12.9222 | 7.7871 | 8.8152 | 9.0829
2020 |  | 0.054144 | 0.05087 | 0.039091 | 0.034059 | 0.0088664 | 0.073496 | 0.069676 | 0.055937 | 0.050069 | 76.8335 | 0 | 82.9802 | 0 | 41.4901 | 0.045196 | 0.046159 | 0.044028 | 0.044308 | 2020 |  | 0.014742 | 0.010737 | 0.011291 | 0.0078559 | 77.5397 | - | 83.7428 | - | 41.8714 | 0.013651 | 0.0099428 | 0.010456 | 0.0072745 | 96.0566 | - | 103.7411 | - | 51.8706 | 0.0057359 | 0.0050871 | 2020 |  | 0.057157 | 0.041512 | 0.041616 | 0.02896 | 245.3426 | - | 264.9701 | - | 132.485 | 0.052927 | 0.03844 | 0.038536 | 0.026817 | 303.9319 | - | 328.2465 | - | 164.1232 | 2020 |  | 97.7976 | 0.96237 | 4.8272 | 2.8948 | 1.1965 | 4.8272 | 3.0119 | 3.3765 | 3.513
2021 |  | 0.057689 | 0.053825 | 0.048198 | 0.040146 | 0.0065935 | 0.074979 | 0.070472 | 0.063909 | 0.054517 | 63.5982 | 0 | 68.6861 | 0 | 34.343 | 0.045852 | 0.046829 | 0.044667 | 0.044951 | 2021 |  | 0.015515 | 0.01126 | 0.013819 | 0.0092219 | 13.1093 | - | 14.1581 | - | 7.079 | 0.015269 | 0.011081 | 0.0136 | 0.0090759 | 17.5665 | - | 18.9719 | - | 9.4859 | 0.0058974 | 0.0053208 | 2021 |  | 0.061365 | 0.044405 | 0.0516 | 0.03489 | 41.7542 | - | 45.0945 | - | 22.5473 | 0.060393 | 0.043701 | 0.050783 | 0.034338 | 55.9506 | - | 60.4267 | - | 30.2133 | 2021 |  | 99.7536 | 0.29183 | 8.2404 | 4.2661 | 0.37142 | 8.2404 | 4.3059 | 4.976 | 5.0224
2022 |  | 0.058399 | 0.053051 | 0.048239 | 0.038878 | 0.003675 | 0.072403 | 0.066165 | 0.060553 | 0.049634 | 62.3264 | 0 | 67.3126 | 0 | 33.6563 | 0.046528 | 0.04752 | 0.045326 | 0.045614 | 2022 |  | 0.014138 | 0.0098767 | 0.012466 | 0.007964 | 8.896 | - | 9.6077 | - | 4.8039 | 0.015576 | 0.010881 | 0.013734 | 0.0087737 | 13.4788 | - | 14.5571 | - | 7.2786 | 0.0054303 | 0.0054303 | 2022 |  | 0.055972 | 0.039208 | 0.046724 | 0.030074 | 28.5155 | - | 30.7967 | - | 15.3984 | 0.061663 | 0.043195 | 0.051475 | 0.033132 | 43.2053 | - | 46.6617 | - | 23.3308 | 2022 |  | 101.7486 | 0.18943 | 8.6216 | 4.4055 | 0.29767 | 8.6216 | 4.4596 | 5.1386 | 5.2017
2023 |  | 0.061032 | 0.0541 | 0.046005 | 0.03612 | 0.0041535 | 0.076033 | 0.067947 | 0.058504 | 0.046975 | 64.8979 | 22.9544 | 70.0897 | 27.2024 | 48.646 | 0.047225 | 0.048232 | 0.046005 | 0.046298 | 2023 |  | 0.01184 | 0.0079862 | 0.0095139 | 0.0059497 | - | 8.6679 | - | 10.272 | 5.136 | 0.014879 | 0.010037 | 0.011957 | 0.0074772 | 9.098 | - | 9.8258 | - | 4.9129 | 0.0040586 | 0.0040586 | 2023 |  | 0.041843 | 0.028515 | 0.031778 | 0.020146 | - | 27.9312 | - | 33.1002 | 16.5501 | 0.052586 | 0.035836 | 0.039936 | 0.025318 | 29.3171 | - | 31.6625 | - | 15.8312 | 2023 |  | 103.7836 | 0.11041 | 6.4872 | 3.2988 | 0.22082 | 8.9493 | 4.585 | 3.8477 | 5.348
2024 |  | 0.066245 | 0.062188 | 0.046232 | 0.042168 | 0.0038016 | 0.081702 | 0.076971 | 0.058359 | 0.053619 | 68.9662 | 40.5866 | 74.4835 | 48.0977 | 61.2906 | 0.047754 | 0.048772 | 0.04652 | 0.046816 | 2024 |  | 0.0097295 | 0.0071255 | 0.0071323 | 0.0052715 | - | 15.362 | - | 18.205 | 9.1025 | 0.012557 | 0.0091962 | 0.0092049 | 0.0068034 | - | 8.9166 | - | 10.5667 | 5.2834 | 0.0026876 | 0.0026876 | 2024 |  | 0.034488 | 0.025345 | 0.024036 | 0.017849 | - | 49.7985 | - | 59.0144 | 29.5072 | 0.044511 | 0.03271 | 0.031021 | 0.023036 | - | 28.9046 | - | 34.2538 | 17.1269 | 2024 |  | 105.8593 | - | 5.2209 | 2.6104 | 0.11262 | 7.028 | 3.5703 | 3.0448 | 4.1644
2025 |  | 0.063832 | 0.060349 | 0.049516 | 0.044332 | 0.0029405 | 0.077883 | 0.073821 | 0.061185 | 0.055138 | 75.4112 | 61.9201 | 81.4441 | 73.3792 | 77.4117 | 0.048305 | 0.049334 | 0.047057 | 0.047356 | 2025 |  | 0.0066762 | 0.0049185 | 0.0054867 | 0.0039725 | - | 257.8997 | - | 305.6272 | 152.8136 | 0.0091901 | 0.0067705 | 0.0075527 | 0.0054683 | - | 202.2611 | - | 239.692 | 119.846 | 0.0020909 | 0.0020909 | 2025 |  | 0.023423 | 0.017268 | 0.018281 | 0.013324 | - | 833.6355 | - | 987.9101 | 493.955 | 0.032242 | 0.023771 | 0.025165 | 0.018341 | - | 653.7892 | - | 774.781 | 387.3905 | 2025 |  | 107.9765 | - | 9.5076 | 4.7538 | - | 10.3127 | 5.1563 | 5.5448 | 6.0144
2026 |  | 0.065068 | 0.061 | 0.05483 | 0.048025 | 0.0024813 | 0.078789 | 0.074044 | 0.066848 | 0.05891 | 83.3753 | 87.7191 | 90.0453 | 103.9526 | 96.999 | 0.048877 | 0.049919 | 0.047614 | 0.047917 | 2026 |  | 0.0035756 | 0.0025857 | 0.0032174 | 0.0022469 | - | 309.3265 | - | 366.5712 | 183.2856 | 0.0066253 | 0.0047911 | 0.0059615 | 0.0041634 | - | 279.7629 | - | 331.5365 | 165.7682 | 0.0014922 | 0.0014922 | 2026 |  | 0.012497 | 0.0090154 | 0.010559 | 0.0073898 | - | 1005.3646 | - | 1191.4198 | 595.7099 | 0.023156 | 0.016705 | 0.019566 | 0.013693 | - | 909.2777 | - | 1077.5509 | 538.7754 | 2026 |  | 110.136 | - | 8.935 | 4.4675 | - | 10.573 | 5.2865 | 5.2109 | 6.1662
2027 |  | 0.072135 | 0.067452 | 0.053443 | 0.046468 | 0.0019519 | 0.086416 | 0.080953 | 0.064612 | 0.056477 | 91.8429 | 106.9969 | 99.1903 | 126.798 | 112.9942 | 0.049487 | 0.050542 | 0.048209 | 0.048515 | 2027 |  | 0.0022463 | 0.0016435 | 0.001779 | 0.0012353 | - | 308.9888 | - | 366.171 | 183.0855 | 0.0037895 | 0.0027724 | 0.003001 | 0.002084 | - | 332.2423 | - | 393.7279 | 196.8639 | 0.00090014 | 0.00090014 | 2027 |  | 0.0078162 | 0.0057304 | 0.0058559 | 0.004102 | - | 1004.2669 | - | 1190.119 | 595.0595 | 0.013186 | 0.009667 | 0.0098787 | 0.00692 | - | 1079.845 | - | 1279.6836 | 639.8418 | 2027 |  | 112.3387 | - | 7.656 | 3.828 | - | 9.9813 | 4.9907 | 4.465 | 5.8211
2028 |  | 0.075707 | 0.066935 | 0.059613 | 0.048625 | 0.0017182 | 0.090309 | 0.080077 | 0.071536 | 0.05872 | 100.5548 | 115.5375 | 108.5992 | 136.9192 | 122.7592 | 0.05012 | 0.051188 | 0.048825 | 0.049136 | 2028 |  | - | - | - | - | - | 241.419 | - | 286.0966 | 143.0483 | 0.0022647 | 0.0015532 | 0.0019045 | 0.0012508 | - | 332.8919 | - | 394.4977 | 197.2488 | 0.00031445 | 0.00031445 | 2028 |  | 0 | 0 | 0 | 0 | - | 784.6534 | - | 929.8633 | 464.9316 | 0.0079041 | 0.0054545 | 0.0062947 | 0.0042073 | - | 1081.9562 | - | 1282.1856 | 641.0928 | 2028 |  | 114.5855 | - | 7.9709 | 3.9855 | - | 11.0014 | 5.5007 | 4.6487 | 6.416
2029 |  | 0.079465 | 0.07287 | 0.059616 | 0.050471 | 0.0015938 | 0.094548 | 0.086854 | 0.071395 | 0.060728 | 109.5786 | 125.5771 | 118.3449 | 148.8166 | 133.5808 | 0.050776 | 0.051859 | 0.049465 | 0.049779 | 2029 |  | - | - | - | - | - | 161.9384 | - | 191.9071 | 95.9535 | - | - | - | - | - | 261.7376 | - | 310.1754 | 155.0877 | 0.00032245 | 0.00032245 | 2029 |  | 0 | 0 | 0 | 0 | - | 526.3277 | - | 623.7312 | 311.8656 | - | - | - | - | - | 850.6925 | - | 1008.1236 | 504.0618 | 2029 |  | 116.8772 | - | 5.3151 | 2.6575 | - | 8.6395 | 4.3198 | 3.0998 | 5.0386
2030 |  | 0.074657 | 0.070499 | 0.064144 | 0.058607 | 0.0014876 | 0.088815 | 0.083965 | 0.076552 | 0.070095 | 106.4055 | 123.9624 | 114.9179 | 146.9032 | 130.9105 | 0.051159 | 0.05225 | 0.049838 | 0.050154 | 2030 |  | - | - | - | - | - | 80.4071 | - | 95.2875 | 47.6437 | - | - | - | - | - | 147.1279 | - | 174.3558 | 87.1779 | 0.00033022 | 0.00033022 | 2030 |  | - | - | - | - | - | 261.337 | - | 309.7007 | 154.8503 | - | - | - | - | - | 478.1911 | - | 566.6864 | 283.3432 | 2030 |  | 119.2147 | - | 2.0345 | 1.0173 | - | 3.6215 | 1.8107 | 1.1865 | 2.112
2031 |  | 0.075602 | 0.070861 | 0.059363 | 0.051818 | 0.0014546 | 0.089878 | 0.084349 | 0.070938 | 0.062137 | 106.7096 | 122.6093 | 115.2464 | 145.2997 | 130.2731 | 0.051567 | 0.052666 | 0.050235 | 0.050554 | 2031 |  | - | - | - | - | - | 38.3149 | - | 45.4055 | 22.7028 | - | - | - | - | - | 86.6273 | - | 102.6588 | 51.3294 | 0.00033683 | 0.00033683 | 2031 |  | - | - | - | - | - | 124.5299 | - | 147.5757 | 73.7879 | - | - | - | - | - | 281.5538 | - | 333.6589 | 166.8294 | 2031 |  | 121.599 | - | 1.3059 | 0.65293 | - | 2.9236 | 1.4618 | 0.76157 | 1.705
2032 |  | 0.075303 | 0.070032 | 0.061786 | 0.053576 | 0.0021811 | 0.090378 | 0.084229 | 0.074611 | 0.065035 | 116.2857 | 133.2634 | 125.5885 | 157.9254 | 141.757 | 0.051999 | 0.053107 | 0.050656 | 0.050977 | 2032 |  | - | - | - | - | - | 11.3235 | - | 13.419 | 6.7095 | - | - | - | - | - | 41.5396 | - | 49.227 | 24.6135 | 0.00034357 | 0.00034357 | 2032 |  | - | - | - | - | - | 36.8032 | - | 43.6141 | 21.8071 | - | - | - | - | - | 135.0108 | - | 159.9962 | 79.9981 | 2032 |  | 124.031 | - | 0.35913 | 0.17956 | - | 1.4154 | 0.70769 | 0.20944 | 0.82545
2033 |  | 0.083101 | 0.073057 | 0.064002 | 0.052325 | 0.0023151 | 0.099629 | 0.087914 | 0.077352 | 0.063732 | 112.9184 | 131.5499 | 121.9518 | 155.8948 | 138.9233 | 0.052456 | 0.053574 | 0.051101 | 0.051426 | 2033 |  | - | - | - | - | - | - | - | - | - | - | - | - | - | - | 10.2879 | - | 12.1918 | 6.0959 | 0.00035044 | 0.00035044 | 2033 |  | - | - | - | - | - | - | - | - | - | - | - | - | - | - | 33.4373 | - | 39.6253 | 19.8126 | 2033 |  | 126.5116 | - | - | - | - | 0.24469 | 0.12235 | - | 0.14271
2034 |  | 0.083496 | 0.070319 | 0.069371 | 0.054558 | 0.0024574 | 0.10026 | 0.084886 | 0.083781 | 0.066503 | 113.2411 | 130.114 | 122.3004 | 154.1932 | 138.2468 | 0.052939 | 0.054068 | 0.051572 | 0.0519 | 2034 |  | - | - | - | - | - | - | - | - | - | - | - | - | - | - | - | - | - | - | 0.00035745 | 0.00035745 | 2034 |  | - | - | - | - | - | - | - | - | - | - | - | - | - | - | - | - | - | - | 2034 |  | 129.0419 | - | - | - | - | - | - | - | -
2035 |  | 0.088023 | 0.078717 | 0.078756 | 0.066737 | 0.0026084 | 0.10571 | 0.094858 | 0.094904 | 0.080884 | 123.4033 | 141.4202 | 133.2755 | 167.5917 | 150.4336 | 0.053449 | 0.054588 | 0.052068 | 0.052399 | 2035 |  | - | - | - | - | - | - | - | - | - | - | - | - | - | - | - | - | - | - | 0.00036459 | 0.00036459 | 2035 |  | - | - | - | - | - | - | - | - | - | - | - | - | - | - | - | - | - | - | 2035 |  | 131.6227 | - | - | - | - | - | - | - | -
2036 |  | 0.091435 | 0.080814 | 0.084523 | 0.071094 | 0.0030184 | 0.11017 | 0.097782 | 0.10211 | 0.086445 | 127.9698 | 146.5576 | 138.2074 | 173.6799 | 155.9436 | 0.05393 | 0.05508 | 0.052537 | 0.052871 | 2036 |  | - | - | - | - | - | - | - | - | - | - | - | - | - | - | - | - | - | - | 0.00037189 | 0.00037189 | 2036 |  | - | - | - | - | - | - | - | - | - | - | - | - | - | - | - | - | - | - | 2036 |  | 134.2551 | - | - | - | - | - | - | - | -
2037 |  | 0.094979 | 0.082966 | 0.090713 | 0.075737 | 0.0034929 | 0.11486 | 0.10085 | 0.10988 | 0.092414 | 132.7053 | 151.8816 | 143.3217 | 179.9892 | 161.6555 | 0.054416 | 0.055575 | 0.05301 | 0.053347 | 2037 |  | - | - | - | - | - | - | - | - | - | - | - | - | - | - | - | - | - | - | 0.00037932 | 0.00037932 | 2037 |  | - | - | - | - | - | - | - | - | - | - | - | - | - | - | - | - | - | - | 2037 |  | 136.9403 | - | - | - | - | - | - | - | -
2038 |  | 0.098661 | 0.085176 | 0.097355 | 0.080682 | 0.004042 | 0.11979 | 0.10406 | 0.11827 | 0.098823 | 137.616 | 157.3991 | 148.6253 | 186.5277 | 167.5765 | 0.054906 | 0.056076 | 0.053487 | 0.053827 | 2038 |  | - | - | - | - | - | - | - | - | - | - | - | - | - | - | - | - | - | - | 0.00038691 | 0.00038691 | 2038 |  | - | - | - | - | - | - | - | - | - | - | - | - | - | - | - | - | - | - | 2038 |  | 139.6791 | - | - | - | - | - | - | - | -
2039 |  | 0.10248 | 0.087444 | 0.10448 | 0.085951 | 0.0046774 | 0.12499 | 0.10745 | 0.12733 | 0.10571 | 142.7085 | 163.1169 | 154.1252 | 193.3037 | 173.7145 | 0.0554 | 0.056581 | 0.053969 | 0.054312 | 2039 |  | - | - | - | - | - | - | - | - | - | - | - | - | - | - | - | - | - | - | 0.00039465 | 0.00039465 | 2039 |  | - | - | - | - | - | - | - | - | - | - | - | - | - | - | - | - | - | - | 2039 |  | 142.4726 | - | - | - | - | - | - | - | -
2040 |  | 0.10646 | 0.089773 | 0.11214 | 0.091563 | 0.0054127 | 0.13049 | 0.11102 | 0.13711 | 0.11311 | 147.9894 | 169.0425 | 159.8286 | 200.3259 | 180.0773 | 0.055899 | 0.05709 | 0.054455 | 0.054801 | 2040 |  | - | - | - | - | - | - | - | - | - | - | - | - | - | - | - | - | - | - | 0.00040254 | 0.00040254 | 2040 |  | - | - | - | - | - | - | - | - | - | - | - | - | - | - | - | - | - | - | 2040 |  | 145.3221 | - | - | - | - | - | - | - | -
2041 |  | 0.11058 | 0.092164 | 0.12035 | 0.097542 | 0.0062635 | 0.13629 | 0.11481 | 0.14768 | 0.12108 | 153.4657 | 175.1834 | 165.743 | 207.6032 | 186.6731 | 0.056402 | 0.057604 | 0.054945 | 0.055294 | 2041 |  | - | - | - | - | - | - | - | - | - | - | - | - | - | - | - | - | - | - | 0.00041059 | 0.00041059 | 2041 |  | - | - | - | - | - | - | - | - | - | - | - | - | - | - | - | - | - | - | 2041 |  | 148.2285 | - | - | - | - | - | - | - | -
2042 |  | 0.11487 | 0.094619 | 0.12916 | 0.10391 | 0.0072481 | 0.14244 | 0.11882 | 0.15911 | 0.12966 | 159.1447 | 181.5473 | 171.8763 | 215.1449 | 193.5106 | 0.05691 | 0.058123 | 0.05544 | 0.055792 | 2042 |  | - | - | - | - | - | - | - | - | - | - | - | - | - | - | - | - | - | - | 0.0004188 | 0.0004188 | 2042 |  | - | - | - | - | - | - | - | - | - | - | - | - | - | - | - | - | - | - | 2042 |  | 151.1931 | - | - | - | - | - | - | - | -
2043 |  | 0.11932 | 0.097139 | 0.13862 | 0.1107 | 0.0083875 | 0.14896 | 0.12309 | 0.17147 | 0.1389 | 165.0338 | 188.1424 | 178.2365 | 222.9605 | 200.5985 | 0.057422 | 0.058646 | 0.055939 | 0.056294 | 2043 |  | - | - | - | - | - | - | - | - | - | - | - | - | - | - | - | - | - | - | 0.00042718 | 0.00042718 | 2043 |  | - | - | - | - | - | - | - | - | - | - | - | - | - | - | - | - | - | - | 2043 |  | 154.217 | - | - | - | - | - | - | - | -
2044 |  | 0.12395 | 0.099726 | 0.14877 | 0.11793 | 0.009706 | 0.15589 | 0.12764 | 0.18484 | 0.14887 | 171.1409 | 194.9772 | 184.8322 | 231.0601 | 207.9461 | 0.057939 | 0.059174 | 0.056442 | 0.056801 | 2044 |  | - | - | - | - | - | - | - | - | - | - | - | - | - | - | - | - | - | - | 0.00043572 | 0.00043572 | 2044 |  | - | - | - | - | - | - | - | - | - | - | - | - | - | - | - | - | - | - | 2044 |  | 157.3013 | - | - | - | - | - | - | - | -
2045 |  | 0.12875 | 0.10238 | 0.15966 | 0.12563 | 0.011232 | 0.16328 | 0.13252 | 0.19933 | 0.15963 | 177.4739 | 202.0601 | 191.6718 | 239.4539 | 215.5629 | 0.058461 | 0.059707 | 0.05695 | 0.057312 | 2045 |  | - | - | - | - | - | - | - | - | - | - | - | - | - | - | - | - | - | - | 0.00044444 | 0.00044444 | 2045 |  | - | - | - | - | - | - | - | - | - | - | - | - | - | - | - | - | - | - | 2045 |  | 160.4473 | - | - | - | - | - | - | - | -
2046 |  | 0.13374 | 0.10511 | 0.17135 | 0.13383 | 0.012997 | 0.17116 | 0.13776 | 0.21503 | 0.17126 | 184.0413 | 209.4004 | 198.7646 | 248.1526 | 223.4586 | 0.058987 | 0.060244 | 0.057463 | 0.057828 | 2046 |  | - | - | - | - | - | - | - | - | - | - | - | - | - | - | - | - | - | - | 0.00045333 | 0.00045333 | 2046 |  | - | - | - | - | - | - | - | - | - | - | - | - | - | - | - | - | - | - | 2046 |  | 163.6563 | - | - | - | - | - | - | - | -
2047 |  | 0.13893 | 0.10791 | 0.1839 | 0.14257 | 0.015041 | 0.17959 | 0.14341 | 0.23205 | 0.18383 | 190.8518 | 217.0074 | 206.1199 | 257.1673 | 231.6436 | 0.059518 | 0.060786 | 0.05798 | 0.058349 | 2047 |  | - | - | - | - | - | - | - | - | - | - | - | - | - | - | - | - | - | - | 0.00046239 | 0.00046239 | 2047 |  | - | - | - | - | - | - | - | - | - | - | - | - | - | - | - | - | - | - | 2047 |  | 166.9294 | - | - | - | - | - | - | - | -
2048 |  | 0.14431 | 0.11078 | 0.19737 | 0.15188 | 0.017405 | 0.18863 | 0.14952 | 0.25051 | 0.19745 | 197.9142 | 224.8907 | 213.7473 | 266.5095 | 240.1284 | 0.060054 | 0.061334 | 0.058502 | 0.058874 | 2048 |  | - | - | - | - | - | - | - | - | - | - | - | - | - | - | - | - | - | - | 0.00047164 | 0.00047164 | 2048 |  | - | - | - | - | - | - | - | - | - | - | - | - | - | - | - | - | - | - | 2048 |  | 170.268 | - | - | - | - | - | - | - | -
2049 |  | 0.14991 | 0.11373 | 0.21182 | 0.1618 | 0.020141 | 0.19834 | 0.15615 | 0.27056 | 0.21221 | 205.238 | 233.0604 | 221.657 | 276.1911 | 248.924 | 0.060595 | 0.061886 | 0.059029 | 0.059404 | 2049 |  | - | - | - | - | - | - | - | - | - | - | - | - | - | - | - | - | - | - | 0.00048107 | 0.00048107 | 2049 |  | - | - | - | - | - | - | - | - | - | - | - | - | - | - | - | - | - | - | 2049 |  | 173.6733 | - | - | - | - | - | - | - | -
2050 |  | 0.15572 | 0.11676 | 0.22733 | 0.17236 | 0.023307 | 0.20881 | 0.16338 | 0.29235 | 0.22823 | 212.8328 | 241.5268 | 229.8594 | 286.2243 | 258.0419 | 0.06114 | 0.062443 | 0.059561 | 0.059939 | 2050 |  | - | - | - | - | - | - | - | - | - | - | - | - | - | - | - | - | - | - | 0.0004907 | 0.0004907 | 2050 |  | - | - | - | - | - | - | - | - | - | - | - | - | - | - | - | - | - | - | 2050 |  | 177.1468 | - | - | - | - | - | - | - | -
Levelized Costs | [19 empty] | Levelized Costs | [21 empty] | Levelized Costs | [19 empty] | Levelized Costs
10 years (2018-2027) | 10 | 0.058945 | 0.054643 | 0.044316 | 0.037876 | 0.005299 | 0.074934 | 0.069916 | 0.057871 | 0.05036 | 79.8148 | 28.717 | 86.2 | 34.0314 | 60.1157 | 0.04694 | 0.04794 | 0.045727 | 0.046018 | 10 years (2018-2027) | 10 | 0.010198 | 0.0072748 | 0.0081139 | 0.0055052 | 31.2097 | 91.1738 | 31.5809 | 108.0466 | 64.1685 | 0.0099648 | 0.0071187 | 0.0080972 | 0.0055059 | 22.8733 | 85.7675 | 23.5806 | 101.6398 | 55.4101 | 0.0037824 | 0.0030671 | 10 years (2018-2027) | 10 | 0.038566 | 0.027526 | 0.029105 | 0.019889 | 98.5863 | 295.81 | 99.7685 | 350.5533 | 206.7494 | 0.037314 | 0.026678 | 0.028743 | 0.019675 | 72.6088 | 278.3619 | 74.8588 | 329.8762 | 178.9571 | 10 years (2018-2027) | 10 | 102.372 | 1.0251 | 9.0743 | 5.0497 | 0.52715 | 7.9815 | 4.2543 | 5.89 | 4.9622
15 years (2018-2032) | 15 | 0.063767 | 0.059 | 0.048951 | 0.041981 | 0.0042868 | 0.079378 | 0.073817 | 0.062096 | 0.053966 | 87.6237 | 55.3756 | 94.6336 | 65.6236 | 80.1286 | 0.048102 | 0.049128 | 0.04686 | 0.047157 | 15 years (2018-2032) | 15 | 0.0073437 | 0.0052389 | 0.0058432 | 0.0039645 | 22.4754 | 100.9873 | 21.7479 | 119.6762 | 64.5448 | 0.0073114 | 0.0052193 | 0.0059449 | 0.0040398 | 16.472 | 120.8948 | 16.2386 | 143.2678 | 69.5887 | 0.0028159 | 0.0023008 | 15 years (2018-2032) | 15 | 0.027773 | 0.019823 | 0.02096 | 0.014323 | 70.9962 | 327.8512 | 68.7047 | 388.5241 | 208.4787 | 0.027344 | 0.019538 | 0.021075 | 0.01442 | 52.2887 | 392.6428 | 51.5509 | 465.3062 | 225.3576 | 15 years (2018-2032) | 15 | 107.0549 | 0.73823 | 7.5213 | 4.1298 | 0.37962 | 7.339 | 3.8593 | 4.817 | 4.5015
30 years (2018-2047) | 30 | 0.079522 | 0.070063 | 0.07271 | 0.060221 | 0.004959 | 0.098539 | 0.087505 | 0.090593 | 0.076026 | 109.6566 | 97.5204 | 118.4291 | 115.5678 | 116.9984 | 0.050948 | 0.052034 | 0.049632 | 0.049947 | 30 years (2018-2047) | 30 | 0.0045663 | 0.0032575 | 0.0036333 | 0.0024651 | 13.9751 | 62.7936 | 11.9585 | 74.4143 | 40.1338 | 0.0045462 | 0.0032453 | 0.0036965 | 0.0025119 | 10.2422 | 75.5541 | 8.9291 | 89.5364 | 43.4619 | 0.0019019 | 0.0015816 | 30 years (2018-2047) | 30 | 0.017269 | 0.012326 | 0.013033 | 0.0089059 | 44.1452 | 203.8568 | 37.7786 | 241.583 | 129.6314 | 0.017002 | 0.012148 | 0.013104 | 0.0089666 | 32.5129 | 245.3861 | 28.3462 | 290.7979 | 140.7502 | 30 years (2018-2047) | 30 | 121.0586 | 0.45903 | 4.6767 | 2.5679 | 0.23605 | 4.5711 | 2.4036 | 2.9952 | 2.8035
NOTES: |  | Avoided Costs are in Nominal Dollars | [17 empty] | NOTES: |  | Avoided Costs are in Nominal Dollars | [19 empty] | NOTES: |  | Avoided Costs are in Nominal Dollars | [17 empty] | NOTES: |  | Avoided Costs are in Nominal Dollars
|  | ISO New England periods: Summer is June through September, Winter is all other months. Peak hours are: Monday through Friday 7 AM - 11 PM; Off-Peak Hours are all other hours | [19 empty] | ISO New England periods: Summer is June through September, Winter is all other months. Peak hours are: Monday through Friday 7 AM - 11 PM; Off-Peak Hours are all other hours | [21 empty] | ISO New England periods: Summer is June through September, Winter is all other months. Peak hours are: Monday through Friday 7 AM - 11 PM; Off-Peak Hours are all other hours | [19 empty] | ISO New England periods: Summer is June through September, Winter is all other months. Peak hours are: Monday through Friday 7 AM - 11 PM; Off-Peak Hours are all other hours
1 |  | Avoided retail cost of electric energy = (wholesale energy avoided cost + REC cost to load) * (Wholesale Risk Premium) * (1 + Distribution Losses), e.g., f = (a + e) * (1 + 8.0%) * (1 + 8.0%) | [17 empty] | 1 |  | Avoided retail cost of electric energy = (wholesale energy avoided cost + REC cost to load) * (Wholesale Risk Premium) * (1 + Distribution Losses), e.g., f = (a + e) * (1 + 8.0%) * (1 + 8.0%) | [19 empty] | 1 |  | Avoided retail cost of electric energy = (wholesale energy avoided cost + REC cost to load) * (Wholesale Risk Premium) * (1 + Distribution Losses), e.g., f = (a + e) * (1 + 8.0%) * (1 + 8.0%) | [17 empty] | 1 |  | Avoided retail cost of electric energy = (wholesale energy avoided cost + REC cost to load) * (Wholesale Risk Premium) * (1 + Distribution Losses), e.g., f = (a + e) * (1 + 8.0%) * (1 + 8.0%)
2 |  | Uncleared capacity value includes reserve margin and uncleared load forecast effect | [17 empty] | 2 |  | Uncleared capacity value includes reserve margin and uncleared load forecast effect | [19 empty] | 2 |  | Uncleared capacity value includes reserve margin and uncleared load forecast effect | [17 empty] | 2 |  | Uncleared capacity value includes reserve margin and uncleared load forecast effect
3 |  | Value of avoided capacity costs and capacity DRIPE each year is function of quantity of kW reduction in year, PA bidding strategy that reduction into applicable FCAs, reserve margin, and the uncleared load forecast effect. | [17 empty] | 3 |  | Value of avoided capacity costs and capacity DRIPE each year is function of quantity of kW reduction in year, PA bidding strategy that reduction into applicable FCAs, reserve margin, and the uncleared load forecast effect. | [19 empty] | 3 |  | Value of avoided capacity costs and capacity DRIPE each year is function of quantity of kW reduction in year, PA bidding strategy that reduction into applicable FCAs, reserve margin, and the uncleared load forecast effect. | [17 empty] | 3 |  | Value of avoided capacity costs and capacity DRIPE each year is function of quantity of kW reduction in year, PA bidding strategy that reduction into applicable FCAs, reserve margin, and the uncleared load forecast effect.
4 |  | Proceeds from selling into the FCM also include the ISO New England loss factor of 8.0% | [17 empty] | 4 |  | Proceeds from selling into the FCM also include the ISO New England loss factor of 8.0% | [19 empty] | 4 |  | Proceeds from selling into the FCM also include the ISO New England loss factor of 8.0% | [17 empty] | 4 |  | Proceeds from selling into the FCM also include the ISO New England loss factor of 8.0%
5 |  | Assumes PTF loss factor of 1.6%, ISO New England loss factor of 8.0%, and Wholesale Risk Premium of 8.0% | [17 empty] | 5 |  | Assumes PTF loss factor of 1.6%, ISO New England loss factor of 8.0%, and Wholesale Risk Premium of 8.0% | [19 empty] | 5 |  | Assumes PTF loss factor of 1.6%, ISO New England loss factor of 8.0%, and Wholesale Risk Premium of 8.0% | [17 empty] | 5 |  | Assumes PTF loss factor of 1.6%, ISO New England loss factor of 8.0%, and Wholesale Risk Premium of 8.0%
6 |  | Assumes bid percentage of 50.0% | [17 empty] | 6 |  | Assumes bid percentage of 50.0% | [19 empty] | 6 |  | Assumes bid percentage of 50.0% | [17 empty] | 6 |  | Assumes bid percentage of 50.0%
7 |  | Cross DRIPE = Electric-Gas cross DRIPE + Electric-Gas-Electric cross DRIPE | [17 empty] | 7 |  | Cross DRIPE = Electric-Gas cross DRIPE + Electric-Gas-Electric cross DRIPE | [19 empty] | 7 |  | Cross DRIPE = Electric-Gas cross DRIPE + Electric-Gas-Electric cross DRIPE | [17 empty] | 7 |  | Cross DRIPE = Electric-Gas cross DRIPE + Electric-Gas-Electric cross DRIPE
8 |  | Assumes VOLL of $25.00/kWh | [17 empty] | 8 |  | Assumes VOLL of $25.00/kWh | [19 empty] | 8 |  | Assumes VOLL of $25.00/kWh | [17 empty] | 8 |  | Assumes VOLL of $25.00/kWh
9 |  | Assumes $100/ton CO2 price; NOX prices not included | [17 empty] | 9 |  | Assumes $100/ton CO2 price; NOX prices not included | [19 empty] | 9 |  | Assumes $100/ton CO2 price; NOX prices not included | [17 empty] | 9 |  | Assumes $100/ton CO2 price; NOX prices not included

## SWCT_nominal
AESC 2018 Results: Avoided Cost of Electricity (nominal $) | [18 empty] | Page One of Four | AESC 2018 Results: Avoided Cost of Electricity (nominal $) | [20 empty] | Page Two of Four | AESC 2018 Results: Avoided Cost of Electricity (nominal $) | [18 empty] | Page Three of Four | AESC 2018 Results: Avoided Cost of Electricity (nominal $) | [10 empty] | Page Four of Four
Zone: |  | SWCT | [17 empty] | Zone: |  | SWCT | [19 empty] | Zone: |  | SWCT | [17 empty] | Zone: |  | SWCT
|  | Wholesale Cost of Electric Energy |  |  |  | Wholesale REC Costs | Retail Cost of Electric Energy1 |  |  |  | Wholesale Capacity Values |  | Retail Cost of Electric Capacity3 |  |  | Wholesale Non-Embedded Costs | [5 empty] | Intrastate | [17 empty] | Wholesale Cross-DRIPE7 |  |  |  | Rest-of-Pool | [19 empty] | Transmission & Distribution (T&D) Cost | Wholesale Reliability Value8 | [5 empty] | Retail Reliability Value
[22 empty] | DRIPE: 2018 vintage measures | [8 empty] | DRIPE: 2019 vintage measures | [12 empty] | DRIPE: 2018 vintage measures | [8 empty] | DRIPE: 2019 vintage measures | [11 empty] | Reliability: 2018 vintage measures |  |  | Reliability: 2019 vintage measures |  |  | 2018 vintage | 2019 vintage
[22 empty] | Wholesale Energy DRIPE |  |  |  | Wholesale Capacity DRIPE |  | Retail Capacity DRIPE3 |  |  | Wholesale Energy DRIPE |  |  |  | Wholesale Capacity DRIPE2 |  | Retail Capacity DRIPE3 | [6 empty] | Wholesale Energy DRIPE |  |  |  | Wholesale Capacity DRIPE2 |  | Retail Capacity DRIPE3 |  |  | Wholesale Energy DRIPE |  |  |  | Wholesale Capacity DRIPE2 |  | Retail Capacity DRIPE3
|  | Winter Peak | Winter Off-Peak | Summer Peak | Summer Off-Peak |  | Winter Peak | Winter Off-Peak | Summer Peak | Summer Off-Peak | Cleared (FCA Price) | Uncleared2 | Cleared4 | Uncleared5 | Weighted Avg6 | Winter Peak | Winter Off-Peak | Summer Peak | Summer Off-Peak |  |  | Winter Peak | Winter Off-Peak | Summer Peak | Summer Off-Peak | Cleared | Uncleared2 | Cleared4 | Uncleared5 | Weighted Avg6 | Winter Peak | Winter Off-Peak | Summer Peak | Summer Off-Peak | Cleared | Uncleared2 | Cleared4 | Uncleared5 | Weighted Avg6 | 2018 Installation Year | 2019 Installation Year |  |  | Winter Peak | Winter Off-Peak | Summer Peak | Summer Off-Peak | Cleared | Uncleared2 | Cleared4 | Uncleared5 | Weighted Avg6 | Winter Peak | Winter Off-Peak | Summer Peak | Summer Off-Peak | Cleared | Uncleared2 | Cleared4 | Uncleared5 | Weighted Avg6 |  |  |  | Cleared | Uncleared | Weighted Avg5 | Cleared | Uncleared | Weighted Avg5 | Weighted Avg5 | Weighted Avg5
Units: |  | $/kWh | $/kWh | $/kWh | $/kWh | $/kWh | $/kWh | $/kWh | $/kWh | $/kWh | $/kW-yr | $/kW-yr | $/kW-yr | $/kW-yr | $/kW-yr | $/kWh | $/kWh | $/kWh | $/kWh | Units: |  | $/kWh | $/kWh | $/kWh | $/kWh | $/kW-yr | $/kW-yr | $/kW-yr | $/kW-yr | $/kW-yr | $/kWh | $/kWh | $/kWh | $/kWh | $/kW-yr | $/kW-yr | $/kW-yr | $/kW-yr | $/kW-yr | $/kWh | $/kWh | Units: |  | $/kWh | $/kWh | $/kWh | $/kWh | $/kW-yr | $/kW-yr | $/kW-yr | $/kW-yr | $/kW-yr | $/kWh | $/kWh | $/kWh | $/kWh | $/kW-yr | $/kW-yr | $/kW-yr | $/kW-yr | $/kW-yr | Units: |  | $/kW-yr | $/kW-yr | $/kW-yr | $/kW-yr | $/kW-yr | $/kW-yr | $/kW-yr | $/kW-yr | $/kW-yr
Period: |  | a | b | c | d | e | f =(a+e)*(1+WRP)*(1+DL) | g =(b+e)*(1+WRP)*(1+DL) | h =(c+e)*(1+WRP)*(1+DL) | i =(d+e)*(1+WRP)*(1+DL) | j | k | l=j*(1+DL) | m=k*(1+PTF Loss)*(1+WRP)*(1+DL) | n = (l*%Bid)+m*(1-%Bid) | o | p | q | r | Period: |  | s | t | u | v | w | x | y=w*(1+DL) | z=x*(1+PTF Loss)*(1+WRP)*(1+DL) | aa = (y*%Bid)+z*(1-%Bid) | bb | cc | dd | ee | ff | gg | hh=ff*(1+DL) | ii=gg*(1+PTF Loss)*(1+WRP)*(1+DL) | jj = (hh*%Bid)+ii*(1-%Bid) | kk | ll | Period: |  | mm | nn | oo | pp | qq | rr | ss=qq*(1+DL) | tt=rr*(1+PTF Loss)*(1+WRP)*(1+DL) | uu = (ss*%Bid)+tt*(1-%Bid) | vv | ww | xx | yy | zz | aaa | bbb=zz*(1+DL) | ccc=aaa*(1+PTF Loss)*(1+WRP)*(1+DL) | ddd = (bbb*%Bid)+ccc*(1-%Bid) | Period: |  | eee | fff | ggg | hhh = (fff*%Bid)+ggg*(1-%Bid) | iii | jjj | kkk = (iii*%Bid)+jjj*(1-%Bid) | lll = hhh*(1+WRP)*(1+DL) | mmm = kkk*(1+WRP)*(1+DL)
2018 |  | 0.047893 | 0.043786 | 0.03185 | 0.025812 | 0.0052911 | 0.062034 | 0.057244 | 0.043321 | 0.036278 | 104.4975 | 0 | 112.8573 | 0 | 56.4286 | 0.045904 | 0.046882 | 0.044718 | 0.045002 | 2018 |  | 0.0080489 | 0.0056817 | 0.0056793 | 0.0036899 | 117.5709 | - | 126.9766 | - | 63.4883 | - | - | - | - | - | - | - | - | - | 0.0032044 | 0 | 2018 |  | 0.030659 | 0.021723 | 0.020639 | 0.013556 | 369.3772 | - | 398.9273 | - | 199.4637 | - | - | - | - | - | - | - | - | - | 2018 |  | 94 | 5.325 | 16.644 | 10.9845 | - | - | - | 12.8123 | -
2019 |  | 0.049666 | 0.046164 | 0.032396 | 0.02897 | 0.011122 | 0.070903 | 0.066818 | 0.05076 | 0.046763 | 102.0102 | 0 | 110.171 | 0 | 55.0855 | 0.04554 | 0.04651 | 0.044363 | 0.044645 | 2019 |  | 0.012672 | 0.0089593 | 0.0087788 | 0.006327 | 62.3058 | - | 67.2903 | - | 33.6451 | 0.008175 | 0.0057796 | 0.0056632 | 0.0040815 | 75.0673 | - | 81.0726 | - | 40.5363 | 0.005118 | 0.0031988 | 2019 |  | 0.04892 | 0.034408 | 0.032119 | 0.023304 | 197.8005 | - | 213.6246 | - | 106.8123 | 0.031558 | 0.022197 | 0.02072 | 0.015033 | 238.3139 | - | 257.379 | - | 128.6895 | 2019 |  | 95.88 | 2.193 | 12.9222 | 7.5576 | 2.652 | 12.9222 | 7.7871 | 8.8152 | 9.0829
2020 |  | 0.054148 | 0.050837 | 0.039121 | 0.034056 | 0.0088664 | 0.0735 | 0.069638 | 0.055972 | 0.050064 | 76.8335 | 0 | 82.9802 | 0 | 41.4901 | 0.045196 | 0.046159 | 0.044028 | 0.044308 | 2020 |  | 0.014742 | 0.010737 | 0.011291 | 0.0078559 | 77.5397 | - | 83.7428 | - | 41.8714 | 0.013651 | 0.0099428 | 0.010456 | 0.0072745 | 96.0566 | - | 103.7411 | - | 51.8706 | 0.0057359 | 0.0050871 | 2020 |  | 0.057157 | 0.041512 | 0.041616 | 0.02896 | 245.3426 | - | 264.9701 | - | 132.485 | 0.052927 | 0.03844 | 0.038536 | 0.026817 | 303.9319 | - | 328.2465 | - | 164.1232 | 2020 |  | 97.7976 | 0.96237 | 4.8272 | 2.8948 | 1.1965 | 4.8272 | 3.0119 | 3.3765 | 3.513
2021 |  | 0.057679 | 0.053769 | 0.04824 | 0.040146 | 0.0065935 | 0.074967 | 0.070407 | 0.063958 | 0.054517 | 63.5982 | 0 | 68.6861 | 0 | 34.343 | 0.045852 | 0.046829 | 0.044667 | 0.044951 | 2021 |  | 0.015515 | 0.01126 | 0.013819 | 0.0092219 | 13.1093 | - | 14.1581 | - | 7.079 | 0.015269 | 0.011081 | 0.0136 | 0.0090759 | 17.5665 | - | 18.9719 | - | 9.4859 | 0.0058974 | 0.0053208 | 2021 |  | 0.061365 | 0.044405 | 0.0516 | 0.03489 | 41.7542 | - | 45.0945 | - | 22.5473 | 0.060393 | 0.043701 | 0.050783 | 0.034338 | 55.9506 | - | 60.4267 | - | 30.2133 | 2021 |  | 99.7536 | 0.29183 | 8.2404 | 4.2661 | 0.37142 | 8.2404 | 4.3059 | 4.976 | 5.0224
2022 |  | 0.058432 | 0.053038 | 0.048249 | 0.03887 | 0.003675 | 0.072442 | 0.066151 | 0.060564 | 0.049625 | 62.3264 | 0 | 67.3126 | 0 | 33.6563 | 0.046528 | 0.04752 | 0.045326 | 0.045614 | 2022 |  | 0.014138 | 0.0098767 | 0.012466 | 0.007964 | 8.896 | - | 9.6077 | - | 4.8039 | 0.015576 | 0.010881 | 0.013734 | 0.0087737 | 13.4788 | - | 14.5571 | - | 7.2786 | 0.0054303 | 0.0054303 | 2022 |  | 0.055972 | 0.039208 | 0.046724 | 0.030074 | 28.5155 | - | 30.7967 | - | 15.3984 | 0.061663 | 0.043195 | 0.051475 | 0.033132 | 43.2053 | - | 46.6617 | - | 23.3308 | 2022 |  | 101.7486 | 0.18943 | 8.6216 | 4.4055 | 0.29767 | 8.6216 | 4.4596 | 5.1386 | 5.2017
2023 |  | 0.061033 | 0.05405 | 0.046039 | 0.036112 | 0.0041535 | 0.076033 | 0.067889 | 0.058545 | 0.046966 | 64.8979 | 22.9544 | 70.0897 | 27.2024 | 48.646 | 0.047225 | 0.048232 | 0.046005 | 0.046298 | 2023 |  | 0.01184 | 0.0079862 | 0.0095139 | 0.0059497 | - | 8.6679 | - | 10.272 | 5.136 | 0.014879 | 0.010037 | 0.011957 | 0.0074772 | 9.098 | - | 9.8258 | - | 4.9129 | 0.0040586 | 0.0040586 | 2023 |  | 0.041843 | 0.028515 | 0.031778 | 0.020146 | - | 27.9312 | - | 33.1002 | 16.5501 | 0.052586 | 0.035836 | 0.039936 | 0.025318 | 29.3171 | - | 31.6625 | - | 15.8312 | 2023 |  | 103.7836 | 0.11041 | 6.4872 | 3.2988 | 0.22082 | 8.9493 | 4.585 | 3.8477 | 5.348
2024 |  | 0.066268 | 0.062141 | 0.046246 | 0.042162 | 0.0038016 | 0.08173 | 0.076915 | 0.058376 | 0.053612 | 68.9662 | 40.5866 | 74.4835 | 48.0977 | 61.2906 | 0.047754 | 0.048772 | 0.04652 | 0.046816 | 2024 |  | 0.0097295 | 0.0071255 | 0.0071323 | 0.0052715 | - | 15.362 | - | 18.205 | 9.1025 | 0.012557 | 0.0091962 | 0.0092049 | 0.0068034 | - | 8.9166 | - | 10.5667 | 5.2834 | 0.0026876 | 0.0026876 | 2024 |  | 0.034488 | 0.025345 | 0.024036 | 0.017849 | - | 49.7985 | - | 59.0144 | 29.5072 | 0.044511 | 0.03271 | 0.031021 | 0.023036 | - | 28.9046 | - | 34.2538 | 17.1269 | 2024 |  | 105.8593 | - | 5.2209 | 2.6104 | 0.11262 | 7.028 | 3.5703 | 3.0448 | 4.1644
2025 |  | 0.063836 | 0.060313 | 0.04957 | 0.044373 | 0.0029405 | 0.077889 | 0.073779 | 0.061249 | 0.055186 | 75.4112 | 61.9201 | 81.4441 | 73.3792 | 77.4117 | 0.048305 | 0.049334 | 0.047057 | 0.047356 | 2025 |  | 0.0066762 | 0.0049185 | 0.0054867 | 0.0039725 | - | 257.8997 | - | 305.6272 | 152.8136 | 0.0091901 | 0.0067705 | 0.0075527 | 0.0054683 | - | 202.2611 | - | 239.692 | 119.846 | 0.0020909 | 0.0020909 | 2025 |  | 0.023423 | 0.017268 | 0.018281 | 0.013324 | - | 833.6355 | - | 987.9101 | 493.955 | 0.032242 | 0.023771 | 0.025165 | 0.018341 | - | 653.7892 | - | 774.781 | 387.3905 | 2025 |  | 107.9765 | - | 9.5076 | 4.7538 | - | 10.3127 | 5.1563 | 5.5448 | 6.0144
2026 |  | 0.06508 | 0.060972 | 0.054865 | 0.048028 | 0.0024813 | 0.078804 | 0.074012 | 0.066889 | 0.058914 | 83.3753 | 87.7191 | 90.0453 | 103.9526 | 96.999 | 0.048877 | 0.049919 | 0.047614 | 0.047917 | 2026 |  | 0.0035756 | 0.0025857 | 0.0032174 | 0.0022469 | - | 309.3265 | - | 366.5712 | 183.2856 | 0.0066253 | 0.0047911 | 0.0059615 | 0.0041634 | - | 279.7629 | - | 331.5365 | 165.7682 | 0.0014922 | 0.0014922 | 2026 |  | 0.012497 | 0.0090154 | 0.010559 | 0.0073898 | - | 1005.3646 | - | 1191.4198 | 595.7099 | 0.023156 | 0.016705 | 0.019566 | 0.013693 | - | 909.2777 | - | 1077.5509 | 538.7754 | 2026 |  | 110.136 | - | 8.935 | 4.4675 | - | 10.573 | 5.2865 | 5.2109 | 6.1662
2027 |  | 0.072144 | 0.067409 | 0.053505 | 0.04648 | 0.0019519 | 0.086425 | 0.080903 | 0.064685 | 0.05649 | 91.8429 | 106.9969 | 99.1903 | 126.798 | 112.9942 | 0.049487 | 0.050542 | 0.048209 | 0.048515 | 2027 |  | 0.0022463 | 0.0016435 | 0.001779 | 0.0012353 | - | 308.9888 | - | 366.171 | 183.0855 | 0.0037895 | 0.0027724 | 0.003001 | 0.002084 | - | 332.2423 | - | 393.7279 | 196.8639 | 0.00090014 | 0.00090014 | 2027 |  | 0.0078162 | 0.0057304 | 0.0058559 | 0.004102 | - | 1004.2669 | - | 1190.119 | 595.0595 | 0.013186 | 0.009667 | 0.0098787 | 0.00692 | - | 1079.845 | - | 1279.6836 | 639.8418 | 2027 |  | 112.3387 | - | 7.656 | 3.828 | - | 9.9813 | 4.9907 | 4.465 | 5.8211
2028 |  | 0.075718 | 0.066914 | 0.059647 | 0.048628 | 0.0017182 | 0.090322 | 0.080052 | 0.071576 | 0.058724 | 100.5548 | 115.5375 | 108.5992 | 136.9192 | 122.7592 | 0.05012 | 0.051188 | 0.048825 | 0.049136 | 2028 |  | - | - | - | - | - | 241.419 | - | 286.0966 | 143.0483 | 0.0022647 | 0.0015532 | 0.0019045 | 0.0012508 | - | 332.8919 | - | 394.4977 | 197.2488 | 0.00031445 | 0.00031445 | 2028 |  | 0 | 0 | 0 | 0 | - | 784.6534 | - | 929.8633 | 464.9316 | 0.0079041 | 0.0054545 | 0.0062947 | 0.0042073 | - | 1081.9562 | - | 1282.1856 | 641.0928 | 2028 |  | 114.5855 | - | 7.9709 | 3.9855 | - | 11.0014 | 5.5007 | 4.6487 | 6.416
2029 |  | 0.07949 | 0.072831 | 0.059632 | 0.050466 | 0.0015938 | 0.094576 | 0.086809 | 0.071413 | 0.060723 | 109.5786 | 125.5771 | 118.3449 | 148.8166 | 133.5808 | 0.050776 | 0.051859 | 0.049465 | 0.049779 | 2029 |  | - | - | - | - | - | 161.9384 | - | 191.9071 | 95.9535 | - | - | - | - | - | 261.7376 | - | 310.1754 | 155.0877 | 0.00032245 | 0.00032245 | 2029 |  | 0 | 0 | 0 | 0 | - | 526.3277 | - | 623.7312 | 311.8656 | - | - | - | - | - | 850.6925 | - | 1008.1236 | 504.0618 | 2029 |  | 116.8772 | - | 5.3151 | 2.6575 | - | 8.6395 | 4.3198 | 3.0998 | 5.0386
2030 |  | 0.074656 | 0.070444 | 0.064192 | 0.058661 | 0.0014876 | 0.088814 | 0.083901 | 0.076609 | 0.070157 | 106.4055 | 123.9624 | 114.9179 | 146.9032 | 130.9105 | 0.051159 | 0.05225 | 0.049838 | 0.050154 | 2030 |  | - | - | - | - | - | 80.4071 | - | 95.2875 | 47.6437 | - | - | - | - | - | 147.1279 | - | 174.3558 | 87.1779 | 0.00033022 | 0.00033022 | 2030 |  | - | - | - | - | - | 261.337 | - | 309.7007 | 154.8503 | - | - | - | - | - | 478.1911 | - | 566.6864 | 283.3432 | 2030 |  | 119.2147 | - | 2.0345 | 1.0173 | - | 3.6215 | 1.8107 | 1.1865 | 2.112
2031 |  | 0.075603 | 0.070805 | 0.059378 | 0.051827 | 0.0014546 | 0.08988 | 0.084284 | 0.070955 | 0.062148 | 106.7096 | 122.6093 | 115.2464 | 145.2997 | 130.2731 | 0.051567 | 0.052666 | 0.050235 | 0.050554 | 2031 |  | - | - | - | - | - | 38.3149 | - | 45.4055 | 22.7028 | - | - | - | - | - | 86.6273 | - | 102.6588 | 51.3294 | 0.00033683 | 0.00033683 | 2031 |  | - | - | - | - | - | 124.5299 | - | 147.5757 | 73.7879 | - | - | - | - | - | 281.5538 | - | 333.6589 | 166.8294 | 2031 |  | 121.599 | - | 1.3059 | 0.65293 | - | 2.9236 | 1.4618 | 0.76157 | 1.705
2032 |  | 0.07533 | 0.069993 | 0.061833 | 0.053569 | 0.0021811 | 0.090409 | 0.084184 | 0.074665 | 0.065027 | 116.2857 | 133.2634 | 125.5885 | 157.9254 | 141.757 | 0.051999 | 0.053107 | 0.050656 | 0.050977 | 2032 |  | - | - | - | - | - | 11.3235 | - | 13.419 | 6.7095 | - | - | - | - | - | 41.5396 | - | 49.227 | 24.6135 | 0.00034357 | 0.00034357 | 2032 |  | - | - | - | - | - | 36.8032 | - | 43.6141 | 21.8071 | - | - | - | - | - | 135.0108 | - | 159.9962 | 79.9981 | 2032 |  | 124.031 | - | 0.35913 | 0.17956 | - | 1.4154 | 0.70769 | 0.20944 | 0.82545
2033 |  | 0.083089 | 0.072984 | 0.06402 | 0.052329 | 0.0023151 | 0.099615 | 0.087829 | 0.077373 | 0.063736 | 112.9184 | 131.5499 | 121.9518 | 155.8948 | 138.9233 | 0.052456 | 0.053574 | 0.051101 | 0.051426 | 2033 |  | - | - | - | - | - | - | - | - | - | - | - | - | - | - | 10.2879 | - | 12.1918 | 6.0959 | 0.00035044 | 0.00035044 | 2033 |  | - | - | - | - | - | - | - | - | - | - | - | - | - | - | 33.4373 | - | 39.6253 | 19.8126 | 2033 |  | 126.5116 | - | - | - | - | 0.24469 | 0.12235 | - | 0.14271
2034 |  | 0.083488 | 0.070258 | 0.069363 | 0.054548 | 0.0024574 | 0.10025 | 0.084815 | 0.083772 | 0.066491 | 113.2411 | 130.114 | 122.3004 | 154.1932 | 138.2468 | 0.052939 | 0.054068 | 0.051572 | 0.0519 | 2034 |  | - | - | - | - | - | - | - | - | - | - | - | - | - | - | - | - | - | - | 0.00035745 | 0.00035745 | 2034 |  | - | - | - | - | - | - | - | - | - | - | - | - | - | - | - | - | - | - | 2034 |  | 129.0419 | - | - | - | - | - | - | - | -
2035 |  | 0.088053 | 0.078684 | 0.0788 | 0.066748 | 0.0026084 | 0.10575 | 0.094819 | 0.094955 | 0.080897 | 123.4033 | 141.4202 | 133.2755 | 167.5917 | 150.4336 | 0.053449 | 0.054588 | 0.052068 | 0.052399 | 2035 |  | - | - | - | - | - | - | - | - | - | - | - | - | - | - | - | - | - | - | 0.00036459 | 0.00036459 | 2035 |  | - | - | - | - | - | - | - | - | - | - | - | - | - | - | - | - | - | - | 2035 |  | 131.6227 | - | - | - | - | - | - | - | -
2036 |  | 0.091473 | 0.080787 | 0.084577 | 0.071106 | 0.0030184 | 0.11021 | 0.09775 | 0.10217 | 0.086459 | 127.9698 | 146.5576 | 138.2074 | 173.6799 | 155.9436 | 0.05393 | 0.05508 | 0.052537 | 0.052871 | 2036 |  | - | - | - | - | - | - | - | - | - | - | - | - | - | - | - | - | - | - | 0.00037189 | 0.00037189 | 2036 |  | - | - | - | - | - | - | - | - | - | - | - | - | - | - | - | - | - | - | 2036 |  | 134.2551 | - | - | - | - | - | - | - | -
2037 |  | 0.095027 | 0.082946 | 0.090778 | 0.075749 | 0.0034929 | 0.11491 | 0.10082 | 0.10996 | 0.092427 | 132.7053 | 151.8816 | 143.3217 | 179.9892 | 161.6555 | 0.054416 | 0.055575 | 0.05301 | 0.053347 | 2037 |  | - | - | - | - | - | - | - | - | - | - | - | - | - | - | - | - | - | - | 0.00037932 | 0.00037932 | 2037 |  | - | - | - | - | - | - | - | - | - | - | - | - | - | - | - | - | - | - | 2037 |  | 136.9403 | - | - | - | - | - | - | - | -
2038 |  | 0.098718 | 0.085163 | 0.097433 | 0.080695 | 0.004042 | 0.11986 | 0.10405 | 0.11836 | 0.098837 | 137.616 | 157.3991 | 148.6253 | 186.5277 | 167.5765 | 0.054906 | 0.056076 | 0.053487 | 0.053827 | 2038 |  | - | - | - | - | - | - | - | - | - | - | - | - | - | - | - | - | - | - | 0.00038691 | 0.00038691 | 2038 |  | - | - | - | - | - | - | - | - | - | - | - | - | - | - | - | - | - | - | 2038 |  | 139.6791 | - | - | - | - | - | - | - | -
2039 |  | 0.10255 | 0.087439 | 0.10458 | 0.085963 | 0.0046774 | 0.12507 | 0.10744 | 0.12743 | 0.10572 | 142.7085 | 163.1169 | 154.1252 | 193.3037 | 173.7145 | 0.0554 | 0.056581 | 0.053969 | 0.054312 | 2039 |  | - | - | - | - | - | - | - | - | - | - | - | - | - | - | - | - | - | - | 0.00039465 | 0.00039465 | 2039 |  | - | - | - | - | - | - | - | - | - | - | - | - | - | - | - | - | - | - | 2039 |  | 142.4726 | - | - | - | - | - | - | - | -
2040 |  | 0.10654 | 0.089776 | 0.11224 | 0.091576 | 0.0054127 | 0.13058 | 0.11103 | 0.13723 | 0.11313 | 147.9894 | 169.0425 | 159.8286 | 200.3259 | 180.0773 | 0.055899 | 0.05709 | 0.054455 | 0.054801 | 2040 |  | - | - | - | - | - | - | - | - | - | - | - | - | - | - | - | - | - | - | 0.00040254 | 0.00040254 | 2040 |  | - | - | - | - | - | - | - | - | - | - | - | - | - | - | - | - | - | - | 2040 |  | 145.3221 | - | - | - | - | - | - | - | -
2041 |  | 0.11068 | 0.092176 | 0.12047 | 0.097556 | 0.0062635 | 0.1364 | 0.11482 | 0.14782 | 0.12109 | 153.4657 | 175.1834 | 165.743 | 207.6032 | 186.6731 | 0.056402 | 0.057604 | 0.054945 | 0.055294 | 2041 |  | - | - | - | - | - | - | - | - | - | - | - | - | - | - | - | - | - | - | 0.00041059 | 0.00041059 | 2041 |  | - | - | - | - | - | - | - | - | - | - | - | - | - | - | - | - | - | - | 2041 |  | 148.2285 | - | - | - | - | - | - | - | -
2042 |  | 0.11497 | 0.094639 | 0.1293 | 0.10393 | 0.0072481 | 0.14256 | 0.11884 | 0.15927 | 0.12967 | 159.1447 | 181.5473 | 171.8763 | 215.1449 | 193.5106 | 0.05691 | 0.058123 | 0.05544 | 0.055792 | 2042 |  | - | - | - | - | - | - | - | - | - | - | - | - | - | - | - | - | - | - | 0.0004188 | 0.0004188 | 2042 |  | - | - | - | - | - | - | - | - | - | - | - | - | - | - | - | - | - | - | 2042 |  | 151.1931 | - | - | - | - | - | - | - | -
2043 |  | 0.11944 | 0.097169 | 0.13878 | 0.11071 | 0.0083875 | 0.1491 | 0.12312 | 0.17166 | 0.13892 | 165.0338 | 188.1424 | 178.2365 | 222.9605 | 200.5985 | 0.057422 | 0.058646 | 0.055939 | 0.056294 | 2043 |  | - | - | - | - | - | - | - | - | - | - | - | - | - | - | - | - | - | - | 0.00042718 | 0.00042718 | 2043 |  | - | - | - | - | - | - | - | - | - | - | - | - | - | - | - | - | - | - | 2043 |  | 154.217 | - | - | - | - | - | - | - | -
2044 |  | 0.12408 | 0.099766 | 0.14896 | 0.11794 | 0.009706 | 0.15605 | 0.12769 | 0.18506 | 0.14889 | 171.1409 | 194.9772 | 184.8322 | 231.0601 | 207.9461 | 0.057939 | 0.059174 | 0.056442 | 0.056801 | 2044 |  | - | - | - | - | - | - | - | - | - | - | - | - | - | - | - | - | - | - | 0.00043572 | 0.00043572 | 2044 |  | - | - | - | - | - | - | - | - | - | - | - | - | - | - | - | - | - | - | 2044 |  | 157.3013 | - | - | - | - | - | - | - | -
2045 |  | 0.1289 | 0.10243 | 0.15988 | 0.12564 | 0.011232 | 0.16345 | 0.13258 | 0.19958 | 0.15965 | 177.4739 | 202.0601 | 191.6718 | 239.4539 | 215.5629 | 0.058461 | 0.059707 | 0.05695 | 0.057312 | 2045 |  | - | - | - | - | - | - | - | - | - | - | - | - | - | - | - | - | - | - | 0.00044444 | 0.00044444 | 2045 |  | - | - | - | - | - | - | - | - | - | - | - | - | - | - | - | - | - | - | 2045 |  | 160.4473 | - | - | - | - | - | - | - | -
2046 |  | 0.13391 | 0.10517 | 0.1716 | 0.13384 | 0.012997 | 0.17135 | 0.13783 | 0.21531 | 0.17128 | 184.0413 | 209.4004 | 198.7646 | 248.1526 | 223.4586 | 0.058987 | 0.060244 | 0.057463 | 0.057828 | 2046 |  | - | - | - | - | - | - | - | - | - | - | - | - | - | - | - | - | - | - | 0.00045333 | 0.00045333 | 2046 |  | - | - | - | - | - | - | - | - | - | - | - | - | - | - | - | - | - | - | 2046 |  | 163.6563 | - | - | - | - | - | - | - | -
2047 |  | 0.13911 | 0.10798 | 0.18418 | 0.14258 | 0.015041 | 0.1798 | 0.14349 | 0.23237 | 0.18385 | 190.8518 | 217.0074 | 206.1199 | 257.1673 | 231.6436 | 0.059518 | 0.060786 | 0.05798 | 0.058349 | 2047 |  | - | - | - | - | - | - | - | - | - | - | - | - | - | - | - | - | - | - | 0.00046239 | 0.00046239 | 2047 |  | - | - | - | - | - | - | - | - | - | - | - | - | - | - | - | - | - | - | 2047 |  | 166.9294 | - | - | - | - | - | - | - | -
2048 |  | 0.14451 | 0.11087 | 0.19768 | 0.15189 | 0.017405 | 0.18886 | 0.14962 | 0.25087 | 0.19747 | 197.9142 | 224.8907 | 213.7473 | 266.5095 | 240.1284 | 0.060054 | 0.061334 | 0.058502 | 0.058874 | 2048 |  | - | - | - | - | - | - | - | - | - | - | - | - | - | - | - | - | - | - | 0.00047164 | 0.00047164 | 2048 |  | - | - | - | - | - | - | - | - | - | - | - | - | - | - | - | - | - | - | 2048 |  | 170.268 | - | - | - | - | - | - | - | -
2049 |  | 0.15013 | 0.11383 | 0.21217 | 0.16181 | 0.020141 | 0.1986 | 0.15626 | 0.27097 | 0.21223 | 205.238 | 233.0604 | 221.657 | 276.1911 | 248.924 | 0.060595 | 0.061886 | 0.059029 | 0.059404 | 2049 |  | - | - | - | - | - | - | - | - | - | - | - | - | - | - | - | - | - | - | 0.00048107 | 0.00048107 | 2049 |  | - | - | - | - | - | - | - | - | - | - | - | - | - | - | - | - | - | - | 2049 |  | 173.6733 | - | - | - | - | - | - | - | -
2050 |  | 0.15596 | 0.11687 | 0.22772 | 0.17238 | 0.023307 | 0.2091 | 0.16351 | 0.2928 | 0.22825 | 212.8328 | 241.5268 | 229.8594 | 286.2243 | 258.0419 | 0.06114 | 0.062443 | 0.059561 | 0.059939 | 2050 |  | - | - | - | - | - | - | - | - | - | - | - | - | - | - | - | - | - | - | 0.0004907 | 0.0004907 | 2050 |  | - | - | - | - | - | - | - | - | - | - | - | - | - | - | - | - | - | - | 2050 |  | 177.1468 | - | - | - | - | - | - | - | -
Levelized Costs | [19 empty] | Levelized Costs | [21 empty] | Levelized Costs | [19 empty] | Levelized Costs
10 years (2018-2027) | 10 | 0.058949 | 0.054602 | 0.044346 | 0.037877 | 0.005299 | 0.074939 | 0.069869 | 0.057906 | 0.050361 | 79.8148 | 28.717 | 86.2 | 34.0314 | 60.1157 | 0.04694 | 0.04794 | 0.045727 | 0.046018 | 10 years (2018-2027) | 10 | 0.010198 | 0.0072748 | 0.0081139 | 0.0055052 | 31.2097 | 91.1738 | 31.5809 | 108.0466 | 64.1685 | 0.0099648 | 0.0071187 | 0.0080972 | 0.0055059 | 22.8733 | 85.7675 | 23.5806 | 101.6398 | 55.4101 | 0.0037824 | 0.0030671 | 10 years (2018-2027) | 10 | 0.038566 | 0.027526 | 0.029105 | 0.019889 | 98.5863 | 295.81 | 99.7685 | 350.5533 | 206.7494 | 0.037314 | 0.026678 | 0.028743 | 0.019675 | 72.6088 | 278.3619 | 74.8588 | 329.8762 | 178.9571 | 10 years (2018-2027) | 10 | 102.372 | 1.0251 | 9.0743 | 5.0497 | 0.52715 | 7.9815 | 4.2543 | 5.89 | 4.9622
15 years (2018-2032) | 15 | 0.063774 | 0.058959 | 0.048981 | 0.041985 | 0.0042868 | 0.079387 | 0.07377 | 0.062131 | 0.053971 | 87.6237 | 55.3756 | 94.6336 | 65.6236 | 80.1286 | 0.048102 | 0.049128 | 0.04686 | 0.047157 | 15 years (2018-2032) | 15 | 0.0073437 | 0.0052389 | 0.0058432 | 0.0039645 | 22.4754 | 100.9873 | 21.7479 | 119.6762 | 64.5448 | 0.0073114 | 0.0052193 | 0.0059449 | 0.0040398 | 16.472 | 120.8948 | 16.2386 | 143.2678 | 69.5887 | 0.0028159 | 0.0023008 | 15 years (2018-2032) | 15 | 0.027773 | 0.019823 | 0.02096 | 0.014323 | 70.9962 | 327.8512 | 68.7047 | 388.5241 | 208.4787 | 0.027344 | 0.019538 | 0.021075 | 0.01442 | 52.2887 | 392.6428 | 51.5509 | 465.3062 | 225.3576 | 15 years (2018-2032) | 15 | 107.0549 | 0.73823 | 7.5213 | 4.1298 | 0.37962 | 7.339 | 3.8593 | 4.817 | 4.5015
30 years (2018-2047) | 30 | 0.079555 | 0.070036 | 0.07277 | 0.060228 | 0.004959 | 0.098577 | 0.087475 | 0.090663 | 0.076034 | 109.6566 | 97.5204 | 118.4291 | 115.5678 | 116.9984 | 0.050948 | 0.052034 | 0.049632 | 0.049947 | 30 years (2018-2047) | 30 | 0.0045663 | 0.0032575 | 0.0036333 | 0.0024651 | 13.9751 | 62.7936 | 11.9585 | 74.4143 | 40.1338 | 0.0045462 | 0.0032453 | 0.0036965 | 0.0025119 | 10.2422 | 75.5541 | 8.9291 | 89.5364 | 43.4619 | 0.0019019 | 0.0015816 | 30 years (2018-2047) | 30 | 0.017269 | 0.012326 | 0.013033 | 0.0089059 | 44.1452 | 203.8568 | 37.7786 | 241.583 | 129.6314 | 0.017002 | 0.012148 | 0.013104 | 0.0089666 | 32.5129 | 245.3861 | 28.3462 | 290.7979 | 140.7502 | 30 years (2018-2047) | 30 | 121.0586 | 0.45903 | 4.6767 | 2.5679 | 0.23605 | 4.5711 | 2.4036 | 2.9952 | 2.8035
NOTES: |  | Avoided Costs are in Nominal Dollars | [17 empty] | NOTES: |  | Avoided Costs are in Nominal Dollars | [19 empty] | NOTES: |  | Avoided Costs are in Nominal Dollars | [17 empty] | NOTES: |  | Avoided Costs are in Nominal Dollars
|  | ISO New England periods: Summer is June through September, Winter is all other months. Peak hours are: Monday through Friday 7 AM - 11 PM; Off-Peak Hours are all other hours | [19 empty] | ISO New England periods: Summer is June through September, Winter is all other months. Peak hours are: Monday through Friday 7 AM - 11 PM; Off-Peak Hours are all other hours | [21 empty] | ISO New England periods: Summer is June through September, Winter is all other months. Peak hours are: Monday through Friday 7 AM - 11 PM; Off-Peak Hours are all other hours | [19 empty] | ISO New England periods: Summer is June through September, Winter is all other months. Peak hours are: Monday through Friday 7 AM - 11 PM; Off-Peak Hours are all other hours
1 |  | Avoided retail cost of electric energy = (wholesale energy avoided cost + REC cost to load) * (Wholesale Risk Premium) * (1 + Distribution Losses), e.g., f = (a + e) * (1 + 8.0%) * (1 + 8.0%) | [17 empty] | 1 |  | Avoided retail cost of electric energy = (wholesale energy avoided cost + REC cost to load) * (Wholesale Risk Premium) * (1 + Distribution Losses), e.g., f = (a + e) * (1 + 8.0%) * (1 + 8.0%) | [19 empty] | 1 |  | Avoided retail cost of electric energy = (wholesale energy avoided cost + REC cost to load) * (Wholesale Risk Premium) * (1 + Distribution Losses), e.g., f = (a + e) * (1 + 8.0%) * (1 + 8.0%) | [17 empty] | 1 |  | Avoided retail cost of electric energy = (wholesale energy avoided cost + REC cost to load) * (Wholesale Risk Premium) * (1 + Distribution Losses), e.g., f = (a + e) * (1 + 8.0%) * (1 + 8.0%)
2 |  | Uncleared capacity value includes reserve margin and uncleared load forecast effect | [17 empty] | 2 |  | Uncleared capacity value includes reserve margin and uncleared load forecast effect | [19 empty] | 2 |  | Uncleared capacity value includes reserve margin and uncleared load forecast effect | [17 empty] | 2 |  | Uncleared capacity value includes reserve margin and uncleared load forecast effect
3 |  | Value of avoided capacity costs and capacity DRIPE each year is function of quantity of kW reduction in year, PA bidding strategy that reduction into applicable FCAs, reserve margin, and the uncleared load forecast effect. | [17 empty] | 3 |  | Value of avoided capacity costs and capacity DRIPE each year is function of quantity of kW reduction in year, PA bidding strategy that reduction into applicable FCAs, reserve margin, and the uncleared load forecast effect. | [19 empty] | 3 |  | Value of avoided capacity costs and capacity DRIPE each year is function of quantity of kW reduction in year, PA bidding strategy that reduction into applicable FCAs, reserve margin, and the uncleared load forecast effect. | [17 empty] | 3 |  | Value of avoided capacity costs and capacity DRIPE each year is function of quantity of kW reduction in year, PA bidding strategy that reduction into applicable FCAs, reserve margin, and the uncleared load forecast effect.
4 |  | Proceeds from selling into the FCM also include the ISO New England loss factor of 8.0% | [17 empty] | 4 |  | Proceeds from selling into the FCM also include the ISO New England loss factor of 8.0% | [19 empty] | 4 |  | Proceeds from selling into the FCM also include the ISO New England loss factor of 8.0% | [17 empty] | 4 |  | Proceeds from selling into the FCM also include the ISO New England loss factor of 8.0%
5 |  | Assumes PTF loss factor of 1.6%, ISO New England loss factor of 8.0%, and Wholesale Risk Premium of 8.0% | [17 empty] | 5 |  | Assumes PTF loss factor of 1.6%, ISO New England loss factor of 8.0%, and Wholesale Risk Premium of 8.0% | [19 empty] | 5 |  | Assumes PTF loss factor of 1.6%, ISO New England loss factor of 8.0%, and Wholesale Risk Premium of 8.0% | [17 empty] | 5 |  | Assumes PTF loss factor of 1.6%, ISO New England loss factor of 8.0%, and Wholesale Risk Premium of 8.0%
6 |  | Assumes bid percentage of 50.0% | [17 empty] | 6 |  | Assumes bid percentage of 50.0% | [19 empty] | 6 |  | Assumes bid percentage of 50.0% | [17 empty] | 6 |  | Assumes bid percentage of 50.0%
7 |  | Cross DRIPE = Electric-Gas cross DRIPE + Electric-Gas-Electric cross DRIPE | [17 empty] | 7 |  | Cross DRIPE = Electric-Gas cross DRIPE + Electric-Gas-Electric cross DRIPE | [19 empty] | 7 |  | Cross DRIPE = Electric-Gas cross DRIPE + Electric-Gas-Electric cross DRIPE | [17 empty] | 7 |  | Cross DRIPE = Electric-Gas cross DRIPE + Electric-Gas-Electric cross DRIPE
8 |  | Assumes VOLL of $25.00/kWh | [17 empty] | 8 |  | Assumes VOLL of $25.00/kWh | [19 empty] | 8 |  | Assumes VOLL of $25.00/kWh | [17 empty] | 8 |  | Assumes VOLL of $25.00/kWh
9 |  | Assumes $100/ton CO2 price; NOX prices not included | [17 empty] | 9 |  | Assumes $100/ton CO2 price; NOX prices not included | [19 empty] | 9 |  | Assumes $100/ton CO2 price; NOX prices not included | [17 empty] | 9 |  | Assumes $100/ton CO2 price; NOX prices not included