## Overview
Cape Light Compact, Cape and Vineyard Electrification Offering
Model Overview
This workbook supports the Compact's CVEO program design assumptions, including costs and cost recovery.
Table of Contents
| Tab | Summary
| Overview | This tab summarizes the tabs within the model.
| Inputs | Values referenced throughout workbook calculations.
| Summary | Overview of the offering's design, participants, and incentives.
| Results | Summary of key results.
| Variances | Provides a summary and comparison of planned and actual costs, savings, benefits, and cost-effectiveness.
| EES | Estimates an hypothetical 2024 EES with and without CVEO costs included.
| Bills Summary | Summarizes the bill impacts from the hypothetical CVEO EES rate impact.
| Bills Detail | Details the bill impacts from the hypothetical CVEO EES rate impact.
| ParticipantBills | Estimates energy bill and other cost impacts for participants.
| Batteries | Summarizes battery costs by customer and battery.
| Annual | Estimates annual energy bills for participants.
| Monthly | Estimates monthly energy bills for participants.
| Budget | CVEO budget by technology, sector, and budget category.
| Heat Pumps | Heat pumps assumptions (quantities, savings, costs) from heat pump installation by income and technology type.
| HEATLoan | Estimates interest from HEAT Loan for the non-deed restricted customers.
| Payback | Estimates the payback period for a non-deed restricted customer.
| LI Subsidy | Estimates overall ratepayer savings from decreases in total LI subsidy.
| LI% | Estimates the low-income budget as a percent of total budget.
| RECs | Estimates revenue from RECs.
| APS | Estimates value of Alternative Energy Credits (AEC) available from Alternative Energy Portfolio Standard (APS) for heat pumps.
| Sales | Customer sales by rate class by month for the Compact's territory for 2024.
| Wholesale | Average Monthly Wholesale Load Cost Report from ISO New England.

## Inputs
Cape Light Compact, Cape and Vineyard Electrification Offering
Model Inputs
Version: For Report filed August 1, 2025
CVEO Inputs: Actual Results
| Input | Units | Value | Source / Notes
Participation | Total Participants | Accounts | 55 | Calculation
| Residential Non-deed restricted | % of accounts | 0% | Calculation
| Residential Deed restricted | % of accounts | 29.09% | Calculation
| Income Eligible Non-deed restricted | % of accounts | 14.55% | Calculation
| Income Eligible Deed restricted | % of accounts | 56.36% | Calculation
| Residential Non-deed restricted | Accounts | 0 | CLC's tracking system.
| Residential Deed restricted | Accounts | 16 | CLC's tracking system.
| Income Eligible Non-deed restricted | Accounts | 8 | CLC's tracking system.
| Income Eligible Deed restricted | Accounts | 31 | CLC's tracking system.
Solar PV System | Total solar PV cost | $/unit | 29106.8 | CLC's tracking system. Includes all associated costs, including any electrical work or interconnection costs.
| CVEO incentive to Non-deed restricted customers | $/unit | 15000 | Consistent with Program design.
| Solar PV size | kW DC/unit | 7.4992 | CLC's tracking system.
| Solar PV size | kW AC/unit | 7.1692 | Calculated: PV size * DC to AC derating.
| Annual production | kWh/unit | 7740.5273 | CLC's tracking system.
| DC to AC derating | % | 95.6% | Consistent with Plan. PVWatts Calculator using the following inputs as of 8/27/2018: Barnstable, MA, 1 DC kW, Standard Module, Fixed roof mount array, system losses 14.08%, see: http://pvwatts.nrel.gov/
| Annual DC capacity factor | % | 14% | Consistent with Plan. Based on MassCEC, PVWatts Calculator, and Synapse PV Model.
| Annual production | kWh/unit | 8792.3287 | Calculated for informational purposes: System size AC * Capacity Factor * 8760.
Note: The RECs tab contains additional inputs.
Battery Storage System | Participants
| Participants receiving batteries, Residential Non-deed restricted | % of accounts | n/a | Calculation
| Participants receiving batteries, Residential Deed restricted | % of accounts | 18.75% | Calculation
| Participants receiving batteries, Income Eligible Non-deed restricted | % of accounts | 0% | Calculation
| Participants receiving batteries, Income Eligible Deed restricted | % of accounts | 29.03% | Calculation
| Participants receiving batteries, Residential Non-deed restricted | Accounts | 0 | No moderate income projects.
| Participants receiving batteries, Residential Deed restricted | Accounts | 3 | CLC's tracking system. All Batteries were installed in 2024.
| Participants receiving batteries, Income Eligible Non-deed restricted | Accounts | 0 | CLC's tracking system. All Batteries were installed in 2024.
| Participants receiving batteries, Income Eligible Deed restricted | Accounts | 9 | CLC's tracking system. All Batteries were installed in 2024.
| Total participants with batteries | Accounts | 12 | Calculation
| Batteries per participant, Residential Non-deed restricted | Batteries | 0 | No moderate income projects.
| Batteries per participant, Residential Deed restricted | Batteries | 1.6667 | One customer received 1 battery. Two customers received 2 batteries.
| Batteries per participant, Income Eligible Non-deed restricted | Batteries | 0 | No batteries installed.
| Batteries per participant, Income Eligible Deed restricted | Batteries | 1.6667 | Three customers received 1 battery. Six customers received 2 batteries.
| Total batteries installed | Batteries | 20 | Calculation.
Costs and Incentives
| Total battery cost | $/unit | 19887.72 | CLC's tracking system. Includes all associated costs, including any electrical work or interconnection costs.
| ConnectedSolutions, customers participating in program year | % of accounts | 25% | Calculation.
2024 Operation
| Batteries participating in ConnectedSolutions | Units | 3 | For summer 2024, 2 customers participated the whole season, and 1 joined part way through.
| Average battery output | kW/unit | 3.39 | Consistent with CLC reported data. Represents the average power discharged across events in 2024.
| Average battery capacity | kWh/unit | 13.5 | Consistent with CLC reported data.
| Battery roundtrip efficiency | % | 90% | Consistent with DPU 20-40 proposal. Exhibit ATB, Attachment B at 4.
| Number of ConnectedSolutions events per summer | # events | 45 | Calculation
| Events in June | # events | 2 | Based on 2024 actual events.
| Events in July | # events | 27 | Based on 2024 actual events.
| Events in August | # events | 16 | Based on 2024 actual events.
| Events in September | # events | 0 | Based on 2024 actual events.
| Length of ConnectedSolutions event | hours | 2 | Most events were 2 hours. Maximum length of event is 3 hours.
Heat Pumps | Heat Pumps installed for Residential Non-deed restricted | Participants | 0 | CLC's tracking system.
| Heat Pumps installed for Residential Deed restricted | Participants | 15 | CLC's tracking system.
| Heat Pumps installed for Income Eligible Non-deed restricted | Participants | 2 | CLC's tracking system.
| Heat Pumps installed for Income Eligible Deed restricted | Participants | 28 | CLC's tracking system.
| Participants switching from electric heat | Participants | 3 | CLC's tracking system.
| Participants switching from oil heat | Participants | 11 | CLC's tracking system.
| Participants switching from propane heat | Participants | 31 | CLC's tracking system.
| Minisplits | Participants | 38 | CLC's tracking system.
Stoves | Customers requiring a non-induction stove, Residential Non-deed restricted | Accounts | 0 | CLC's tracking system.
| Customers requiring a non-induction stove, Residential Deed restricted | Accounts | 3 | CLC's tracking system.
| Customers requiring a non-induction stove, Income Eligible Non-deed restricted | Accounts | 1 | CLC's tracking system.
| Customers requiring a non-induction stove, Income Eligible Deed restricted | Accounts | 4 | CLC's tracking system.
| Average incentive per non-induction stove | $/Account | 1109.9987 | CLC's tracking system.
| Input | Units | Value | Source / Notes
HEAT Loan | Interest Rate (APR) | % | 7.024% | Average interest rate of actual loans.
| Customers obtaining a HEAT Loan (Income Eligible Non-Deed Restricted) | Accounts | 6 | Cutomers used the HEAT Loan to finance the Solar PV costs greater than the $15,000 incentive.
| Amount customers financed through the HEAT Loan (Principal) | $ | 104703 | CLC's tracking system. Principal amount for all customers.
| Loan term | Years | 7 | https://www.myheatloan.com/landingpage
| Payments per year | Payments | 12 | Months in a year.
Additional Costs | Sales, Technical Assistance & Training (STAT)
| Heat Pump, Residential Deed Restricted | $ | 126988.7 | CLC's tracking system.
| Heat Pump, Income Eligible Non-Deed Restricted | $ | 15525 | CLC's tracking system.
| Heat Pump, Income Eligible Deed Restricted | $ | 170464.235 | CLC's tracking system.
| Solar, Residential Deed Restricted | $ | 74658.62 | CLC's tracking system.
| Solar, Income Eligible Non-Deed Restricted | $ | 36114.775 | CLC's tracking system.
| Solar, Income Eligible Deed Restricted | $ | 145035.085 | CLC's tracking system.
| HEAT Loan, Income Eligible Non-Deed Restricted |  | 210 | CLC's tracking system.
| Battery, Residential Deed Restricted | $ | 14738.4 | CLC's tracking system.
| Battery, Income Eligible Deed Restricted | $ | 44537.715 | CLC's tracking system.
Marketing and Advertising
| Residential Non-deed restricted | $ | 0 | There were no CVEO-specific marketing costs.
| Residential Deed restricted | $ | 0 | There were no CVEO-specific marketing costs.
| Income Eligible Non-deed restricted | $ | 0 | There were no CVEO-specific marketing costs.
| Income Eligible Deed restricted | $ | 0 | There were no CVEO-specific marketing costs.
Evaluation and Market Research
| Residential costs | $ | 238762.042 | CLC's tracking system.
| Income Eligible costs | $ | 61066.058 | CLC's tracking system.
Rate and Bill Inputs
| Input | Units | Value
Fuel | Average fuel oil price | $/gallon | 3.83 | EIA, 2023-2024 Winter Forecast, Table WF01. https://www.eia.gov/outlooks/steo/tables/pdf/wf01.pdf
| Average propane price | $/gallon | 3.34 | EIA, 2023-2024 Winter Forecast, Table WF01. https://www.eia.gov/outlooks/steo/tables/pdf/wf01.pdf
Electric Bill | Customer charge | $/year | 120 | See EES tab
| R-1 / R-2 distribution and supply rate | $/kWh | 0.30077 | Supply rates effective April 2024. Distribution rates effective January 2024. Includes SBC but not EERF. See BillsDetail tab.
| R-3 / R-4 distribution and supply rate | $/kWh | 0.29464 | Supply rates effective April 2024. Distribution rates effective January 2024. Includes SBC but not EERF. See BillsDetail tab.
| 2024 EES rate without CVEO, Residential and Low-Income | $/kWh | 0.02865 | See EES tab
| 2024 EES rate with CVEO, Residential and Low-Income | $/kWh | 0.03166 | See EES tab
| LI Discount | % | 42% | Updated to be consistent with Eversource's rate case (D.P.U. 22-22).
Electric Consumption | Baseload consumption, Residential, non-heating | kWh | 6360 | Updated to be consistent with Eversource's rate case (D.P.U. 22-22).
| Baseload consumption, Low-Income, non-heating | kWh | 5700 | Updated to be consistent with Eversource's rate case (D.P.U. 22-22).
| Baseload consumption, Residential, heating | kWh | 8940 | Updated to be consistent with Eversource's rate case (D.P.U. 22-22).
| Baseload consumption, Low-Income, heating | kWh | 9960 | Updated to be consistent with Eversource's rate case (D.P.U. 22-22).
| Baseload consumption for air conditioning, residential and low-income | kWh | 569 | Annual energy use for Room or Window AC units. The baseload electric consumption likely already includes some or all of a home's cooling usage. For the sake of this model, we assume cooling is incremental to the baseload consumption. Source: Navigant Study, Res 1 Baseline Load Shape Study, July 27, 2018, page 19: https://api-plus.anbetrack.com/etrm-gateway/etrm/api/v1/etrm/documents/5ee4885e6996f2535f7df752/view?authToken=e93b8d4e09b67e6f455e40f915628c6f4e5c3e9b3a23ff704312e44e42592ecab476eb723522f5e8d277a5f72509fe88e10c5074a533c885af3329d92100558ba74020e802f632.
Other | Real Discount Rate | % | 0.21%
| Nominal Discount Rate | % | 1.98%
Monthly Bill Inputs | Month | Average Wholesale Rate | Solar Load Shape | Heat Pump Load Shape
| Units | $/kWh | % | %
| January | 0.04636 | 5.93% | 16.34%
| February | 0.03558 | 7.056% | 20.88%
| March | 0.03843 | 9.169% | 14%
| April | 0.0394 | 9.59% | 8.191%
| May | 0.04827 | 10.41% | 5.577%
| June | 0.05869 | 9.74% | 2.044%
| July | 0.05541 | 10.46% | 0.3942%
| August | 0.05148 | 9.916% | 0.5548%
| September | 0.05488 | 9.386% | 1.927%
| October | 0.05986 | 7.647% | 4.059%
| November | 0.10368 | 5.851% | 10.64%
| December | 0.07792 | 4.85% | 15.39%
| Assumptions / Notes | See Wholesale Cost tab. | Consistent with Planned CVEO Solar load shape. | Based on Synapse's COP calculator. Using a minisplit loadshape; there's very little difference in load shape between ductless and ducted. Load is for heating, not cooling.
Input
Calculation

## Summary
Cape Light Compact, Cape and Vineyard Electrification Offering
Offering Summary
Key changes between planning and reporting:
-The Compact planned to install CVEO in 2023 and 2024. Actual installs occurred primarily in 2024.
-In 2025, the Compact incurred costs related to 1 solar PV system, 1 non-induction stove, and some EMV activities.
-Those 2025 costs and projects are included in the 2024 CVEO values to provide a complete picture for CVEO.
-The Compact will report these 2025 values in its 2025 models and reports. The 2025 solar and non-induction stove projects will have slightly different benefits in 2025 than what is shown here.
-The Compact planned to serve Residential Non-deed restricted properties. No such customers ended up participating.
-The Compact did not initially plan to serve Low Income Non-deed restricted customers. The Compact served 8 customers.
-The Battery Performance results in this model are for the 3 CVEO customers who had batteries installed and operational for the 2024 summer season. Going forward, all CVEO batteries will participate in ConnectedSolutions.
| Participant Requirements |  |  | Total |  | CVEO Incentives
| Customer Sector | Percent of SMI | Deed Restricted Property | Participants | Incentive + STAT Cost | Heat Pumps |  |  | Solar PV |  |  | Battery Storage |  |  | Battery Performance |  |  | Non-Induction Stoves
[6 empty] | Incentive Offered | Customers | Incentive + STAT Cost | Incentive Offered | Customers | Incentive + STAT Cost | Incentive Offered | Customers | Incentive + STAT Cost | Incentive Offered | 2024 Customers | Incentive + STAT Cost | Incentive Offered | Customers | Incentive + STAT Cost
| Residential | 61-80% | No | 0 | 0 | Customer pays lesser of $5k or 20%, financed w/HEAT Loan. CLC pays balance. | 0 | 0 | $15,000. Customer finances balance w/HEAT Loan. | 0 | 0 | Customer finances w/HEAT Loan. | 0 | 0 | Connected Solutions incentive payments. | 0 | 0 | n/a | 0 | 0
| Residential | 61-80% | Yes | 16 | 1658040.61 | 100% | 15 | 969520.1 | 100% | 16 | 572382.62 | 100% | 3 | 112994.4 | n/a | 1 | 0 | 1000 | 3 | 3143.49
| Income Eligible | below 60% | No | 8 | 315398.815 | 100% | 2 | 113525 | $15,000. Customer finances balance w/HEAT Loan. | 8 Solar 6 HEAT Loan | 200716.315 | Customer finances w/HEAT Loan. | 0 | 0 | Connected Solutions incentive payments. | 0 | 0 | 1000 | 1 | 1157.5
| Income Eligible | below 60% | Yes | 31 | 2740863.245 | 100% | 28 | 1280313.045 | 100% | 31 | 1111935.085 | 100% | 9 | 344036.115 | n/a | 2 | 0 | 1000 | 4 | 4579
| Total |  |  | 55 | 4714302.67 |  | 45 | 2363358.145 |  | 55 | 1885034.02 |  | 12 | 457030.515 |  | 3 | 0 |  | 8 | 8879.99

## Results
Cape Light Compact, Cape and Vineyard Electrification Offering
Key Results
| Expenditures | [5 empty] | Rate and Bill impacts to Non-Participants
| Core Initiative | Marketing and Advertising | Participant Incentive | Sales, Technical Assistance & Training | Evaluation and Market Research | Total Costs | Rate Impact (¢/kWh) | Rate Impact (¢/kWh) | Monthly Bill Impacts
[9 empty] | $ Change | % Change
[7 empty] | R-1 | 0.00301 | 1.59 | 0.8613%
| A - Residential | 0 | 1475532.93 | 216595.72 | 238762.042 | 1930890.692 | R-3 | 0.00301 | 2.24 | 0.893%
| A2a - Residential Coordinated Delivery | 0 | 1438511.4 | 216385.72 | 0 | 1654897.12 | R-2 | 0.00301 | 0.83 | 0.8597%
| A2c - Residential Retail | 0 | 8879.99 | 0 | 0 | 8879.99 | R-4 | 0.00301 | 1.45 | 0.8982%
| A3i - Residential HEAT Loan | 0 | 28141.54 | 210 | 0 | 28351.54 | C&I Min: Rate G-1 Small General Service | 0.0022 | 3.63 | 0.773%
| A3f - Residential Evaluation and Market Research | 0 | 0 | 0 | 238762.042 | 238762.042 | C&I Min: Rate G-3 Large General Service | 0.0022 | 1094.61 | 1.311%
| B - Income Eligible | 0 | 2610497.21 | 411676.81 | 61066.058 | 3083240.078
| B1a - Income Eligible Coordinated Delivery | 0 | 2610497.21 | 411676.81 | 0 | 3022174.02
| B2f - Income Eligible Evaluation and Market Research | 0 | 0 | 0 | 61066.058 | 61066.058 | Non-Deed Restricted Financials
| CVEO Total | 0 | 4086030.14 | 628272.53 | 299828.1 | 5014130.77 | Average Customer
[7 empty] | Participants | 6
[7 empty] | Amount Financed ($/Participant) | 17450.5
[7 empty] | Monthly HEAT Loan ($) | 207.744
[7 empty] | Payback (years) | 5.4311
Other results
[7 empty] | Low-Income % of Total Spending | 21.42% | 2022-2024
[7 empty] | Low-Income Subsidy Reduction | 22000 | annually
[7 empty] | Possible funding from RECs | 62400 | annually
[7 empty] | Final funding from APS | 1260 | total
Data for figure:
1.9309
3.0832

## Variances
Cape Light Compact, Cape and Vineyard Electrification Offering
Variance Analysis
| Total CVEO | Planned | Planned Costs ($) | [6 empty] | Planned Savings | [13 empty] | Planned Benefits (2022$) | [7 empty] | Planned Cost-Effectiveness
| Core Initiatives | Participants | Marketing and Advertising | Participant Incentive | Sales, Technical Assistance & Training | Evaluation and Market Research | Total Program Costs | Participant Cost | TRC Costs (2022$) | Electric | [5 empty] | Deliverable Fuels |  |  |  | Total Savings |  | Avoided CO2e (Metric Tons) |  | Electric |  | Oil | Propane | Total Resource Benefits | Non-Resource Benefits | Total TRC Test Benefits | Non-Embedded GHG Benefits | Net Benefits (2022$) | Benefit-Cost Ratio
[10 empty] | Annual Capacity (kW) |  | Electric Energy (MWh) |  | Electric Energy (MMBTU) |  | Oil (MMBTU) |  | Propane (MMBTU) |  | MMBTU |  |  |  | Capacity | Electric Energy
[10 empty] | Summer | Winter | Annual | Lifetime | Annual | Lifetime | Annual | Lifetime | Annual | Lifetime | Annual | Lifetime | 2025 | 2030
| A - Residential | 50 | 4000 | 2612759.198 | 141825 | 150000 | 2908584.198 | 171450 | 2978142.831 | 315.3491 | -45.6838 | 193.7749 | 6509.5441 | 1288.5049 | 37654.3082 | 1835.2418 | 32446.9632 | 875.6645 | 15510.2223 | 3999.4113 | 85611.4936 | 236.1236 | 220.5096 | 3251198.0478 | 778796.3925 | 1184088.259 | 770172.213 | 5984254.9122 | 8268.6995 | 5992523.6118 | 855091.4754 | 3014380.7808 | 2.0122
| A2a - Residential Coordinated Delivery | 50 | 4000 | 2435050 | 141825 |  | 2580875 | 171450 | 2662161.8013 | 272.4491 | -45.6838 | 194.2039 | 6509.9731 | 1291.9802 | 37657.7835 | 1835.2418 | 32446.9632 | 875.6645 | 15510.2223 | 4002.8865 | 85614.9689 | 236.1236 | 220.5096 | 3229719.3859 | 778948.3303 | 1184088.259 | 770172.213 | 5962928.1881 | 8268.6995 | 5971196.8876 | 855272.5772 | 3309035.0863 | 2.243
| A2c - Residential Retail | 0 | 0 | 0 | 0 | 0 | 0 | 0 | 0 | 0 | 0 | 0 | 0 | 0 | 0 | 0 | 0 | 0 | 0 | 0 | 0 | 0 | 0 | 0 | 0 | 0 | 0 | 0 | 0 | 0 | 0 | 0 | 0
| A2e - Residential Active Demand Reduction | 10 | 0 | 3630 | 0 | 0 | 3630 | 0 | 3507.6889 | 42.9 | 0 | -0.429 | -0.429 | -3.4753 | -3.4753 | 0 | 0 | 0 | 0 | -3.4753 | -3.4753 | 0 | 0 | 21478.6619 | -151.9378 | 0 | 0 | 21326.7242 | 0 | 21326.7242 | -181.1018 | 17819.0353 | 6.08
| A3i - Residential HEAT Loan | 20 | 0 | 174079.198 | 0 | 0 | 174079.198 | 0 | 168241.4677 | 0 | 0 | 0 | 0 | 0 | 0 | 0 | 0 | 0 | 0 | 0 | 0 | 0 | 0 | 0 | 0 | 0 | 0 | 0 | 0 | 0 | 0 | -168241.4677 | 0
| A3f - Residential Evaluation and Market Research | 0 | 0 | 0 | 0 | 150000 | 150000 | 0 | 144231.8732 | 0 | 0 | 0 | 0 | 0 | 0 | 0 | 0 | 0 | 0 | 0 | 0 | 0 | 0 | 0 | 0 | 0 | 0 | 0 | 0 | 0 | 0 | -144231.8732 | 0
| B - Income Eligible | 50 | 2000 | 2859750 | 191175 | 150000 | 3202925 | 0 | 3097309.651 | 334.0262 | -38.5915 | 235.313 | 7235.204 | 1560.8318 | 41902.6235 | 1820.6541 | 32268.2963 | 875.6645 | 15510.2223 | 4257.1504 | 89681.1421 | 242.7623 | 223.7981 | 3304914.2112 | 872080.88 | 1177224.8844 | 770614.0227 | 6124833.9983 | 457020.9788 | 6581854.9771 | 889035.6379 | 3484545.326 | 2.125
| B1a - Income Eligible Coordinated Delivery | 50 | 2000 | 2859750 | 191175 | 0 | 3052925 | 0 | 2953077.7779 | 277.9262 | -38.5915 | 235.874 | 7235.765 | 1565.3801 | 41907.1718 | 1820.6541 | 32268.2963 | 875.6645 | 15510.2223 | 4261.6987 | 89685.6904 | 242.7623 | 223.7981 | 3276827.46 | 872279.7591 | 1177224.8844 | 770614.0227 | 6096946.1263 | 457020.9788 | 6553967.1051 | 889272.6325 | 3600889.3272 | 2.2194
| B1b - Income Eligible Active Demand Reduction | 13 | 0 | 0 | 0 | 0 | 0 | 0 | 0 | 56.1 | 0 | -0.561 | -0.561 | -4.5483 | -4.5483 | 0 | 0 | 0 | 0 | -4.5483 | -4.5483 | 0 | 0 | 28086.7512 | -198.8792 | 0 | 0 | 27887.872 | 0 | 27887.872 | -236.9946 | 27887.872
| B2f - Income Eligible Evaluation and Market Research | 0 | 0 | 0 | 0 | 150000 | 150000 | 0 | 144231.8732 | 0 | 0 | 0 | 0 | 0 | 0 | 0 | 0 | 0 | 0 | 0 | 0 | 0 | 0 | 0 | 0 | 0 | 0 | 0 | 0 | 0 | 0 | -144231.8732 | 0
| CVEO Total | 100 | 6000 | 5472509.198 | 333000 | 300000 | 6111509.198 | 171450 | 6075452.482 | 649.3753 | -84.2753 | 429.0879 | 13744.7481 | 2849.3367 | 79556.9317 | 3655.8959 | 64715.2595 | 1751.329 | 31020.4445 | 8256.5616 | 175292.6357 | 478.8859 | 444.3077 | 6556112.259 | 1650877.2725 | 2361313.1434 | 1540786.2357 | 12109088.9105 | 465289.6784 | 12574378.5888 | 1744127.1132 | 6498926.1068 | 2.0697
| Total CVEO | Actual | Actual Costs ($) | [6 empty] | Actual Savings | [13 empty] | Actual Benefits (2022$) | [7 empty] | Actual Cost-Effectiveness
| Core Initiatives | Participants | Marketing and Advertising | Participant Incentive | Sales, Technical Assistance & Training | Evaluation and Market Research | Total Program Costs | Participant Cost | TRC Costs (2022$) | Electric | [5 empty] | Deliverable Fuels |  |  |  | Total Savings |  | Avoided CO2e (Metric Tons) |  | Electric |  | Oil | Propane | Total Resource Benefits | Non-Resource Benefits | Total TRC Test Benefits | Non-Embedded GHG Benefits | Net Benefits (2022$) | Benefit-Cost Ratio
[10 empty] | Annual Capacity (kW) |  | Electric Energy (MWh) |  | Electric Energy (MMBTU) |  | Oil (MMBTU) |  | Propane (MMBTU) |  | MMBTU |  |  |  | Capacity | Electric Energy
[10 empty] | Summer | Winter | Annual | Lifetime | Annual | Lifetime | Annual | Lifetime | Annual | Lifetime | Annual | Lifetime | 2025 | 2030
| A - Residential | 16 | 0 | 1475532.93 | 216595.72 | 238762.042 | 1930890.692 | 0 | 1857118.7256 | 102.7856 | -23.168 | 25.5511 | 1313.7168 | 170.5778 | 7573.1525 | 251.472 | 4526.496 | 647.302 | 11651.436 | 1069.3518 | 23751.0845 | 65.4143 | 63.36 | 1053404.7603 | 152094.4525 | 165878.9793 | 580287.5878 | 1951665.7799 | 1044.7872 | 1952710.5671 | 235060.4371 | 95591.8414 | 1.0515
| A2a - Residential Coordinated Delivery | 16 | 0 | 1438511.4 | 216385.72 | 0 | 1654897.12 | 0 | 1591259.41 | 87.7856 | -23.168 | 25.5511 | 1313.7168 | 170.5778 | 7573.1525 | 251.472 | 4526.496 | 647.302 | 11651.436 | 1069.3518 | 23751.0845 | 65.4143 | 63.36 | 1045128.701 | 152094.4525 | 165878.9793 | 580287.5878 | 1943389.7206 | 0 | 1943389.7206 | 235060.4371 | 352130.3106 | 1.2213
| A2c - Residential Retail | 8 | 0 | 8879.99 | 0 | 0 | 8879.99 | 498 | 9017.3671 | 0 | 0 | 0 | 0 | 0 | 0 | 0 | 0 | 0 | 0 | 0 | 0 | 0 | 0 | 0 | 0 | 0 | 0 | 0 | 0 | 0 | 0 | -9017.3671 | 0
| A2e - Residential Active Demand Reduction | 3 | 0 | 0 | 0 | 0 | 0 | 0 | 0 | 15 | 0 | 0 | 0 | 0 | 0 | 0 | 0 | 0 | 0 | 0 | 0 | 0 | 0 | 8276.0593 | 0 | 0 | 0 | 8276.0593 | 1044.7872 | 9320.8465 | 0 | 9320.8465
| A3i - Residential HEAT Loan | 6 | 0 | 28141.54 | 210 | 0 | 28351.54 | 0 | 27261.3048 | 0 | 0 | 0 | 0 | 0 | 0 | 0 | 0 | 0 | 0 | 0 | 0 | 0 | 0 | 0 | 0 | 0 | 0 | 0 | 0 | 0 | 0 | -27261.3048 | 0
| A3f - Residential Evaluation and Market Research | 0 | 0 | 0 | 0 | 238762.042 | 238762.042 | 0 | 229580.6437 | 0 | 0 | 0 | 0 | 0 | 0 | 0 | 0 | 0 | 0 | 0 | 0 | 0 | 0 | 0 | 0 | 0 | 0 | 0 | 0 | 0 | 0 | -229580.6437 | 0
| B - Income Eligible | 39 | 0 | 2610497.21 | 411676.81 | 61066.058 | 3083240.078 | 113737 | 3074039.9494 | 235.8034 | -23.0246 | 205.1624 | 5835.8172 | 1334.4302 | 33764.6021 | 361.874 | 6513.732 | 840.3416 | 14930.3488 | 2536.6458 | 55208.6829 | 119.8572 | 103.3622 | 2788083.4874 | 709302.4053 | 238703.6719 | 743237.8187 | 4479327.3833 | 356870.9186 | 4836198.3019 | 527836.6528 | 1762158.3525 | 1.5732
| B1a - Income Eligible Coordinated Delivery | 39 | 0 | 2610497.21 | 411676.81 | 0 | 3022174.02 | 113737 | 3015322.1365 | 235.8034 | -23.0246 | 205.1624 | 5835.8172 | 1334.4302 | 33764.6021 | 361.874 | 6513.732 | 840.3416 | 14930.3488 | 2536.6458 | 55208.6829 | 119.8572 | 103.3622 | 2788083.4874 | 709302.4053 | 238703.6719 | 743237.8187 | 4479327.3833 | 356870.9186 | 4836198.3019 | 527836.6528 | 1820876.1654 | 1.6039
| B1b - Income Eligible Active Demand Reduction | 0 | 0 | 0 | 0 | 0 | 0 | 0 | 0 | 0 | 0 | 0 | 0 | 0 | 0 | 0 | 0 | 0 | 0 | 0 | 0 | 0 | 0 | 0 | 0 | 0 | 0 | 0 | 0 | 0 | 0 | 0
| B2f - Income Eligible Evaluation and Market Research | 0 | 0 | 0 | 0 | 61066.058 | 61066.058 | 0 | 58717.8129 | 0 | 0 | 0 | 0 | 0 | 0 | 0 | 0 | 0 | 0 | 0 | 0 | 0 | 0 | 0 | 0 | 0 | 0 | 0 | 0 | 0 | 0 | -58717.8129 | 0
| CVEO Total | 55 | 0 | 4086030.14 | 628272.53 | 299828.1 | 5014130.77 | 113737 | 4931158.675 | 338.5891 | -46.1926 | 230.7135 | 7149.534 | 1505.008 | 41337.7546 | 613.346 | 11040.228 | 1487.6436 | 26581.7848 | 3605.9976 | 78959.7674 | 185.2716 | 166.7222 | 3841488.2477 | 861396.8578 | 404582.6512 | 1323525.4065 | 6430993.1632 | 357915.7058 | 6788908.869 | 762897.0898 | 1857750.1939 | 1.3767
| Total CVEO | Difference | Difference Costs | [6 empty] | Difference Savings | [13 empty] | Difference Benefits | [7 empty] | Difference Cost-Effectiveness |  | Variances Summary
| Core Initiatives | Participants | Marketing and Advertising | Participant Incentive | Sales, Technical Assistance & Training | Evaluation and Market Research | Total Program Costs | Participant Cost | TRC Costs (2022$) | Electric | [5 empty] | Deliverable Fuels |  |  |  | Total Savings |  | Avoided CO2e (Metric Tons) |  | Electric |  | Oil | Propane | Total Resource Benefits | Non-Resource Benefits | Total TRC Test Benefits | Non-Embedded GHG Benefits | Net Benefits (2022$) | Benefit-Cost Ratio | Program | Total Program Cost | Lifetime Electric Savings (MWh) | Total Resource Benefits (2022$)
[10 empty] | Annual Capacity (kW) |  | Electric Energy (MWh) |  | Electric Energy (MMBTU) |  | Oil (MMBTU) |  | Propane (MMBTU) |  | MMBTU |  |  |  | Capacity | Electric Energy
[10 empty] | Summer | Winter | Annual | Lifetime | Annual | Lifetime | Annual | Lifetime | Annual | Lifetime | Annual | Lifetime | 2025 | 2030
| A - Residential | -68% | -100% | -43.53% | 52.72% | 59.17% | -33.61% | -100% | -37.64% | -67.41% | -49.29% | -86.81% | -79.82% | -86.76% | -79.89% | -86.3% | -86.05% | -26.08% | -24.88% | -73.26% | -72.26% | -72.3% | -71.27% | -67.6% | -80.47% | -85.99% | -24.65% | -67.39% | -87.36% | -67.41% | -72.51% | -96.83% | -47.74% | A - Residential | -33.61% | -79.82% | -67.39%
| A2a - Residential Coordinated Delivery | -68% | -100% | -40.92% | 52.57% |  | -35.88% | -100% | -40.23% | -67.78% | -49.29% | -86.84% | -79.82% | -86.8% | -79.89% | -86.3% | -86.05% | -26.08% | -24.88% | -73.29% | -72.26% | -72.3% | -71.27% | -67.64% | -80.47% | -85.99% | -24.65% | -67.41% | -100% | -67.45% | -72.52% | -89.36% | -45.55% | A2a - Residential Coordinated Delivery | -35.88% | -79.82% | -67.41%
| A2c - Residential Retail (Stoves only) | [32 empty] | A2c - Residential Retail (Stoves only)
| A2e - Residential Active Demand Reduction | -70% |  | -100% |  |  | -100% |  | -100% | -65.03% |  | -100% | -100% | -100% | -100% |  |  |  |  | -100% | -100% |  |  | -61.47% | -100% |  |  | -61.19% |  | -56.29% | -100% | -47.69% |  | A2e - Residential Active Demand Reduction | -100% | -100% | -61.19%
| A3i - Residential HEAT Loan | -70% |  | -83.83% |  |  | -83.71% |  | -83.8% | [22 empty] | -83.8% |  | A3i - Residential HEAT Loan | -83.71%
| A3f - Residential Evaluation and Market Research |  |  |  |  | 59.17% | 59.17% |  | 59.17% | [22 empty] | 59.17% |  | A3f - Residential Evaluation and Market Research | 59.17%
| B - Income Eligible | -22% | -100% | -8.716% | 115.3% | -59.29% | -3.737% |  | -0.7513% | -29.41% | -40.34% | -12.81% | -19.34% | -14.51% | -19.42% | -80.12% | -79.81% | -4.034% | -3.739% | -40.41% | -38.44% | -50.63% | -53.81% | -15.64% | -18.67% | -79.72% | -3.553% | -26.87% | -21.91% | -26.52% | -40.63% | -49.43% | -25.97% | B - Income Eligible | -3.737% | -19.34% | -26.87%
| B1a - Income Eligible Coordinated Delivery | -22% | -100% | -8.716% | 115.3% |  | -1.007% |  | 2.108% | -15.16% | -40.34% | -13.02% | -19.35% | -14.75% | -19.43% | -80.12% | -79.81% | -4.034% | -3.739% | -40.48% | -38.44% | -50.63% | -53.81% | -14.92% | -18.68% | -79.72% | -3.553% | -26.53% | -21.91% | -26.21% | -40.64% | -49.43% | -27.73% | B1a - Income Eligible Coordinated Delivery | -1.007% | -19.35% | -26.53%
| B1b - Income Eligible Active Demand Reduction | -100% | [7 empty] | -100% |  | -100% | -100% | -100% | -100% |  |  |  |  | -100% | -100% |  |  | -100% | -100% |  |  | -100% |  | -100% | -100% | -100% |  | B1b - Income Eligible Active Demand Reduction |  | -100% | -100%
| B2f - Income Eligible Evaluation and Market Research |  |  |  |  | -59.29% | -59.29% |  | -59.29% | [22 empty] | -59.29% |  | B2f - Income Eligible Evaluation and Market Research | -59.29%
| CVEO Total | -45% | -100% | -25.34% | 88.67% | -0.0573% | -17.96% | -33.66% | -18.83% | -47.86% | -45.19% | -46.23% | -47.98% | -47.18% | -48.04% | -83.22% | -82.94% | -15.06% | -14.31% | -56.33% | -54.96% | -61.31% | -62.48% | -41.41% | -47.82% | -82.87% | -14.1% | -46.89% | -23.08% | -46.01% | -56.26% | -71.41% | -33.48% | CVEO Total | -17.96% | -47.98% | -46.89%
Notes
The sector totals for participants removes customers who participated across multiple core initiatives.
Planned participants for the Active Demand Reduction core initiatives are the customers who were expected to participate during 2024 (the second CVEO year).

## EES
Cape Light Compact, Cape and Vineyard Electrification Offering
Energy Efficiency Surcharge Estimate
|  | Without CVEO Costs included |  |  | With CVEO Costs included
| Item | Residential | Residential Low Income | Commercial & Industrial | Residential | Residential Low Income | Commercial & Industrial | Sources and notes
|  | Col. A | Col. B | Col. C | Col. A | Col. B | Col. C
| Program Expenditures | 40768.2738 | 15392.5091 | 20415.0186 | 42665.0765 | 18509.8373 | 20415.0186 | The Compact's actual 2024 expenditures. See the Compact's 2022-2024 Term Report, D.P.U. 25-126.
| SBC Revenue | -2825.4563 | -229.2821 | -1807.4994 | -2825.4563 | -229.2821 | -1807.4994 | The Compact's actual 2024 SBC revenue. See the July 2025 EES, D.P.U. 25-52.
| Other Revenue | -6368.7678 | -441.3156 | -4601.3548 | -6368.7678 | -441.3156 | -4601.3548 | The Compact's actual 2024 other revenue. See the July 2025 EES, D.P.U. 25-52.
| Prior Year Deferral w/ Interest | -6674.1454 | 2040.5093 | -13379.8085 | -6674.1454 | 2040.5093 | -13379.8085 | The Compact's actual 2023 deferral w/interest. See the July 2025 EES, D.P.U. 25-52.
| Interest on Deferral | -198.2911 | -66.6685 | -401.7255 | -198.2911 | -66.6685 | -401.7255 | The Compact's actual 2024 interest. See the July 2025 EES, D.P.U. 25.52.
| Revenue Requirement | 24701.6133 | 16695.7522 | 224.6305 | 26598.416 | 19813.0803 | 224.6305 | Calculation. Sum of expenditures and revenue.
| Actual kWh | 1071296937 | 86831020 | 697802438.116 | 1071296937 | 86831020 | 697802438.116 | The Compact's actual 2024 sales.
| EERF before Low Income Allocation | 0.02306 |  | 0.00032 | 0.02483 |  | 0.00032 | Calculation. Revenue Requirement / Sales
| Low Income Allocation % | 50.8% |  | 49.2% | 50.8% |  | 49.2% | See D.P.U. 22-22
| Low Income Rev. Req. Allocation | 8480.6073 |  | 8215.1449 | 10064.0541 |  | 9749.0262 | Calculation. Low-Income Revenue Requirement x Low Income Allocation %
| Revenue Requirement | 33182.2206 |  | 8439.7753 | 36662.4701 |  | 9973.6566 | Calculation. Sum of Revenue Requirements.
| Actual kWh | 1158127957 |  | 697802438.116 | 1158127957 |  | 697802438.116 | Calculation. Sum of sales.
| 2024 EERF | 0.02865 | 0.02865 | 0.01209 | 0.03166 | 0.03166 | 0.01429 | Calculation. Revenue Requirement / Sales
| CVEO portion of EERF |  |  |  | 0.00301 | 0.00301 | 0.0022
Notes
In 2024, the Compact had EERF rates effective January and July. The CVEO analysis here assumes a single EERF for the entire year.
Both 2024 EERF rates are illustrative rates that represent a hypothetical January 1, 2024 effective rate.
Distribution rates (effective January 1, 2024) and supply rates (effective April 1, 2024) are consistent with the July 2024 EES rate and bill impacts analysis.

## BillsSummary
Cape Light Compact JPE
Summary of Bill Impact Analysis
Rate Class Information |  |  |  | Monthly Bill Comparison |  | Annual Bill Comparison
|  |  |  | 2024 w/CVEO vs. 2024 w/o CVEO |  | 2024 w/CVEO vs. 2024 w/o CVEO
|  | Monthly Avg |  | Change in Total Bill |  | Change in Total Bill
Rate |  | kW/kVA | kWh | Total Change | % Change | Total Change | % Change
Rate R-1 Residential | R-1 |  | 530 | 1.59 | 0.8613% | 19.08 | 0.8613%
Rate R-2 Residential Assistance | R-2 |  | 475 | 0.83 | 0.8597% | 9.96 | 0.8597%
Rate R-3 Residential Space Heating | R-3 |  | 745 | 2.24 | 0.893% | 26.88 | 0.893%
Rate R-4 Residential Assistance Space Heating | R-4 |  | 830 | 1.45 | 0.8982% | 17.4 | 0.8982%
Rate G-1 Small General Service | G-1 |  | 1650 | 3.63 | 0.773% | 43.56 | 0.773%
Rate G-2 Medium General Service | G-2 | 215 | 39775 | 87.5 | 0.8946% | 1050 | 0.8946%
Rate G-2 Medium General Service | G-2 | 209 | 75240 | 165.52 | 1.105% | 1986.24 | 1.105%
Rate G-2 Medium General Service | G-2 | 207 | 101430 | 223.15 | 1.184% | 2677.8 | 1.184%
Rate G-3 Large General Service | G-3 | 920 | 230000 | 506 | 1.072% | 6072 | 1.072%
Rate G-3 Large General Service | G-3 | 933 | 373200 | 821.04 | 1.23% | 9852.48 | 1.23%
Rate G-3 Large General Service | G-3 | 930 | 497550 | 1094.61 | 1.311% | 13135.32 | 1.311%
Rate G-4 General Power (Closed) | G-4 | 50 | 5000 | 11 | 0.704% | 132 | 0.704%
Rate G-4 General Power (Closed) | G-4 | 35 | 7525 | 16.56 | 0.8287% | 198.72 | 0.8287%
Rate G-4 General Power (Closed) | G-4 | 27 | 10530 | 23.16 | 0.8902% | 277.92 | 0.8902%
Rate G-6 All Electric School (Closed) | G-6 |  | 69100 | 152.02 | 0.8487% | 1824.24 | 0.8487%
Rate G-7 Optional General Time of Use (Closed) | G-7 | 9 | 2340 | 5.148 | 0.7748% | 61.776 | 0.7748%
Rate G-7 Optional General Time of Use (Closed) | G-7 | 6 | 2970 | 6.534 | 0.8018% | 78.408 | 0.8018%
Rate G-7 Optional General Time of Use (Closed) | G-7 | 7 | 4375 | 9.625 | 0.8135% | 115.5 | 0.8135%
|  |  |  | Min | Max | Min | Max
|  |  | C&I Rate | Rate G-1 Small General Service | Rate G-3 Large General Service | Rate G-1 Small General Service | Rate G-3 Large General Service
|  |  | C&I % | 0.773% | 1.311% | 0.773% | 1.311%
|  |  | C&I $ | 3.63 | 1094.61 | 43.56 | 13135.32
|  |  | Total Rate | Rate G-1 Small General Service | Rate G-3 Large General Service | Rate G-1 Small General Service | Rate G-3 Large General Service
|  |  | Total % | 0.773% | 1.311% | 0.773% | 1.311%
|  |  | Total $ | 3.63 | 1094.61 | 43.56 | 13135.32

## BillsDetail
Cape Light Compact JPE
Calculation of Monthly Typical Bill
Illustrative 2024 EES Rates
Rate R-1 Residential
1 |  | Monthly |  | 2024 Without CVEO |  |  |  | 2024 With CVEO |  |  | Total Bill Impact
2 |  | kWh |  | Delivery | Supplier | Total |  | Delivery | Supplier | Total | Change | % Change
3 |  | 100 |  | 27.42 | 15.52 | 42.94 |  | 27.72 | 15.52 | 43.24 | 0.3 | 0.6986%
4 |  | 200 |  | 44.84 | 31.04 | 75.88 |  | 45.44 | 31.04 | 76.48 | 0.6 | 0.7907%
5 |  | 300 |  | 62.26 | 46.57 | 108.83 |  | 63.16 | 46.57 | 109.73 | 0.9 | 0.827%
6 |  | 400 |  | 79.68 | 62.09 | 141.77 |  | 80.88 | 62.09 | 142.97 | 1.2 | 0.8464%
7 |  | 500 |  | 97.1 | 77.61 | 174.71 |  | 98.61 | 77.61 | 176.22 | 1.51 | 0.8643%
8 |  | 600 |  | 114.52 | 93.13 | 207.65 |  | 116.33 | 93.13 | 209.46 | 1.81 | 0.8717%
9 |  | 700 |  | 131.94 | 108.65 | 240.59 |  | 134.05 | 108.65 | 242.7 | 2.11 | 0.877%
10 |  | 800 |  | 149.36 | 124.18 | 273.54 |  | 151.77 | 124.18 | 275.95 | 2.41 | 0.881%
11 |  | 900 |  | 166.78 | 139.7 | 306.48 |  | 169.49 | 139.7 | 309.19 | 2.71 | 0.8842%
12 |  | 1000 |  | 184.2 | 155.22 | 339.42 |  | 187.21 | 155.22 | 342.43 | 3.01 | 0.8868%
13 |  | 1250 |  | 227.75 | 194.03 | 421.78 |  | 231.51 | 194.03 | 425.54 | 3.76 | 0.8915%
14 |  | 1500 |  | 271.3 | 232.83 | 504.13 |  | 275.82 | 232.83 | 508.65 | 4.52 | 0.8966%
15 |  | 2000 |  | 358.4 | 310.44 | 668.84 |  | 364.42 | 310.44 | 674.86 | 6.02 | 0.9001%
16 | Avg | 530 |  | 102.33 | 82.27 | 184.6 |  | 103.92 | 82.27 | 186.19 | 1.59 | 0.8613%
17 |  |  |  |  | 2024 Without CVEO | 2024 With CVEO
18 |  |  |  |  | Rates | Rates |  | Change
19 |  | Customer Charge |  |  | 10 | 10 |  | 0
20 |  | Distribution Energy |  |  | 0.05909 | 0.05909 |  | 0
21 |  | Exogenous Cost Adjustment |  |  | 0.00101 | 0.00101 |  | 0
22 |  | Revenue Decoupling |  |  | 6e-05 | 6e-05 |  | 0
23 |  | Solar Massachusetts Renewable Target |  |  | 0.008 | 0.008 |  | 0
24 |  | Residential Assistance Adjustment Factor |  |  | 0.00816 | 0.00816 |  | 0
25 |  | Pension Adjustment Factor |  |  | 0.00086 | 0.00086 |  | 0
26 |  | Net Metering Recovery Surcharge |  |  | 0.01622 | 0.01622 |  | 0
27 |  | Long Term Renewable Contract Adjustment |  |  | -0.00193 | -0.00193 |  | 0
28 |  | AG Consulting Expense |  |  | 5e-05 | 5e-05 |  | 0
29 |  | Storm Cost Recovery Adjustment Factor |  |  | 0.00663 | 0.00663 |  | 0
30 |  | Storm Reserve Adjustment |  |  | 0 | 0 |  | 0
31 |  | Basic Service Cost True Up Factor |  |  | -0.00046 | -0.00046 |  | 0
32 |  | Solar Program Cost Adjustment Factor |  |  | 2e-05 | 2e-05 |  | 0
33 |  | Solar Expansion Cost Recovery Factor |  |  | -0.00051 | -0.00051 |  | 0
34 |  | Vegetation Management |  |  | 0.00193 | 0.00193 |  | 0
35 |  | Tax Act Credit Factor |  |  | -0.0018 | -0.0018 |  | 0
36 |  | Grid Modernization |  |  | 0.00189 | 0.00189 |  | 0
37 |  | Advanced Metering Infrastructure |  |  | 0.00318 | 0.00318 |  | 0
38 |  | Transition |  |  | -0.00037 | -0.00037 |  | 0
39 |  | Transmission Energy |  |  | 0.04052 | 0.04052 |  | 0
40 |  | Energy Efficiency Reconciliation Factor |  |  | 0.02865 | 0.03166 |  | 0.00301
41 |  | System Benefits Charge |  |  | 0.0025 | 0.0025 |  | 0
42 |  | Renewable Energy Charge |  |  | 0.0005 | 0.0005 |  | 0
43 |  | Supply Charge |  |  | 0.15522 | 0.15522 |  | 0
Cape Light Compact JPE
Calculation of Monthly Typical Bill
Illustrative 2024 EES Rates
Rate R-2 Residential Assistance
1 |  | Monthly |  | 2024 Without CVEO |  |  |  | 2024 With CVEO |  |  | Total Bill Impact
2 |  | kWh |  | Delivery | Supplier | Total |  | Delivery | Supplier | Total | Change | % Change
3 |  | 100 |  | 15.9 | 9 | 24.9 |  | 16.08 | 9 | 25.08 | 0.18 | 0.7229%
4 |  | 200 |  | 26.01 | 18.01 | 44.02 |  | 26.36 | 18.01 | 44.37 | 0.35 | 0.7951%
5 |  | 300 |  | 36.11 | 27.01 | 63.12 |  | 36.63 | 27.01 | 63.64 | 0.52 | 0.8238%
6 |  | 400 |  | 46.21 | 36.01 | 82.22 |  | 46.91 | 36.01 | 82.92 | 0.7 | 0.8514%
7 |  | 500 |  | 56.32 | 45.01 | 101.33 |  | 57.19 | 45.01 | 102.2 | 0.87 | 0.8586%
8 |  | 600 |  | 66.42 | 54.02 | 120.44 |  | 67.47 | 54.02 | 121.49 | 1.05 | 0.8718%
9 |  | 700 |  | 76.53 | 63.02 | 139.55 |  | 77.75 | 63.02 | 140.77 | 1.22 | 0.8742%
10 |  | 800 |  | 86.63 | 72.02 | 158.65 |  | 88.03 | 72.02 | 160.05 | 1.4 | 0.8824%
11 |  | 900 |  | 96.73 | 81.02 | 177.75 |  | 98.3 | 81.02 | 179.32 | 1.57 | 0.8833%
12 |  | 1000 |  | 106.84 | 90.03 | 196.87 |  | 108.58 | 90.03 | 198.61 | 1.74 | 0.8838%
13 |  | 1250 |  | 132.1 | 112.53 | 244.63 |  | 134.28 | 112.53 | 246.81 | 2.18 | 0.8911%
14 |  | 1500 |  | 157.35 | 135.04 | 292.39 |  | 159.97 | 135.04 | 295.01 | 2.62 | 0.8961%
15 |  | 2000 |  | 207.87 | 180.06 | 387.93 |  | 211.36 | 180.06 | 391.42 | 3.49 | 0.8996%
16 | Avg | 475 |  | 53.79 | 42.76 | 96.55 |  | 54.62 | 42.76 | 97.38 | 0.83 | 0.8597%
17 |  |  |  |  | 2024 Without CVEO | 2024 With CVEO
18 |  |  |  |  | Rates | Rates |  | Change
19 |  | Customer Charge |  |  | 10 | 10 |  | 0
20 |  | Distribution Energy |  |  | 0.05909 | 0.05909 |  | 0
21 |  | Exogenous Cost Adjustment |  |  | 0.00101 | 0.00101 |  | 0
22 |  | Revenue Decoupling |  |  | 6e-05 | 6e-05 |  | 0
23 |  | Solar Massachusetts Renewable Target |  |  | 0.008 | 0.008 |  | 0
24 |  | Residential Assistance Adjustment Factor |  |  | 0.00816 | 0.00816 |  | 0
25 |  | Pension Adjustment Factor |  |  | 0.00086 | 0.00086 |  | 0
26 |  | Net Metering Recovery Surcharge |  |  | 0.01622 | 0.01622 |  | 0
27 |  | Long Term Renewable Contract Adjustment |  |  | -0.00193 | -0.00193 |  | 0
28 |  | AG Consulting Expense |  |  | 5e-05 | 5e-05 |  | 0
29 |  | Storm Cost Recovery Adjustment Factor |  |  | 0.00663 | 0.00663 |  | 0
30 |  | Storm Reserve Adjustment |  |  | 0 | 0 |  | 0
31 |  | Basic Service Cost True Up Factor |  |  | -0.00046 | -0.00046 |  | 0
32 |  | Solar Program Cost Adjustment Factor |  |  | 2e-05 | 2e-05 |  | 0
33 |  | Solar Expansion Cost Recovery Factor |  |  | -0.00051 | -0.00051 |  | 0
34 |  | Vegetation Management |  |  | 0.00193 | 0.00193 |  | 0
35 |  | Tax Act Credit Factor |  |  | -0.0018 | -0.0018 |  | 0
36 |  | Grid Modernization |  |  | 0.00189 | 0.00189 |  | 0
37 |  | Advanced Metering Infrastructure |  |  | 0.00318 | 0.00318 |  | 0
38 |  | Transition |  |  | -0.00037 | -0.00037 |  | 0
39 |  | Transmission Energy |  |  | 0.04052 | 0.04052 |  | 0
40 |  | Energy Efficiency Reconciliation Factor |  |  | 0.02865 | 0.03166 |  | 0.00301
41 |  | System Benefits Charge |  |  | 0.0025 | 0.0025 |  | 0
42 |  | Renewable Energy Charge |  |  | 0.0005 | 0.0005 |  | 0
43 |  | Supply Charge |  |  | 0.15522 | 0.15522 |  | 0
44 |  | Low Income Discount |  |  | 42% | 42% |  | 0%
Cape Light Compact JPE
Calculation of Monthly Typical Bill
Illustrative 2024 EES Rates
Rate R-3 Residential Space Heating
1 |  | Monthly |  | 2024 Without CVEO |  |  |  | 2024 With CVEO |  |  | Total Bill Impact
2 |  | kWh |  | Delivery | Supplier | Total |  | Delivery | Supplier | Total | Change | % Change
3 |  | 100 |  | 26.81 | 15.52 | 42.33 |  | 27.11 | 15.52 | 42.63 | 0.3 | 0.7087%
4 |  | 200 |  | 43.61 | 31.04 | 74.65 |  | 44.22 | 31.04 | 75.26 | 0.61 | 0.8171%
5 |  | 300 |  | 60.42 | 46.57 | 106.99 |  | 61.32 | 46.57 | 107.89 | 0.9 | 0.8412%
6 |  | 400 |  | 77.23 | 62.09 | 139.32 |  | 78.43 | 62.09 | 140.52 | 1.2 | 0.8613%
7 |  | 500 |  | 94.04 | 77.61 | 171.65 |  | 95.54 | 77.61 | 173.15 | 1.5 | 0.8739%
8 |  | 600 |  | 110.84 | 93.13 | 203.97 |  | 112.65 | 93.13 | 205.78 | 1.81 | 0.8874%
9 |  | 700 |  | 127.65 | 108.65 | 236.3 |  | 129.76 | 108.65 | 238.41 | 2.11 | 0.8929%
10 |  | 800 |  | 144.46 | 124.18 | 268.64 |  | 146.86 | 124.18 | 271.04 | 2.4 | 0.8934%
11 |  | 900 |  | 161.26 | 139.7 | 300.96 |  | 163.97 | 139.7 | 303.67 | 2.71 | 0.9005%
12 |  | 1000 |  | 178.07 | 155.22 | 333.29 |  | 181.08 | 155.22 | 336.3 | 3.01 | 0.9031%
13 |  | 1250 |  | 220.09 | 194.03 | 414.12 |  | 223.85 | 194.03 | 417.88 | 3.76 | 0.9079%
14 |  | 1500 |  | 262.11 | 232.83 | 494.94 |  | 266.62 | 232.83 | 499.45 | 4.51 | 0.9112%
15 |  | 2000 |  | 346.14 | 310.44 | 656.58 |  | 352.16 | 310.44 | 662.6 | 6.02 | 0.9169%
16 | Avg | 745 |  | 135.21 | 115.64 | 250.85 |  | 137.45 | 115.64 | 253.09 | 2.24 | 0.893%
17 |  |  |  |  | 2024 Without CVEO | 2024 With CVEO
18 |  |  |  |  | Rates | Rates |  | Change
19 |  | Customer Charge |  |  | 10 | 10 |  | 0
20 |  | Distribution Energy |  |  | 0.05296 | 0.05296 |  | 0
21 |  | Exogenous Cost Adjustment |  |  | 0.00101 | 0.00101 |  | 0
22 |  | Revenue Decoupling |  |  | 6e-05 | 6e-05 |  | 0
23 |  | Solar Massachusetts Renewable Target |  |  | 0.008 | 0.008 |  | 0
24 |  | Residential Assistance Adjustment Factor |  |  | 0.00816 | 0.00816 |  | 0
25 |  | Pension Adjustment Factor |  |  | 0.00086 | 0.00086 |  | 0
26 |  | Net Metering Recovery Surcharge |  |  | 0.01622 | 0.01622 |  | 0
27 |  | Long Term Renewable Contract Adjustment |  |  | -0.00193 | -0.00193 |  | 0
28 |  | AG Consulting Expense |  |  | 5e-05 | 5e-05 |  | 0
29 |  | Storm Cost Recovery Adjustment Factor |  |  | 0.00663 | 0.00663 |  | 0
30 |  | Storm Reserve Adjustment |  |  | 0 | 0 |  | 0
31 |  | Basic Service Cost True Up Factor |  |  | -0.00046 | -0.00046 |  | 0
32 |  | Solar Program Cost Adjustment Factor |  |  | 2e-05 | 2e-05 |  | 0
33 |  | Solar Expansion Cost Recovery Factor |  |  | -0.00051 | -0.00051 |  | 0
34 |  | Vegetation Management |  |  | 0.00193 | 0.00193 |  | 0
35 |  | Tax Act Credit Factor |  |  | -0.0018 | -0.0018 |  | 0
36 |  | Grid Modernization |  |  | 0.00189 | 0.00189 |  | 0
37 |  | Advanced Metering Infrastructure |  |  | 0.00318 | 0.00318 |  | 0
38 |  | Transition |  |  | -0.00037 | -0.00037 |  | 0
39 |  | Transmission Energy |  |  | 0.04052 | 0.04052 |  | 0
40 |  | Energy Efficiency Reconciliation Factor |  |  | 0.02865 | 0.03166 |  | 0.00301
41 |  | System Benefits Charge |  |  | 0.0025 | 0.0025 |  | 0
42 |  | Renewable Energy Charge |  |  | 0.0005 | 0.0005 |  | 0
43 |  | Supply Charge |  |  | 0.15522 | 0.15522 |  | 0
Cape Light Compact JPE
Calculation of Monthly Typical Bill
Illustrative 2024 EES Rates
Rate R-4 Residential Assistance Space Heating
1 |  | Monthly |  | 2024 Without CVEO |  |  |  | 2024 With CVEO |  |  | Total Bill Impact
2 |  | kWh |  | Delivery | Supplier | Total |  | Delivery | Supplier | Total | Change | % Change
3 |  | 100 |  | 15.55 | 9 | 24.55 |  | 15.72 | 9 | 24.72 | 0.17 | 0.6925%
4 |  | 200 |  | 25.3 | 18.01 | 43.31 |  | 25.65 | 18.01 | 43.66 | 0.35 | 0.8081%
5 |  | 300 |  | 35.04 | 27.01 | 62.05 |  | 35.57 | 27.01 | 62.58 | 0.53 | 0.8541%
6 |  | 400 |  | 44.79 | 36.01 | 80.8 |  | 45.49 | 36.01 | 81.5 | 0.7 | 0.8663%
7 |  | 500 |  | 54.54 | 45.01 | 99.55 |  | 55.41 | 45.01 | 100.42 | 0.87 | 0.8739%
8 |  | 600 |  | 64.29 | 54.02 | 118.31 |  | 65.34 | 54.02 | 119.36 | 1.05 | 0.8875%
9 |  | 700 |  | 74.04 | 63.02 | 137.06 |  | 75.26 | 63.02 | 138.28 | 1.22 | 0.8901%
10 |  | 800 |  | 83.78 | 72.02 | 155.8 |  | 85.18 | 72.02 | 157.2 | 1.4 | 0.8986%
11 |  | 900 |  | 93.53 | 81.02 | 174.55 |  | 95.1 | 81.02 | 176.12 | 1.57 | 0.8995%
12 |  | 1000 |  | 103.28 | 90.03 | 193.31 |  | 105.03 | 90.03 | 195.06 | 1.75 | 0.9053%
13 |  | 1250 |  | 127.65 | 112.53 | 240.18 |  | 129.83 | 112.53 | 242.36 | 2.18 | 0.9077%
14 |  | 1500 |  | 152.02 | 135.04 | 287.06 |  | 154.64 | 135.04 | 289.68 | 2.62 | 0.9127%
15 |  | 2000 |  | 200.76 | 180.06 | 380.82 |  | 204.25 | 180.06 | 384.31 | 3.49 | 0.9164%
16 | Avg | 830 |  | 86.71 | 74.72 | 161.43 |  | 88.16 | 74.72 | 162.88 | 1.45 | 0.8982%
17 |  |  |  |  | 2024 Without CVEO | 2024 With CVEO
18 |  |  |  |  | Rates | Rates |  | Change
19 |  | Customer Charge |  |  | 10 | 10 |  | 0
20 |  | Distribution Energy |  |  | 0.05296 | 0.05296 |  | 0
21 |  | Exogenous Cost Adjustment |  |  | 0.00101 | 0.00101 |  | 0
22 |  | Revenue Decoupling |  |  | 6e-05 | 6e-05 |  | 0
23 |  | Solar Massachusetts Renewable Target |  |  | 0.008 | 0.008 |  | 0
24 |  | Residential Assistance Adjustment Factor |  |  | 0.00816 | 0.00816 |  | 0
25 |  | Pension Adjustment Factor |  |  | 0.00086 | 0.00086 |  | 0
26 |  | Net Metering Recovery Surcharge |  |  | 0.01622 | 0.01622 |  | 0
27 |  | Long Term Renewable Contract Adjustment |  |  | -0.00193 | -0.00193 |  | 0
28 |  | AG Consulting Expense |  |  | 5e-05 | 5e-05 |  | 0
29 |  | Storm Cost Recovery Adjustment Factor |  |  | 0.00663 | 0.00663 |  | 0
30 |  | Storm Reserve Adjustment |  |  | 0 | 0 |  | 0
31 |  | Basic Service Cost True Up Factor |  |  | -0.00046 | -0.00046 |  | 0
32 |  | Solar Program Cost Adjustment Factor |  |  | 2e-05 | 2e-05 |  | 0
33 |  | Solar Expansion Cost Recovery Factor |  |  | -0.00051 | -0.00051 |  | 0
34 |  | Vegetation Management |  |  | 0.00193 | 0.00193 |  | 0
35 |  | Tax Act Credit Factor |  |  | -0.0018 | -0.0018 |  | 0
36 |  | Grid Modernization |  |  | 0.00189 | 0.00189 |  | 0
37 |  | Advanced Metering Infrastructure |  |  | 0.00318 | 0.00318 |  | 0
38 |  | Transition |  |  | -0.00037 | -0.00037 |  | 0
39 |  | Transmission Energy |  |  | 0.04052 | 0.04052 |  | 0
40 |  | Energy Efficiency Reconciliation Factor |  |  | 0.02865 | 0.03166 |  | 0.00301
41 |  | System Benefits Charge |  |  | 0.0025 | 0.0025 |  | 0
42 |  | Renewable Energy Charge |  |  | 0.0005 | 0.0005 |  | 0
43 |  | Supply Charge |  |  | 0.15522 | 0.15522 |  | 0
44 |  | Low Income Discount |  |  | 42% | 42% |  | 0%
Cape Light Compact JPE
Calculation of Monthly Typical Bill
Illustrative 2024 EES Rates
Rate G-1 Small General Service
1 |  | Monthly |  | 2024 Without CVEO |  |  |  | 2024 With CVEO |  |  | Total Bill Impact
2 |  | kWh |  | Delivery | Supplier | Total |  | Delivery | Supplier | Total | Change | % Change
3 |  | 5 |  | 15.61 | 0.77 | 16.38 |  | 15.62 | 0.77 | 16.39 | 0.01 | 0.06105%
4 |  | 30 |  | 18.64 | 4.62 | 23.26 |  | 18.71 | 4.62 | 23.33 | 0.07 | 0.3009%
5 |  | 80 |  | 24.71 | 12.33 | 37.04 |  | 24.88 | 12.33 | 37.21 | 0.17 | 0.459%
6 |  | 150 |  | 33.2 | 23.12 | 56.32 |  | 33.53 | 23.12 | 56.65 | 0.33 | 0.5859%
7 |  | 275 |  | 48.37 | 42.39 | 90.76 |  | 48.97 | 42.39 | 91.36 | 0.6 | 0.6611%
8 |  | 500 |  | 75.67 | 77.08 | 152.75 |  | 76.77 | 77.08 | 153.85 | 1.1 | 0.7201%
9 |  | 750 |  | 106.01 | 115.62 | 221.63 |  | 107.66 | 115.62 | 223.28 | 1.65 | 0.7445%
10 |  | 1250 |  | 166.68 | 192.7 | 359.38 |  | 169.43 | 192.7 | 362.13 | 2.75 | 0.7652%
11 |  | 2500 |  | 318.35 | 385.4 | 703.75 |  | 323.85 | 385.4 | 709.25 | 5.5 | 0.7815%
12 |  | 10000 |  | 1228.4 | 1541.6 | 2770 |  | 1250.4 | 1541.6 | 2792 | 22 | 0.7942%
13 | Avg | 1650 |  | 215.21 | 254.36 | 469.57 |  | 218.84 | 254.36 | 473.2 | 3.63 | 0.773%
14 |  |  |  |  | 2024 Without CVEO |  | 2024 With CVEO
15 |  |  |  |  | Rates |  | Rates | Change
16 |  | Customer Charge |  |  | 15 | 15 |  | 0
17 |  | Distribution Energy |  |  | 0.03759 | 0.03759 |  | 0
18 |  | Exogenous Cost Adjustment |  |  | 0.00075 | 0.00075 |  | 0
19 |  | Revenue Decoupling |  |  | 4e-05 | 4e-05 |  | 0
20 |  | Solar Massachusetts Renewable Target |  |  | 0.0059 | 0.0059 |  | 0
21 |  | Residential Assistance Adjustment Factor |  |  | 0.00602 | 0.00602 |  | 0
22 |  | Pension Adjustment Factor |  |  | 0.00058 | 0.00058 |  | 0
23 |  | Net Metering Recovery Surcharge |  |  | 0.01197 | 0.01197 |  | 0
24 |  | Long Term Renewable Contract Adjustment |  |  | -0.00193 | -0.00193 |  | 0
25 |  | AG Consulting Expense |  |  | 4e-05 | 4e-05 |  | 0
26 |  | Storm Cost Recovery Adjustment Factor |  |  | 0.00489 | 0.00489 |  | 0
27 |  | Storm Reserve Adjustment |  |  | 0 | 0 |  | 0
28 |  | Basic Service Cost True Up Factor |  |  | -0.00034 | -0.00034 |  | 0
29 |  | Solar Program Cost Adjustment Factor |  |  | 1e-05 | 1e-05 |  | 0
30 |  | Solar Expansion Cost Recovery Factor |  |  | -0.00037 | -0.00037 |  | 0
31 |  | Vegetation Management |  |  | 0.0013 | 0.0013 |  | 0
32 |  | Tax Act Credit Factor |  |  | -0.00133 | -0.00133 |  | 0
33 |  | Grid Modernization |  |  | 0.00134 | 0.00134 |  | 0
34 |  | Advanced Metering Infrastructure |  |  | 0.00222 | 0.00222 |  | 0
35 |  | Transition |  |  | -0.00037 | -0.00037 |  | 0
36 |  | Transmission Energy |  |  | 0.03794 | 0.03794 |  | 0
37 |  | Energy Efficiency Reconciliation Factor |  |  | 0.01209 | 0.01429 |  | 0.0022
38 |  | System Benefits Charge |  |  | 0.0025 | 0.0025 |  | 0
39 |  | Renewable Energy Charge |  |  | 0.0005 | 0.0005 |  | 0
40 |  | Supply Charge |  |  | 0.15416 | 0.15416 |  | 0
Cape Light Compact JPE
Calculation of Monthly Typical Bill
Illustrative 2024 EES Rates
Rate G-2 Medium General Service
1 |  | Monthly | Monthly | 2024 Without CVEO |  |  |  | 2024 With CVEO |  |  | Total Bill Impact
2 |  | kVA | kWh | Delivery | Supplier | Total |  | Delivery | Supplier | Total | Change | % Change
3 |  | Hours Use: | 185
4 |  | 80 | 14800 | 2424.32 | 1447.29 | 3871.61 |  | 2456.88 | 1447.29 | 3904.17 | 32.56 | 0.841%
5 |  | 120 | 22200 | 3451.48 | 2170.94 | 5622.42 |  | 3500.32 | 2170.94 | 5671.26 | 48.84 | 0.8687%
6 |  | 140 | 25900 | 3965.06 | 2532.76 | 6497.82 |  | 4022.04 | 2532.76 | 6554.8 | 56.98 | 0.8769%
7 |  | 170 | 31450 | 4735.43 | 3075.5 | 7810.93 |  | 4804.62 | 3075.5 | 7880.12 | 69.19 | 0.8858%
8 |  | 215 | 39775 | 5890.99 | 3889.6 | 9780.59 |  | 5978.49 | 3889.6 | 9868.09 | 87.5 | 0.8946%
9 |  | 290 | 53650 | 7816.91 | 5246.43 | 13063.34 |  | 7934.94 | 5246.43 | 13181.37 | 118.03 | 0.9035%
10 |  | 500 | 92500 | 13209.5 | 9045.58 | 22255.08 |  | 13413 | 9045.58 | 22458.58 | 203.5 | 0.9144%
11 | Avg | 215 | 39775 | 5890.99 | 3889.6 | 9780.59 |  | 5978.49 | 3889.6 | 9868.09 | 87.5 | 0.8946%
12 |  | Hours Use: | 360
13 |  | 85 | 30600 | 3317.29 | 2992.37 | 6309.66 |  | 3384.61 | 2992.37 | 6376.98 | 67.32 | 1.067%
14 |  | 115 | 41400 | 4357.51 | 4048.51 | 8406.02 |  | 4448.59 | 4048.51 | 8497.1 | 91.08 | 1.084%
15 |  | 140 | 50400 | 5224.36 | 4928.62 | 10152.98 |  | 5335.24 | 4928.62 | 10263.86 | 110.88 | 1.092%
16 |  | 170 | 61200 | 6264.58 | 5984.75 | 12249.33 |  | 6399.22 | 5984.75 | 12383.97 | 134.64 | 1.099%
17 |  | 200 | 72000 | 7304.8 | 7040.88 | 14345.68 |  | 7463.2 | 7040.88 | 14504.08 | 158.4 | 1.104%
18 |  | 270 | 97200 | 9731.98 | 9505.19 | 19237.17 |  | 9945.82 | 9505.19 | 19451.01 | 213.84 | 1.112%
19 |  | 480 | 172800 | 17013.52 | 16898.11 | 33911.63 |  | 17393.68 | 16898.11 | 34291.79 | 380.16 | 1.121%
20 | Avg | 209 | 75240 | 7616.87 | 7357.72 | 14974.59 |  | 7782.39 | 7357.72 | 15140.11 | 165.52 | 1.105%
21 |  | Hours Use: | 490
22 |  | 75 | 36750 | 3471.7 | 3593.78 | 7065.48 |  | 3552.55 | 3593.78 | 7146.33 | 80.85 | 1.144%
23 |  | 110 | 53900 | 4919.16 | 5270.88 | 10190.04 |  | 5037.74 | 5270.88 | 10308.62 | 118.58 | 1.164%
24 |  | 130 | 63700 | 5746.28 | 6229.22 | 11975.5 |  | 5886.42 | 6229.22 | 12115.64 | 140.14 | 1.17%
25 |  | 165 | 80850 | 7193.74 | 7906.32 | 15100.06 |  | 7371.61 | 7906.32 | 15277.93 | 177.87 | 1.178%
26 |  | 215 | 105350 | 9261.54 | 10302.18 | 19563.72 |  | 9493.31 | 10302.18 | 19795.49 | 231.77 | 1.185%
27 |  | 290 | 142100 | 12363.24 | 13895.96 | 26259.2 |  | 12675.86 | 13895.96 | 26571.82 | 312.62 | 1.191%
28 |  | 460 | 225400 | 19393.76 | 22041.87 | 41435.63 |  | 19889.64 | 22041.87 | 41931.51 | 495.88 | 1.197%
29 | Avg | 207 | 101430 | 8930.69 | 9918.84 | 18849.53 |  | 9153.84 | 9918.84 | 19072.68 | 223.15 | 1.184%
30 | [5 empty] | 2024 Without CVEO |  | 2024 With CVEO
31 | [5 empty] | Rates |  | Rates | Change
32 |  | Customer Charge |  |  |  | 370 |  | 370 | 0
33 |  | Distribution Demand |  |  |  | 3.36 |  | 3.36 | 0
34 |  | Distribution Energy |  |  |  | 0.01411 |  | 0.01411 | 0
35 |  | Exogenous Cost Adjustment |  |  |  | 0.00056 |  | 0.00056 | 0
36 |  | Revenue Decoupling |  |  |  | 3e-05 |  | 3e-05 | 0
37 |  | Solar Massachusetts Renewable Target |  |  |  | 0.00441 |  | 0.00441 | 0
38 |  | Residential Assistance Adjustment Factor |  |  |  | 0.0045 |  | 0.0045 | 0
39 |  | Pension Adjustment Factor |  |  |  | 0.00037 |  | 0.00037 | 0
40 |  | Net Metering Recovery Surcharge |  |  |  | 0.00894 |  | 0.00894 | 0
41 |  | Long Term Renewable Contract Adjustment |  |  |  | -0.00193 |  | -0.00193 | 0
42 |  | AG Consulting Expense |  |  |  | 3e-05 |  | 3e-05 | 0
43 |  | Storm Cost Recovery Adjustment Factor |  |  |  | 0.00365 |  | 0.00365 | 0
44 |  | Storm Reserve Adjustment |  |  |  | 0 |  | 0 | 0
45 |  | Basic Service Cost True Up Factor |  |  |  | -0.00025 |  | -0.00025 | 0
46 |  | Solar Program Cost Adjustment Factor |  |  |  | 1e-05 |  | 1e-05 | 0
47 |  | Solar Expansion Cost Recovery Factor |  |  |  | -0.00028 |  | -0.00028 | 0
48 |  | Vegetation Management |  |  |  | 0.00083 |  | 0.00083 | 0
49 |  | Tax Act Credit Factor |  |  |  | -0.00099 |  | -0.00099 | 0
50 |  | Grid Modernization |  |  |  | 0.00101 |  | 0.00101 | 0
51 |  | Advanced Metering Infrastructure |  |  |  | 0.00168 |  | 0.00168 | 0
52 |  | Transition |  |  |  | -0.00037 |  | -0.00037 | 0
53 |  | Transmission Demand |  |  |  | 12.81 |  | 12.81 | 0
54 |  | Energy Efficiency Reconciliation Factor |  |  |  | 0.01209 |  | 0.01429 | 0.0022
55 |  | System Benefits Charge |  |  |  | 0.0025 |  | 0.0025 | 0
56 |  | Renewable Energy Charge |  |  |  | 0.0005 |  | 0.0005 | 0
57 |  | Supply Charge |  |  |  | 0.09779 |  | 0.09779 | 0
Cape Light Compact JPE
Calculation of Monthly Typical Bill
Illustrative 2024 EES Rates
Rate G-3 Large General Service
1 |  | Monthly | Monthly | 2024 Without CVEO |  |  |  | 2024 With CVEO |  |  | Total Bill Impact
2 |  | kVA | kWh | Delivery | Supplier | Total |  | Delivery | Supplier | Total | Change | % Change
3 |  | Hours Use: | 250
4 |  | 90 | 22500 | 3254.93 | 2200.28 | 5455.21 |  | 3304.43 | 2200.28 | 5504.71 | 49.5 | 0.9074%
5 |  | 350 | 87500 | 9971.38 | 8556.63 | 18528.01 |  | 10163.88 | 8556.63 | 18720.51 | 192.5 | 1.039%
6 |  | 600 | 150000 | 16429.5 | 14668.5 | 31098 |  | 16759.5 | 14668.5 | 31428 | 330 | 1.061%
7 |  | 1000 | 250000 | 26762.5 | 24447.5 | 51210 |  | 27312.5 | 24447.5 | 51760 | 550 | 1.074%
8 |  | 2500 | 625000 | 65511.25 | 61118.75 | 126630 |  | 66886.25 | 61118.75 | 128005 | 1375 | 1.086%
9 | Avg | 920 | 230000 | 24695.9 | 22491.7 | 47187.6 |  | 25201.9 | 22491.7 | 47693.6 | 506 | 1.072%
10 |  | Hours Use: | 400
11 |  | 220 | 88000 | 7841.08 | 8605.52 | 16446.6 |  | 8034.68 | 8605.52 | 16640.2 | 193.6 | 1.177%
12 |  | 430 | 172000 | 14438.02 | 16819.88 | 31257.9 |  | 14816.42 | 16819.88 | 31636.3 | 378.4 | 1.211%
13 |  | 630 | 252000 | 20720.82 | 24643.08 | 45363.9 |  | 21275.22 | 24643.08 | 45918.3 | 554.4 | 1.222%
14 |  | 900 | 360000 | 29202.6 | 35204.4 | 64407 |  | 29994.6 | 35204.4 | 65199 | 792 | 1.23%
15 |  | 2500 | 1000000 | 79465 | 97790 | 177255 |  | 81665 | 97790 | 179455 | 2200 | 1.241%
16 | Avg | 933 | 373200 | 30239.26 | 36495.23 | 66734.49 |  | 31060.3 | 36495.23 | 67555.53 | 821.04 | 1.23%
17 |  | Hours Use: | 535
18 |  | 165 | 88275 | 6942.16 | 8632.41 | 15574.57 |  | 7136.37 | 8632.41 | 15768.78 | 194.21 | 1.247%
19 |  | 380 | 203300 | 14776.19 | 19880.71 | 34656.9 |  | 15223.45 | 19880.71 | 35104.16 | 447.26 | 1.291%
20 |  | 570 | 304950 | 21699.29 | 29821.06 | 51520.35 |  | 22370.18 | 29821.06 | 52191.24 | 670.89 | 1.302%
21 |  | 1100 | 588500 | 41011.09 | 57549.42 | 98560.51 |  | 42305.79 | 57549.42 | 99855.21 | 1294.7 | 1.314%
22 |  | 2500 | 1337500 | 92023.38 | 130794.13 | 222817.51 |  | 94965.88 | 130794.13 | 225760.01 | 2942.5 | 1.321%
23 | Avg | 930 | 497550 | 34816.74 | 48655.41 | 83472.15 |  | 35911.35 | 48655.41 | 84566.76 | 1094.61 | 1.311%
24 | [5 empty] | 2024 Without CVEO |  | 2024 With CVEO
25 | [5 empty] | Rates |  | Rates | Change
26 |  | Customer Charge |  |  |  | 930 |  | 930 | 0
27 |  | Distribution Demand |  |  |  | 3.66 |  | 3.66 | 0
28 |  | Distribution Energy |  |  |  | 0.00944 |  | 0.00944 | 0
29 |  | Exogenous Cost Adjustment |  |  |  | 0.00033 |  | 0.00033 | 0
30 |  | Revenue Decoupling |  |  |  | 2e-05 |  | 2e-05 | 0
31 |  | Solar Massachusetts Renewable Target |  |  |  | 0.00266 |  | 0.00266 | 0
32 |  | Residential Assistance Adjustment Factor |  |  |  | 0.00272 |  | 0.00272 | 0
33 |  | Pension Adjustment Factor |  |  |  | 0.00027 |  | 0.00027 | 0
34 |  | Net Metering Recovery Surcharge |  |  |  | 0.0054 |  | 0.0054 | 0
35 |  | Long Term Renewable Contract Adjustment |  |  |  | -0.00193 |  | -0.00193 | 0
36 |  | AG Consulting Expense |  |  |  | 1e-05 |  | 1e-05 | 0
37 |  | Storm Cost Recovery Adjustment Factor |  |  |  | 0.00221 |  | 0.00221 | 0
38 |  | Storm Reserve Adjustment |  |  |  | 0 |  | 0 | 0
39 |  | Basic Service Cost True Up Factor |  |  |  | -0.00015 |  | -0.00015 | 0
40 |  | Solar Program Cost Adjustment Factor |  |  |  | 0 |  | 0 | 0
41 |  | Solar Expansion Cost Recovery Factor |  |  |  | -0.00017 |  | -0.00017 | 0
42 |  | Vegetation Management |  |  |  | 0.0006 |  | 0.0006 | 0
43 |  | Tax Act Credit Factor |  |  |  | -0.0006 |  | -0.0006 | 0
44 |  | Grid Modernization |  |  |  | 0.00066 |  | 0.00066 | 0
45 |  | Advanced Metering Infrastructure |  |  |  | 0.00102 |  | 0.00102 | 0
46 |  | Transition |  |  |  | -0.00037 |  | -0.00037 | 0
47 |  | Transmission Demand |  |  |  | 12.87 |  | 12.87 | 0
48 |  | Energy Efficiency Reconciliation Factor |  |  |  | 0.01209 |  | 0.01429 | 0.0022
49 |  | System Benefits Charge |  |  |  | 0.0025 |  | 0.0025 | 0
50 |  | Renewable Energy Charge |  |  |  | 0.0005 |  | 0.0005 | 0
51 |  | Supply Charge |  |  |  | 0.09779 |  | 0.09779 | 0
Cape Light Compact JPE
Calculation of Monthly Typical Bill
Illustrative 2024 EES Rates
Rate G-4 General Power (Closed)
1 |  | Monthly | Monthly | 2024 Without CVEO |  |  |  | 2024 With CVEO |  |  | Total Bill Impact
2 |  | kVA | kWh | Delivery | Supplier | Total |  | Delivery | Supplier | Total | Change | % Change
3 |  | Hours Use: | 100
4 |  | 12 | 1200 | 201.42 | 184.99 | 386.41 |  | 204.06 | 184.99 | 389.05 | 2.64 | 0.6832%
5 |  | 24 | 2400 | 387.84 | 369.98 | 757.82 |  | 393.12 | 369.98 | 763.1 | 5.28 | 0.6967%
6 |  | 40 | 4000 | 636.4 | 616.64 | 1253.04 |  | 645.2 | 616.64 | 1261.84 | 8.8 | 0.7023%
7 |  | 50 | 5000 | 791.75 | 770.8 | 1562.55 |  | 802.75 | 770.8 | 1573.55 | 11 | 0.704%
8 |  | 125 | 12500 | 1956.88 | 1927 | 3883.88 |  | 1984.38 | 1927 | 3911.38 | 27.5 | 0.7081%
9 | Avg | 50 | 5000 | 791.75 | 770.8 | 1562.55 |  | 802.75 | 770.8 | 1573.55 | 11 | 0.704%
10 |  | Hours Use: | 215
11 |  | 10 | 2150 | 250.22 | 331.44 | 581.66 |  | 254.95 | 331.44 | 586.39 | 4.73 | 0.8132%
12 |  | 20 | 4300 | 485.44 | 662.89 | 1148.33 |  | 494.9 | 662.89 | 1157.79 | 9.46 | 0.8238%
13 |  | 30 | 6450 | 720.65 | 994.33 | 1714.98 |  | 734.84 | 994.33 | 1729.17 | 14.19 | 0.8274%
14 |  | 40 | 8600 | 955.87 | 1325.78 | 2281.65 |  | 974.79 | 1325.78 | 2300.57 | 18.92 | 0.8292%
15 |  | 80 | 17200 | 1896.74 | 2651.55 | 4548.29 |  | 1934.58 | 2651.55 | 4586.13 | 37.84 | 0.832%
16 | Avg | 35 | 7525 | 838.26 | 1160.05 | 1998.31 |  | 854.82 | 1160.05 | 2014.87 | 16.56 | 0.8287%
17 |  | Hours Use: | 390
18 |  | 7 | 2730 | 264.73 | 420.86 | 685.59 |  | 270.73 | 420.86 | 691.59 | 6 | 0.8752%
19 |  | 15 | 5850 | 550.13 | 901.84 | 1451.97 |  | 563 | 901.84 | 1464.84 | 12.87 | 0.8864%
20 |  | 20 | 7800 | 728.51 | 1202.45 | 1930.96 |  | 745.67 | 1202.45 | 1948.12 | 17.16 | 0.8887%
21 |  | 30 | 11700 | 1085.27 | 1803.67 | 2888.94 |  | 1111.01 | 1803.67 | 2914.68 | 25.74 | 0.891%
22 |  | 60 | 23400 | 2155.53 | 3607.34 | 5762.87 |  | 2207.01 | 3607.34 | 5814.35 | 51.48 | 0.8933%
23 | Avg | 27 | 10530 | 978.24 | 1623.3 | 2601.54 |  | 1001.4 | 1623.3 | 2624.7 | 23.16 | 0.8902%
24 | [5 empty] | 2024 Without CVEO |  | 2024 With CVEO
25 | [5 empty] | Rates |  | Rates | Change
26 |  | Customer Charge |  |  |  | 15 |  | 15 | 0
27 |  | Distribution Demand |  |  |  | 2.38 |  | 2.38 | 0
28 |  | Transmission Demand |  |  |  | 6.21 |  | 6.21 | 0
29 |  | Distribution Energy |  |  |  | 0.02364 |  | 0.02364 | 0
30 |  | Exogenous Cost Adjustment |  |  |  | 0.00075 |  | 0.00075 | 0
31 |  | Revenue Decoupling |  |  |  | 4e-05 |  | 4e-05 | 0
32 |  | Solar Massachusetts Renewable Target |  |  |  | 0.0059 |  | 0.0059 | 0
33 |  | Residential Assistance Adjustment Factor |  |  |  | 0.00602 |  | 0.00602 | 0
34 |  | Pension Adjustment Factor |  |  |  | 0.00058 |  | 0.00058 | 0
35 |  | Net Metering Recovery Surcharge |  |  |  | 0.01197 |  | 0.01197 | 0
36 |  | Long Term Renewable Contract Adjustment |  |  |  | -0.00193 |  | -0.00193 | 0
37 |  | AG Consulting Expense |  |  |  | 4e-05 |  | 4e-05 | 0
38 |  | Storm Cost Recovery Adjustment Factor |  |  |  | 0.00489 |  | 0.00489 | 0
39 |  | Storm Reserve Adjustment |  |  |  | 0 |  | 0 | 0
40 |  | Basic Service Cost True Up Factor |  |  |  | -0.00034 |  | -0.00034 | 0
41 |  | Solar Program Cost Adjustment Factor |  |  |  | 1e-05 |  | 1e-05 | 0
42 |  | Solar Expansion Cost Recovery Factor |  |  |  | -0.00037 |  | -0.00037 | 0
43 |  | Vegetation Management |  |  |  | 0.0013 |  | 0.0013 | 0
44 |  | Tax Act Credit Factor |  |  |  | -0.00133 |  | -0.00133 | 0
45 |  | Grid Modernization |  |  |  | 0.00134 |  | 0.00134 | 0
46 |  | Advanced Metering Infrastructure |  |  |  | 0.00222 |  | 0.00222 | 0
47 |  | Transition |  |  |  | -0.00037 |  | -0.00037 | 0
48 |  | Transmission Energy |  |  |  | 0 |  | 0 | 0
49 |  | Energy Efficiency Reconciliation Factor |  |  |  | 0.01209 |  | 0.01429 | 0.0022
50 |  | System Benefits Charge |  |  |  | 0.0025 |  | 0.0025 | 0
51 |  | Renewable Energy Charge |  |  |  | 0.0005 |  | 0.0005 | 0
52 |  | Supply Charge |  |  |  | 0.15416 |  | 0.15416 | 0
Cape Light Compact JPE
Calculation of Monthly Typical Bill
Illustrative 2024 EES Rates
Rate G-6 All Electirc School (Closed)
1 |  | Monthly |  | 2024 Without CVEO |  |  |  | 2024 With CVEO |  |  | Total Bill Impact
2 |  | kWh |  | Delivery | Supplier | Total |  | Delivery | Supplier | Total | Change | % Change
3 |  | 27000 |  | 2845.95 | 4162.32 | 7008.27 |  | 2905.35 | 4162.32 | 7067.67 | 59.4 | 0.8476%
4 |  | 40000 |  | 4209 | 6166.4 | 10375.4 |  | 4297 | 6166.4 | 10463.4 | 88 | 0.8482%
5 |  | 50000 |  | 5257.5 | 7708 | 12965.5 |  | 5367.5 | 7708 | 13075.5 | 110 | 0.8484%
6 |  | 75000 |  | 7878.75 | 11562 | 19440.75 |  | 8043.75 | 11562 | 19605.75 | 165 | 0.8487%
7 |  | 160000 |  | 16791 | 24665.6 | 41456.6 |  | 17143 | 24665.6 | 41808.6 | 352 | 0.8491%
8 | Avg | 69100 |  | 7260.14 | 10652.46 | 17912.6 |  | 7412.16 | 10652.46 | 18064.62 | 152.02 | 0.8487%
9 | [5 empty] | 2024 Without CVEO |  | 2024 With CVEO
10 | [5 empty] | Rates |  | Rates | Change
11 |  | Customer Charge |  |  |  | 15 |  | 15 | 0
12 |  | Distribution Energy |  |  |  | 0.0211 |  | 0.0211 | 0
13 |  | Exogenous Cost Adjustment |  |  |  | 0.00075 |  | 0.00075 | 0
14 |  | Revenue Decoupling |  |  |  | 4e-05 |  | 4e-05 | 0
15 |  | Solar Massachusetts Renewable Target |  |  |  | 0.0059 |  | 0.0059 | 0
16 |  | Residential Assistance Adjustment Factor |  |  |  | 0.00602 |  | 0.00602 | 0
17 |  | Pension Adjustment Factor |  |  |  | 0.00058 |  | 0.00058 | 0
18 |  | Net Metering Recovery Surcharge |  |  |  | 0.01197 |  | 0.01197 | 0
19 |  | Long Term Renewable Contract Adjustment |  |  |  | -0.00193 |  | -0.00193 | 0
20 |  | AG Consulting Expense |  |  |  | 4e-05 |  | 4e-05 | 0
21 |  | Storm Cost Recovery Adjustment Factor |  |  |  | 0.00489 |  | 0.00489 | 0
22 |  | Storm Reserve Adjustment |  |  |  | 0 |  | 0 | 0
23 |  | Basic Service Cost True Up Factor |  |  |  | -0.00034 |  | -0.00034 | 0
24 |  | Solar Program Cost Adjustment Factor |  |  |  | 1e-05 |  | 1e-05 | 0
25 |  | Solar Expansion Cost Recovery Factor |  |  |  | -0.00037 |  | -0.00037 | 0
26 |  | Vegetation Management |  |  |  | 0.0013 |  | 0.0013 | 0
27 |  | Tax Act Credit Factor |  |  |  | -0.00133 |  | -0.00133 | 0
28 |  | Grid Modernization |  |  |  | 0.00134 |  | 0.00134 | 0
29 |  | Advanced Metering Infrastructure |  |  |  | 0.00222 |  | 0.00222 | 0
30 |  | Transition |  |  |  | -0.00037 |  | -0.00037 | 0
31 |  | Transmission Energy |  |  |  | 0.03794 |  | 0.03794 | 0
32 |  | Energy Efficiency Reconciliation Factor |  |  |  | 0.01209 |  | 0.01429 | 0.0022
33 |  | System Benefits Charge |  |  |  | 0.0025 |  | 0.0025 | 0
34 |  | Renewable Energy Charge |  |  |  | 0.0005 |  | 0.0005 | 0
35 |  | Supply Charge |  |  |  | 0.15416 |  | 0.15416 | 0
Cape Light Compact JPE
Calculation of Monthly Typical Bill
Illustrative 2024 EES Rates
Rate G-7 Optional General Time of Use (Closed)
1 |  | Monthly | Monthly | 2024 Without CVEO |  |  |  | 2024 With CVEO |  |  | Total Bill Impact
2 |  | kVA | kWh | Delivery | Supplier | Total |  | Delivery | Supplier | Total | Change | % Change
3 |  | Hours Use: | 260
4 |  | 1 | 260 | 51.5227 | 40.08 | 91.6027 |  | 52.0947 | 40.08 | 92.1747 | 0.572 | 0.6244%
5 |  | 2 | 520 | 83.0454 | 80.16 | 163.2054 |  | 84.1894 | 80.16 | 164.3494 | 1.144 | 0.701%
6 |  | 3 | 780 | 114.5681 | 120.24 | 234.8081 |  | 116.2841 | 120.24 | 236.5241 | 1.716 | 0.7308%
7 |  | 5 | 1300 | 177.6135 | 200.41 | 378.0235 |  | 180.4735 | 200.41 | 380.8835 | 2.86 | 0.7566%
8 |  | 10 | 2600 | 335.227 | 400.82 | 736.047 |  | 340.947 | 400.82 | 741.767 | 5.72 | 0.7771%
9 | Avg | 9 | 2340 | 303.7043 | 360.73 | 664.4343 |  | 308.8523 | 360.73 | 669.5823 | 5.148 | 0.7748%
10 |  | Hours Use: | 495
11 |  | 1 | 495 | 76.173 | 76.31 | 152.483 |  | 77.262 | 76.31 | 153.572 | 1.089 | 0.7142%
12 |  | 2 | 990 | 132.346 | 152.62 | 284.966 |  | 134.524 | 152.62 | 287.144 | 2.178 | 0.7643%
13 |  | 3 | 1485 | 188.5191 | 228.93 | 417.4491 |  | 191.7861 | 228.93 | 420.7161 | 3.267 | 0.7826%
14 |  | 5 | 2475 | 300.8651 | 381.55 | 682.4151 |  | 306.3101 | 381.55 | 687.8601 | 5.445 | 0.7979%
15 |  | 10 | 4950 | 581.7303 | 763.09 | 1344.8203 |  | 592.6202 | 763.09 | 1355.7103 | 10.89 | 0.8098%
16 | Avg | 6 | 2970 | 357.0382 | 457.86 | 814.8981 |  | 363.5721 | 457.86 | 821.4321 | 6.534 | 0.8018%
17 |  | Hours Use: | 625
18 |  | 1 | 625 | 89.8094 | 96.35 | 186.1594 |  | 91.1844 | 96.35 | 187.5344 | 1.375 | 0.7386%
19 |  | 2 | 1250 | 159.6188 | 192.7 | 352.3188 |  | 162.3688 | 192.7 | 355.0688 | 2.75 | 0.7805%
20 |  | 3 | 1875 | 229.4281 | 289.05 | 518.4781 |  | 233.5531 | 289.05 | 522.6031 | 4.125 | 0.7956%
21 |  | 5 | 3125 | 369.0469 | 481.75 | 850.7969 |  | 375.9219 | 481.75 | 857.6719 | 6.875 | 0.8081%
22 |  | 10 | 6250 | 718.0938 | 963.5 | 1681.5938 |  | 731.8438 | 963.5 | 1695.3438 | 13.75 | 0.8177%
23 | Avg | 7 | 4375 | 508.6656 | 674.45 | 1183.1156 |  | 518.2906 | 674.45 | 1192.7406 | 9.625 | 0.8135%
24 | [5 empty] | 2024 Without CVEO |  | 2024 With CVEO
25 | [5 empty] | Rates |  | Rates | Change
26 |  | Customer Charge |  |  |  | 20 |  | 20 | 0
27 |  | Distribution Demand |  |  |  | 4.25 |  | 4.25 | 0
28 |  | Transmission Demand |  |  |  | 0 |  | 0 | 0
29 |  | Distribution Energy - Peak |  |  |  | 0.03535 |  | 0.03535 | 0
30 |  | Distribution Energy - Low Load |  |  |  | 0.02565 |  | 0.02565 | 0
31 |  | Exogenous Cost Adjustment |  |  |  | 0.00075 |  | 0.00075 | 0
32 |  | Revenue Decoupling |  |  |  | 4e-05 |  | 4e-05 | 0
33 |  | Solar Massachusetts Renewable Target |  |  |  | 0.0059 |  | 0.0059 | 0
34 |  | Residential Assistance Adjustment Factor |  |  |  | 0.00602 |  | 0.00602 | 0
35 |  | Pension Adjustment Factor |  |  |  | 0.00058 |  | 0.00058 | 0
36 |  | Net Metering Recovery Surcharge |  |  |  | 0.01197 |  | 0.01197 | 0
37 |  | Long Term Renewable Contract Adjustment |  |  |  | -0.00193 |  | -0.00193 | 0
38 |  | AG Consulting Expense |  |  |  | 4e-05 |  | 4e-05 | 0
39 |  | Storm Cost Recovery Adjustment Factor |  |  |  | 0.00489 |  | 0.00489 | 0
40 |  | Storm Reserve Adjustment |  |  |  | 0 |  | 0 | 0
41 |  | Basic Service Cost True Up Factor |  |  |  | -0.00034 |  | -0.00034 | 0
42 |  | Solar Program Cost Adjustment Factor |  |  |  | 1e-05 |  | 1e-05 | 0
43 |  | Solar Expansion Cost Recovery Factor |  |  |  | -0.00037 |  | -0.00037 | 0
44 |  | Vegetation Management |  |  |  | 0.0013 |  | 0.0013 | 0
45 |  | Tax Act Credit Factor |  |  |  | -0.00133 |  | -0.00133 | 0
46 |  | Grid Modernization |  |  |  | 0.00134 |  | 0.00134 | 0
47 |  | Advanced Metering Infrastructure |  |  |  | 0.00222 |  | 0.00222 | 0
48 |  | Transition |  |  |  | -0.00037 |  | -0.00037 | 0
49 |  | Transmission Energy |  |  |  | 0.03101 |  | 0.03101 | 0
50 |  | Energy Efficiency Reconciliation Factor |  |  |  | 0.01209 |  | 0.01429 | 0.0022
51 |  | System Benefits Charge |  |  |  | 0.0025 |  | 0.0025 | 0
52 |  | Renewable Energy Charge |  |  |  | 0.0005 |  | 0.0005 | 0
53 |  | Supply Charge |  |  |  | 0.15416 |  | 0.15416 | 0
54 |  | Peak Use: |  | 25%
55 |  | Low A Use: |  | 75%

## ParticipantBills
Cape Light Compact, Cape and Vineyard Electrification Offering
Cost Impact to CVEO Participant
| Bill impact experienced by most CVEO participants | Most CVEO Participants
| Income Eligible customer heating with Propane before CVEO participation | Bill Savings (% of total bills) | 78.13%
|  | Customer Sector | Income Eligible
|  | Pre-CVEO Heating | Propane
|  | CVEO HP installed | Ductless
|  | Battery Installed | No
|  | Number of Participants | 12
|  | Key | Income EligiblePropaneDuctless
|  | Data for Figure | Before CVEO | CVEO
|  | Electric Bill | 1267.3777 | 620.7112
|  | Fossil Fuel Bill | 1571.3699
|  | Total Cost | 2838.7476 | 620.7112
|  | Net Cost Impact |  | -2218.0365
|  | % Change |  | -78.13%
| CVEO participant(s) with the highest percent reduction in total bills | Highest reduction in total bills
| Income Eligible customer heating with Electric before CVEO participation | Bill Savings (% of total bills) | 95.4%
|  | Customer Sector | Income Eligible
|  | Pre-CVEO Heating | Electric
|  | CVEO HP installed | Ductless
|  | Battery Installed | No
|  | Number of Participants | 1
|  | Key | Income EligibleElectricDuctless
|  | Data for Figure | Before CVEO | CVEO
|  | Electric Bill | 2914.7358 | 134.0882
|  | Fossil Fuel Bill | 0
|  | Total Cost | 2914.7358 | 134.0882
|  | Net Cost Impact |  | -2704.6594
|  | % Change |  | -95.4%
| CVEO participant(s) with the lowest percent reduction in total bills | Lowest reduction in total bills
| Residential customer heating with Oil before CVEO participation | Bill Savings (% of total bills) | 34.09%
|  | Customer Sector | Residential
|  | Pre-CVEO Heating | Oil
|  | CVEO HP installed | Ductless
|  | Battery Installed | No
|  | Number of Participants | 3
|  | Key | ResidentialOilDuctless
|  | Data for Figure | Before CVEO | CVEO
|  | Electric Bill | 2402.5512 | 2499.1033
|  | Fossil Fuel Bill | 1388.9073
|  | Total Cost | 3791.4585 | 2499.1033
|  | Net Cost Impact |  | -339.6443
|  | % Change |  | -34.09%
Bill impacts for all types of CVEO participants
|  | Sector | Pre-CVEO Fuel Type | HP Type Installed | Battery Installed | CVEO Participants | Pre-CVEO | Post-CVEO | Change in Bill
Name for figure
|  | Residential | Oil | Ductless | No | 3 | 3791.4585 | 2499.1033 | -34.09% | Oil to Ductless no Battery (3)
|  | Residential | Oil | Ductless | Yes | 2 | 3791.4585 | 2658.0691 | -29.89% | Oil to Ductless w/Battery (2)
|  | Residential | Propane | Ductless | No | 9 | 5032.7173 | 1995.8172 | -60.34% | Propane to Ductless no Battery (9)
|  | Residential | Electric | Ductless | No | 1 | 6403.3728 | 3723.2384 | -41.86% | Electric to Ductless no Battery (1)
|  | Residential | Electric | HP prior to CVEO | Yes | 1 | 4518.3581 | 1194.0404 | -73.57% | HP prior to CVEO w/Battery (1)
|  | Income Eligible | Oil | Ductless | No | 4 | 2932.9357 | 1259.5188 | -57.06% | Oil to Ductless no Battery (4)
|  | Income Eligible | Oil | Ductless | Yes | 2 | 2932.9357 | 107.7242 | -96.33% | Oil to Ductless w/Battery (2)
|  | Income Eligible | Propane | Ductless | No | 12 | 2838.7476 | 620.7112 | -78.13% | Propane to Ductless no Battery (12)
|  | Income Eligible | Propane | Ductless | Yes | 3 | 2838.7476 | 209.9807 | -92.6% | Propane to Ductless w/Battery (3)
|  | Income Eligible | Propane | Ducted | No | 7 | 2290.2782 | 616.6691 | -73.07% | Propane to Ducted no Battery (7)
|  | Income Eligible | Electric | Ductless | No | 1 | 2914.7358 | 134.0882 | -95.4% | Electric to Ductless no Battery (1)
|  | Income Eligible | Electric | Ductless | Yes | 1 | 2914.7358 | 727.436 | -75.04% | Electric to Ductless w/Battery (1)
|  | Income Eligible | Electric | HP prior to CVEO | No | 6 | 1868.4572 | 654.7637 | -64.96% | HP prior to CVEO no Battery (6)
|  | Income Eligible | Electric | HP prior to CVEO | Yes | 3 | 1868.4572 | 115.5641 | -93.81% | HP prior to CVEO w/Battery (3)

## Batteries
Cape Light Compact, Cape and Vineyard Electrification Offering
Battery Cost Summary
| Customer Type | CVEO Incentive for Battery Installation | CVEO Participants |  |  | Battery Incentives ($)
|  |  | Receiving a Battery | Total Batteries | Average Batteries per Participant | Total Incentive Costs | Average Incentive per Participant | Average Incentive per Battery
| Residential, Not Deed Restricted | Customer finances w/HEAT Loan. | 0 | 0 | 0 | 0 | 0 | 0
| Residential, Deed Restricted | 100% | 3 | 5 | 1.6667 | 98256 | 32752 | 19651.2
| Income Eligible, Not Deed Restricted | Customer finances w/HEAT Loan. | 0 | 0 | 0 | 0 | 0 | 0
| Income Eligible, Deed Restricted | 100% | 9 | 15 | 1.6667 | 299498.4 | 33277.6 | 19966.56
| Total |  | 12 | 20 | 1.6667 | 397754.4 | 33146.2 | 19887.72
Notes
All batteries were installed at deed restricted properties, therefore all battery costs were 100% incented.
ConnectedSolutions incentives are only provided to non-deed restricted participants. All CVEO batteries participate in ConnectedSolutions.
See D.P.U. 22-137, Exh. DPU 3-11.

## Annual
Cape Light Compact, Cape and Vineyard Electrification Offering
Annual Bills for CVEO Participants
[7 empty] | Pre-CVEO | [11 empty] | Post-CVEO
[5 empty] | Electric |  | Fuel Bill |  |  | Electric Bill | [7 empty] | Total Energy Bill | CVEO Impacts |  |  |  | Bill (Including Solar + QF)
Sector | Pre-CVEO Fuel Type | HP Type Installed | Battery Installed | CVEO Participants | LI Discount | Customer Charge | Rate | Usage | Total bill | Distribution and Supply Rate | EES Rate without CVEO | All-in Retail Rate | Baseload Consumption | Heating Consumption | AC Consumption | Total Consumption | Total electric bill |  | Solar Generation | HP Consumption | Batteries | New Total Consumption | Net Consumption | Total bill | Bill Savings | Bill Savings | Key | Key | Equipment | Sector
[5 empty] | % | $ | $/Gallon | Gallons | $ | $/kWh | $/kWh | $/kWh | kWh | kWh | kWh | kWh | $ | $ | kWh | kWh | kWh | kWh | kWh | $ | $ | %
Residential | Oil | Ductless | No | 3 | 0% | 120 | 3.83 | 362.639 | 1388.9073 | 0.30077 | 0.02865 | 0.32942 | 6360 | 0 | 569 | 6929 | 2402.5512 | 3791.4585 | 4814.6667 | 5745.82 | 0 | 7291.1533 | 7291.1533 | 2499.1033 | 1292.3551 | 34.09% | ResidentialOilDuctless | ResidentialOilDuctlessNo | MSHP fully displacing Oil Heat | Res
Residential | Oil | Ductless | Yes | 2 | 0% | 120 | 3.83 | 362.639 | 1388.9073 | 0.30077 | 0.02865 | 0.32942 | 6360 | 0 | 569 | 6929 | 2402.5512 | 3791.4585 | 4358 | 5745.82 | 30.51 | 7778.33 | 7778.33 | 2658.0691 | 1133.3894 | 29.89% | ResidentialOilDuctless | ResidentialOilDuctlessYes | MSHP fully displacing Oil Heat | Res
Residential | Propane | Ductless | No | 9 | 0% | 120 | 3.34 | 787.4749 | 2630.1661 | 0.30077 | 0.02865 | 0.32942 | 6360 | 0 | 569 | 6929 | 2402.5512 | 5032.7173 | 9247.5556 | 8077.8667 | 0 | 5190.3111 | 5190.3111 | 1995.8172 | 3036.9001 | 60.34% | ResidentialPropaneDuctless | ResidentialPropaneDuctlessNo | MSHP fully displacing Propane Heat | Res
Residential | Electric | Ductless | No | 1 | 0% | 120 | 0 | 0 | 0 | 0.29464 | 0.02865 | 0.32329 | 6360 | 12506.7165 | 569 | 19435.7165 | 6403.3728 | 6403.3728 | 2814 | 7496.7165 | 0 | 11042.7165 | 11042.7165 | 3723.2384 | 2680.1344 | 41.86% | ResidentialElectricDuctless | ResidentialElectricDuctlessNo | MSHP displacing Electric Heat | Res
Residential | Electric | HP prior to CVEO | Yes | 1 | 0% | 120 | 0 | 0 | 0 | 0.29464 | 0.02865 | 0.32329 | 6360 | 7244.9929 | 0 | 13604.9929 | 4518.3581 | 4518.3581 | 12769 | 0 | 30.51 | 866.5029 | 866.5029 | 1194.0404 | 3324.3177 | 73.57% | ResidentialElectricHP prior to CVEO | ResidentialElectricHP prior to CVEOYes | HP prior to CVEO | Res
Income Eligible | Oil | Ductless | No | 4 | 42% | 120 | 3.83 | 434.8715 | 1665.558 | 0.30077 | 0.02865 | 0.32942 | 5700 | 0 | 569 | 6269 | 1267.3777 | 2932.9357 | 4700 | 5287.4167 | 0 | 6287.4167 | 6287.4167 | 1259.5188 | 1673.4169 | 57.06% | Income EligibleOilDuctless | Income EligibleOilDuctlessNo | MSHP fully displacing Oil Heat | IE
Income Eligible | Oil | Ductless | Yes | 2 | 42% | 120 | 3.83 | 434.8715 | 1665.558 | 0.30077 | 0.02865 | 0.32942 | 5700 | 0 | 569 | 6269 | 1267.3777 | 2932.9357 | 14775.5 | 5287.4167 | 30.51 | -3757.5733 | -3757.5733 | 107.7242 | 2825.2115 | 96.33% | Income EligibleOilDuctless | Income EligibleOilDuctlessYes | MSHP fully displacing Oil Heat | IE
Income Eligible | Propane | Ductless | No | 12 | 42% | 120 | 3.34 | 470.47 | 1571.3699 | 0.30077 | 0.02865 | 0.32942 | 5700 | 0 | 569 | 6269 | 1267.3777 | 2838.7476 | 7336.25 | 4047.0067 | 0 | 2410.7567 | 2410.7567 | 620.7112 | 2218.0365 | 78.13% | Income EligiblePropaneDuctless | Income EligiblePropaneDuctlessNo | MSHP fully displacing Propane Heat | IE
Income Eligible | Propane | Ductless | Yes | 3 | 42% | 120 | 3.34 | 470.47 | 1571.3699 | 0.30077 | 0.02865 | 0.32942 | 5700 | 0 | 569 | 6269 | 1267.3777 | 2838.7476 | 11527.6667 | 4047.0067 | 30.51 | -1750.15 | -1750.15 | 209.9807 | 2628.7669 | 92.6% | Income EligiblePropaneDuctless | Income EligiblePropaneDuctlessYes | MSHP fully displacing Propane Heat | IE
Income Eligible | Propane | Ducted | No | 7 | 42% | 120 | 3.34 | 306.2576 | 1022.9005 | 0.30077 | 0.02865 | 0.32942 | 5700 | 0 | 569 | 6269 | 1267.3777 | 2290.2782 | 5239.7143 | 2369.7143 | 0 | 2830 | 2830 | 616.6691 | 1673.6091 | 73.07% | Income EligiblePropaneDucted | Income EligiblePropaneDuctedNo | Central Heat Pump fully displacing Propane Heat | IE
Income Eligible | Electric | Ductless | No | 1 | 42% | 120 | 0 | 0 | 0 | 0.29464 | 0.02865 | 0.32329 | 5700 | 8904.3938 | 569 | 15173.3938 | 2914.7358 | 2914.7358 | 11840 | 3693.3938 | 0 | -2446.6062 | -2446.6062 | 134.0882 | 2780.6475 | 95.4% | Income EligibleElectricDuctless | Income EligibleElectricDuctlessNo | MSHP displacing Electric Heat | IE
Income Eligible | Electric | Ductless | Yes | 1 | 42% | 120 | 0 | 0 | 0 | 0.29464 | 0.02865 | 0.32329 | 5700 | 8904.3938 | 569 | 15173.3938 | 2914.7358 | 2914.7358 | 6058 | 3693.3938 | 30.51 | 3365.9038 | 3365.9038 | 727.436 | 2187.2998 | 75.04% | Income EligibleElectricDuctless | Income EligibleElectricDuctlessYes | MSHP displacing Electric Heat | IE
Income Eligible | Electric | HP prior to CVEO | No | 6 | 42% | 120 | 0 | 0 | 0 | 0.29464 | 0.02865 | 0.32329 | 5700 | 3893.4857 | 0 | 9593.4857 | 1868.4572 | 1868.4572 | 6831.5 | 0 | 0 | 2761.9857 | 2761.9857 | 654.7637 | 1213.6935 | 64.96% | Income EligibleElectricHP prior to CVEO | Income EligibleElectricHP prior to CVEONo | HP prior to CVEO | IE
Income Eligible | Electric | HP prior to CVEO | Yes | 3 | 42% | 120 | 0 | 0 | 0 | 0.29464 | 0.02865 | 0.32329 | 5700 | 3893.4857 | 0 | 9593.4857 | 1868.4572 | 1868.4572 | 12408 | 0 | 30.51 | -2784.0043 | -2784.0043 | 115.5641 | 1752.8931 | 93.81% | Income EligibleElectricHP prior to CVEO | Income EligibleElectricHP prior to CVEOYes | HP prior to CVEO | IE
Notes
The above table shows all the customer type variations that participated in CVEO. All customers installed Solar PV.
As stated in DPU 22-237, Exh MTD, page 31: "Qualifying facilities. The solar PV systems will be interconnected as qualifying facilities. Any income stream associated with the net export from these facilities will go to the participant, as the Compact expects that the net export from the qualifying facility will be minimal such that the revenue stream is de minimis." https://www.mass.gov/info-details/qualifying-facilities-and-on-site-generating-facilities

## Monthly
Cape Light Compact, Cape and Vineyard Electrification Offering
Monthly Bills for CVEO Participants
Customer Information |  |  |  |  | Rates | [6 empty] | Usage Profiles | [7 empty] | Bill
Sector | Pre-CVEO Fuel Type | HP Type Installed | Battery | Month | LI Discount | Customer Charge | Average Wholesale Rate | Distribution and Retail Supply Rate | EES Rate, no CVEO | EES Rate, CVEO portion | Retail Rate | Rate for Baseload Load Shape | Baseload Load Shape | Baseload Consumption | Solar Load Shape | Solar Generation | Solar Generation (Retail value) | Heat Pump Load Shape | Heat Pump Consumption | Battery Charging Load | Roundtrip Efficiency Losses | Total Consumption | Net Consumption | Electric Bill | QF Payment | IE Bill w/o Subsidy | Key | Checks | Checks
[5 empty] | % | $/month | $/kWh | $/kWh | $/kWh | $/kWh | $/kWh | Rate Class | % | kWh | % | kWh | $ | % | kWh | kWh | kWh | kWh | kWh | $ | $ | $
Residential | Oil | Ductless | No | January | 0% | 10 | 0.04636 | 0.29464 | 0.02865 | 0.00301 | 0.3263 | R1RESIDENTIAL | 8.358% | 531.5399 | 5.93% | 285.5301 | 93.1685 | 16.34% | 938.7608 | 0 | 0 | 1470.3006 | 1184.7706 | 396.5906 | 0 | 0 | ResidentialOilDuctlessNo
Residential | Oil | Ductless | No | February | 0% | 10 | 0.03558 | 0.29464 | 0.02865 | 0.00301 | 0.3263 | R1RESIDENTIAL | 7.928% | 504.2455 | 7.056% | 339.7306 | 110.8541 | 20.88% | 1199.6675 | 0 | 0 | 1703.913 | 1364.1824 | 455.1327 | 0 | 0 | ResidentialOilDuctlessNo
Residential | Oil | Ductless | No | March | 0% | 10 | 0.03843 | 0.29464 | 0.02865 | 0.00301 | 0.3263 | R1RESIDENTIAL | 7.053% | 448.5786 | 9.169% | 441.4654 | 144.0502 | 14% | 804.5322 | 0 | 0 | 1253.1108 | 811.6454 | 274.8399 | 0 | 0 | ResidentialOilDuctlessNo
Residential | Oil | Ductless | No | April | 0% | 10 | 0.0394 | 0.29464 | 0.02865 | 0.00301 | 0.3263 | R1RESIDENTIAL | 6.447% | 410.0604 | 9.59% | 461.7372 | 150.6649 | 8.191% | 470.6388 | 0 | 0 | 880.6992 | 418.962 | 146.7073 | 0 | 0 | ResidentialOilDuctlessNo
Residential | Oil | Ductless | No | May | 0% | 10 | 0.04827 | 0.29464 | 0.02865 | 0.00301 | 0.3263 | R1RESIDENTIAL | 6.234% | 396.4975 | 10.41% | 500.967 | 163.4655 | 5.577% | 320.4706 | 0 | 0 | 716.9681 | 216.0011 | 80.4812 | 0 | 0 | ResidentialOilDuctlessNo
Residential | Oil | Ductless | No | June | 0% | 10 | 0.05869 | 0.29464 | 0.02865 | 0.00301 | 0.3263 | R1RESIDENTIAL | 6.912% | 439.6142 | 9.74% | 468.9346 | 153.0134 | 2.044% | 117.45 | 0 | 0 | 557.0642 | 88.1295 | 38.7567 | 0 | 0 | ResidentialOilDuctlessNo
Residential | Oil | Ductless | No | July | 0% | 10 | 0.05541 | 0.29464 | 0.02865 | 0.00301 | 0.3263 | R1RESIDENTIAL | 12.13% | 771.1838 | 10.46% | 503.5672 | 164.314 | 0.3942% | 22.6511 | 0 | 0 | 793.8349 | 290.2677 | 104.7143 | 0 | 0 | ResidentialOilDuctlessNo
Residential | Oil | Ductless | No | August | 0% | 10 | 0.05148 | 0.29464 | 0.02865 | 0.00301 | 0.3263 | R1RESIDENTIAL | 14.42% | 916.846 | 9.916% | 477.4394 | 155.7885 | 0.5548% | 31.8793 | 0 | 0 | 948.7253 | 471.2859 | 163.7806 | 0 | 0 | ResidentialOilDuctlessNo
Residential | Oil | Ductless | No | September | 0% | 10 | 0.05488 | 0.29464 | 0.02865 | 0.00301 | 0.3263 | R1RESIDENTIAL | 9.663% | 614.5597 | 9.386% | 451.8997 | 147.4549 | 1.927% | 110.7385 | 0 | 0 | 725.2982 | 273.3985 | 99.2099 | 0 | 0 | ResidentialOilDuctlessNo
Residential | Oil | Ductless | No | October | 0% | 10 | 0.05986 | 0.29464 | 0.02865 | 0.00301 | 0.3263 | R1RESIDENTIAL | 7.003% | 445.3638 | 7.647% | 368.1579 | 120.1299 | 4.059% | 233.2221 | 0 | 0 | 678.5859 | 310.428 | 111.2927 | 0 | 0 | ResidentialOilDuctlessNo
Residential | Oil | Ductless | No | November | 0% | 10 | 0.10368 | 0.29464 | 0.02865 | 0.00301 | 0.3263 | R1RESIDENTIAL | 5.58% | 354.8586 | 5.851% | 281.7043 | 91.9201 | 10.64% | 611.5787 | 0 | 0 | 966.4374 | 684.733 | 233.4284 | 0 | 0 | ResidentialOilDuctlessNo
Residential | Oil | Ductless | No | December | 0% | 10 | 0.07792 | 0.29464 | 0.02865 | 0.00301 | 0.3263 | R1RESIDENTIAL | 8.281% | 526.652 | 4.85% | 233.5332 | 76.2019 | 15.39% | 884.2304 | 0 | 0 | 1410.8825 | 1177.3492 | 394.1691 | 0 | 0 | ResidentialOilDuctlessNo
Residential | Oil | Ductless | Yes | January | 0% | 10 | 0.04636 | 0.29464 | 0.02865 | 0.00301 | 0.3263 | R1RESIDENTIAL | 8.358% | 531.5399 | 5.93% | 258.4478 | 84.3315 | 16.34% | 938.7608 | 0 | 0 | 1470.3006 | 1211.8528 | 405.4276 | 0 | 0 | ResidentialOilDuctlessYes
Residential | Oil | Ductless | Yes | February | 0% | 10 | 0.03558 | 0.29464 | 0.02865 | 0.00301 | 0.3263 | R1RESIDENTIAL | 7.928% | 504.2455 | 7.056% | 307.5075 | 100.3397 | 20.88% | 1199.6675 | 0 | 0 | 1703.913 | 1396.4055 | 465.6471 | 0 | 0 | ResidentialOilDuctlessYes
Residential | Oil | Ductless | Yes | March | 0% | 10 | 0.03843 | 0.29464 | 0.02865 | 0.00301 | 0.3263 | R1RESIDENTIAL | 7.053% | 448.5786 | 9.169% | 399.5928 | 130.3871 | 14% | 804.5322 | 0 | 0 | 1253.1108 | 853.518 | 288.5029 | 0 | 0 | ResidentialOilDuctlessYes
Residential | Oil | Ductless | Yes | April | 0% | 10 | 0.0394 | 0.29464 | 0.02865 | 0.00301 | 0.3263 | R1RESIDENTIAL | 6.447% | 410.0604 | 9.59% | 417.9419 | 136.3744 | 8.191% | 470.6388 | 0 | 0 | 880.6992 | 462.7573 | 160.9977 | 0 | 0 | ResidentialOilDuctlessYes
Residential | Oil | Ductless | Yes | May | 0% | 10 | 0.04827 | 0.29464 | 0.02865 | 0.00301 | 0.3263 | R1RESIDENTIAL | 6.234% | 396.4975 | 10.41% | 453.4507 | 147.961 | 5.577% | 320.4706 | 0 | 0 | 716.9681 | 263.5173 | 95.9857 | 0 | 0 | ResidentialOilDuctlessYes
Residential | Oil | Ductless | Yes | June | 0% | 10 | 0.05869 | 0.29464 | 0.02865 | 0.00301 | 0.3263 | R1RESIDENTIAL | 6.912% | 439.6142 | 9.74% | 424.4566 | 138.5002 | 2.044% | 117.45 | 13.56 | 1.356 | 558.4202 | 133.9636 | 53.7123 | 0 | 0 | ResidentialOilDuctlessYes
Residential | Oil | Ductless | Yes | July | 0% | 10 | 0.05541 | 0.29464 | 0.02865 | 0.00301 | 0.3263 | R1RESIDENTIAL | 12.13% | 771.1838 | 10.46% | 455.8043 | 148.729 | 0.3942% | 22.6511 | 183.06 | 18.306 | 812.1409 | 356.3365 | 126.2726 | 0 | 0 | ResidentialOilDuctlessYes
Residential | Oil | Ductless | Yes | August | 0% | 10 | 0.05148 | 0.29464 | 0.02865 | 0.00301 | 0.3263 | R1RESIDENTIAL | 14.42% | 916.846 | 9.916% | 432.1547 | 141.0121 | 0.5548% | 31.8793 | 108.48 | 10.848 | 959.5733 | 527.4186 | 182.0967 | 0 | 0 | ResidentialOilDuctlessYes
Residential | Oil | Ductless | Yes | September | 0% | 10 | 0.05488 | 0.29464 | 0.02865 | 0.00301 | 0.3263 | R1RESIDENTIAL | 9.663% | 614.5597 | 9.386% | 409.0374 | 133.4689 | 1.927% | 110.7385 | 0 | 0 | 725.2982 | 316.2608 | 113.1959 | 0 | 0 | ResidentialOilDuctlessYes
Residential | Oil | Ductless | Yes | October | 0% | 10 | 0.05986 | 0.29464 | 0.02865 | 0.00301 | 0.3263 | R1RESIDENTIAL | 7.003% | 445.3638 | 7.647% | 333.2384 | 108.7357 | 4.059% | 233.2221 | 0 | 0 | 678.5859 | 345.3475 | 122.6869 | 0 | 0 | ResidentialOilDuctlessYes
Residential | Oil | Ductless | Yes | November | 0% | 10 | 0.10368 | 0.29464 | 0.02865 | 0.00301 | 0.3263 | R1RESIDENTIAL | 5.58% | 354.8586 | 5.851% | 254.985 | 83.2016 | 10.64% | 611.5787 | 0 | 0 | 966.4374 | 711.4524 | 242.1469 | 0 | 0 | ResidentialOilDuctlessYes
Residential | Oil | Ductless | Yes | December | 0% | 10 | 0.07792 | 0.29464 | 0.02865 | 0.00301 | 0.3263 | R1RESIDENTIAL | 8.281% | 526.652 | 4.85% | 211.3828 | 68.9742 | 15.39% | 884.2304 | 0 | 0 | 1410.8825 | 1199.4996 | 401.3967 | 0 | 0 | ResidentialOilDuctlessYes
Residential | Propane | Ductless | No | January | 0% | 10 | 0.04636 | 0.29464 | 0.02865 | 0.00301 | 0.3263 | R1RESIDENTIAL | 8.358% | 531.5399 | 5.93% | 548.4191 | 178.9492 | 16.34% | 1319.7741 | 0 | 0 | 1851.314 | 1302.8948 | 435.1346 | 0 | 0 | ResidentialPropaneDuctlessNo
Residential | Propane | Ductless | No | February | 0% | 10 | 0.03558 | 0.29464 | 0.02865 | 0.00301 | 0.3263 | R1RESIDENTIAL | 7.928% | 504.2455 | 7.056% | 652.5223 | 212.918 | 20.88% | 1686.5746 | 0 | 0 | 2190.8201 | 1538.2977 | 511.9466 | 0 | 0 | ResidentialPropaneDuctlessNo
Residential | Propane | Ductless | No | March | 0% | 10 | 0.03843 | 0.29464 | 0.02865 | 0.00301 | 0.3263 | R1RESIDENTIAL | 7.053% | 448.5786 | 9.169% | 847.925 | 276.6779 | 14% | 1131.0665 | 0 | 0 | 1579.645 | 731.72 | 248.7602 | 0 | 0 | ResidentialPropaneDuctlessNo
Residential | Propane | Ductless | No | April | 0% | 10 | 0.0394 | 0.29464 | 0.02865 | 0.00301 | 0.3263 | R1RESIDENTIAL | 6.447% | 410.0604 | 9.59% | 886.8611 | 289.3828 | 8.191% | 661.6562 | 0 | 0 | 1071.7166 | 184.8555 | 70.3184 | 0 | 0 | ResidentialPropaneDuctlessNo
Residential | Propane | Ductless | No | May | 0% | 10 | 0.04827 | 0.29464 | 0.02865 | 0.00301 | 0.3263 | R1RESIDENTIAL | 6.234% | 396.4975 | 10.41% | 962.2099 | 313.9691 | 5.577% | 450.5395 | 0 | 0 | 847.037 | -115.173 | 4.4406 | 5.5594 | 0 | ResidentialPropaneDuctlessNo
Residential | Propane | Ductless | No | June | 0% | 10 | 0.05869 | 0.29464 | 0.02865 | 0.00301 | 0.3263 | R1RESIDENTIAL | 6.912% | 439.6142 | 9.74% | 900.6852 | 293.8936 | 2.044% | 165.1192 | 0 | 0 | 604.7334 | -295.9518 | -7.3694 | 17.3694 | 0 | ResidentialPropaneDuctlessNo
Residential | Propane | Ductless | No | July | 0% | 10 | 0.05541 | 0.29464 | 0.02865 | 0.00301 | 0.3263 | R1RESIDENTIAL | 12.13% | 771.1838 | 10.46% | 967.2042 | 315.5987 | 0.3942% | 31.8444 | 0 | 0 | 803.0282 | -164.176 | 0.90301 | 9.097 | 0 | ResidentialPropaneDuctlessNo
Residential | Propane | Ductless | No | August | 0% | 10 | 0.05148 | 0.29464 | 0.02865 | 0.00301 | 0.3263 | R1RESIDENTIAL | 14.42% | 916.846 | 9.916% | 917.0203 | 299.2237 | 0.5548% | 44.8181 | 0 | 0 | 961.6641 | 44.6438 | 24.5673 | 0 | 0 | ResidentialPropaneDuctlessNo
Residential | Propane | Ductless | No | September | 0% | 10 | 0.05488 | 0.29464 | 0.02865 | 0.00301 | 0.3263 | R1RESIDENTIAL | 9.663% | 614.5597 | 9.386% | 867.9661 | 283.2173 | 1.927% | 155.6838 | 0 | 0 | 770.2435 | -97.7226 | 4.637 | 5.363 | 0 | ResidentialPropaneDuctlessNo
Residential | Propane | Ductless | No | October | 0% | 10 | 0.05986 | 0.29464 | 0.02865 | 0.00301 | 0.3263 | R1RESIDENTIAL | 7.003% | 445.3638 | 7.647% | 707.1228 | 230.7342 | 4.059% | 327.8795 | 0 | 0 | 773.2434 | 66.1206 | 31.5752 | 0 | 0 | ResidentialPropaneDuctlessNo
Residential | Propane | Ductless | No | November | 0% | 10 | 0.10368 | 0.29464 | 0.02865 | 0.00301 | 0.3263 | R1RESIDENTIAL | 5.58% | 354.8586 | 5.851% | 541.071 | 176.5515 | 10.64% | 859.7992 | 0 | 0 | 1214.6579 | 673.5868 | 229.7914 | 0 | 0 | ResidentialPropaneDuctlessNo
Residential | Propane | Ductless | No | December | 0% | 10 | 0.07792 | 0.29464 | 0.02865 | 0.00301 | 0.3263 | R1RESIDENTIAL | 8.281% | 526.652 | 4.85% | 448.5485 | 146.3614 | 15.39% | 1243.1116 | 0 | 0 | 1769.7636 | 1321.2151 | 441.1125 | 0 | 0 | ResidentialPropaneDuctlessNo
Residential | Electric | Ductless | No | January | 0% | 10 | 0.04636 | 0.29464 | 0.02865 | 0.00301 | 0.3263 | R1RESIDENTIAL | 8.358% | 531.5399 | 5.93% | 166.8821 | 54.4536 | 16.34% | 1224.8249 | 0 | 0 | 1756.3648 | 1589.4827 | 528.6482 | 0 | 0 | ResidentialElectricDuctlessNo
Residential | Electric | Ductless | No | February | 0% | 10 | 0.03558 | 0.29464 | 0.02865 | 0.00301 | 0.3263 | R1RESIDENTIAL | 7.928% | 504.2455 | 7.056% | 198.5603 | 64.7902 | 20.88% | 1565.2365 | 0 | 0 | 2069.4819 | 1870.9216 | 620.4817 | 0 | 0 | ResidentialElectricDuctlessNo
Residential | Electric | Ductless | No | March | 0% | 10 | 0.03843 | 0.29464 | 0.02865 | 0.00301 | 0.3263 | R1RESIDENTIAL | 7.053% | 448.5786 | 9.169% | 258.0207 | 84.1922 | 14% | 1049.6935 | 0 | 0 | 1498.2721 | 1240.2514 | 414.694 | 0 | 0 | ResidentialElectricDuctlessNo
Residential | Electric | Ductless | No | April | 0% | 10 | 0.0394 | 0.29464 | 0.02865 | 0.00301 | 0.3263 | R1RESIDENTIAL | 6.447% | 410.0604 | 9.59% | 269.8688 | 88.0582 | 8.191% | 614.0543 | 0 | 0 | 1024.1147 | 754.2459 | 256.1104 | 0 | 0 | ResidentialElectricDuctlessNo
Residential | Electric | Ductless | No | May | 0% | 10 | 0.04827 | 0.29464 | 0.02865 | 0.00301 | 0.3263 | R1RESIDENTIAL | 6.234% | 396.4975 | 10.41% | 292.7972 | 95.5397 | 5.577% | 418.1261 | 0 | 0 | 814.6236 | 521.8263 | 180.2719 | 0 | 0 | ResidentialElectricDuctlessNo
Residential | Electric | Ductless | No | June | 0% | 10 | 0.05869 | 0.29464 | 0.02865 | 0.00301 | 0.3263 | R1RESIDENTIAL | 6.912% | 439.6142 | 9.74% | 274.0755 | 89.4308 | 2.044% | 153.2399 | 0 | 0 | 592.8541 | 318.7787 | 114.0175 | 0 | 0 | ResidentialElectricDuctlessNo
Residential | Electric | Ductless | No | July | 0% | 10 | 0.05541 | 0.29464 | 0.02865 | 0.00301 | 0.3263 | R1RESIDENTIAL | 12.13% | 771.1838 | 10.46% | 294.317 | 96.0356 | 0.3942% | 29.5534 | 0 | 0 | 800.7372 | 506.4202 | 175.2449 | 0 | 0 | ResidentialElectricDuctlessNo
Residential | Electric | Ductless | No | August | 0% | 10 | 0.05148 | 0.29464 | 0.02865 | 0.00301 | 0.3263 | R1RESIDENTIAL | 14.42% | 916.846 | 9.916% | 279.0462 | 91.0528 | 0.5548% | 41.5937 | 0 | 0 | 958.4397 | 679.3935 | 231.6861 | 0 | 0 | ResidentialElectricDuctlessNo
Residential | Electric | Ductless | No | September | 0% | 10 | 0.05488 | 0.29464 | 0.02865 | 0.00301 | 0.3263 | R1RESIDENTIAL | 9.663% | 614.5597 | 9.386% | 264.1192 | 86.1821 | 1.927% | 144.4834 | 0 | 0 | 759.0431 | 494.9239 | 171.4937 | 0 | 0 | ResidentialElectricDuctlessNo
Residential | Electric | Ductless | No | October | 0% | 10 | 0.05986 | 0.29464 | 0.02865 | 0.00301 | 0.3263 | R1RESIDENTIAL | 7.003% | 445.3638 | 7.647% | 215.1751 | 70.2116 | 4.059% | 304.2907 | 0 | 0 | 749.6546 | 534.4795 | 184.4007 | 0 | 0 | ResidentialElectricDuctlessNo
Residential | Electric | Ductless | No | November | 0% | 10 | 0.10368 | 0.29464 | 0.02865 | 0.00301 | 0.3263 | R1RESIDENTIAL | 5.58% | 354.8586 | 5.851% | 164.6461 | 53.724 | 10.64% | 797.9422 | 0 | 0 | 1152.8009 | 988.1548 | 332.4349 | 0 | 0 | ResidentialElectricDuctlessNo
Residential | Electric | Ductless | No | December | 0% | 10 | 0.07792 | 0.29464 | 0.02865 | 0.00301 | 0.3263 | R1RESIDENTIAL | 8.281% | 526.652 | 4.85% | 136.4918 | 44.5373 | 15.39% | 1153.6778 | 0 | 0 | 1680.3298 | 1543.838 | 513.7543 | 0 | 0 | ResidentialElectricDuctlessNo
Residential | Electric | HP prior to CVEO | Yes | January | 0% | 10 | 0.04636 | 0.29464 | 0.02865 | 0.00301 | 0.3263 | R1RESIDENTIAL | 8.358% | 531.5399 | 5.93% | 757.2557 | 247.0925 | 16.34% | 1183.6979 | 0 | 0 | 1715.2378 | 957.9821 | 322.5896 | 0 | 0 | ResidentialElectricHP prior to CVEOYes
Residential | Electric | HP prior to CVEO | Yes | February | 0% | 10 | 0.03558 | 0.29464 | 0.02865 | 0.00301 | 0.3263 | R1RESIDENTIAL | 7.928% | 504.2455 | 7.056% | 901.0011 | 293.9967 | 20.88% | 1512.6792 | 0 | 0 | 2016.9247 | 1115.9236 | 374.1259 | 0 | 0 | ResidentialElectricHP prior to CVEOYes
Residential | Electric | HP prior to CVEO | Yes | March | 0% | 10 | 0.03843 | 0.29464 | 0.02865 | 0.00301 | 0.3263 | R1RESIDENTIAL | 7.053% | 448.5786 | 9.169% | 1170.8125 | 382.0361 | 14% | 1014.4471 | 0 | 0 | 1463.0257 | 292.2131 | 105.3491 | 0 | 0 | ResidentialElectricHP prior to CVEOYes
Residential | Electric | HP prior to CVEO | Yes | April | 0% | 10 | 0.0394 | 0.29464 | 0.02865 | 0.00301 | 0.3263 | R1RESIDENTIAL | 6.447% | 410.0604 | 9.59% | 1224.5754 | 399.579 | 8.191% | 593.4357 | 0 | 0 | 1003.4961 | -221.0793 | 1.2895 | 8.7105 | 0 | ResidentialElectricHP prior to CVEOYes
Residential | Electric | HP prior to CVEO | Yes | May | 0% | 10 | 0.04827 | 0.29464 | 0.02865 | 0.00301 | 0.3263 | R1RESIDENTIAL | 6.234% | 396.4975 | 10.41% | 1328.6169 | 433.5277 | 5.577% | 404.0863 | 0 | 0 | 800.5838 | -528.0331 | -15.4882 | 25.4882 | 0 | ResidentialElectricHP prior to CVEOYes
Residential | Electric | HP prior to CVEO | Yes | June | 0% | 10 | 0.05869 | 0.29464 | 0.02865 | 0.00301 | 0.3263 | R1RESIDENTIAL | 6.912% | 439.6142 | 9.74% | 1243.6637 | 405.8075 | 2.044% | 148.0945 | 13.56 | 1.356 | 589.0647 | -654.599 | -28.4184 | 38.4184 | 0 | ResidentialElectricHP prior to CVEOYes
Residential | Electric | HP prior to CVEO | Yes | July | 0% | 10 | 0.05541 | 0.29464 | 0.02865 | 0.00301 | 0.3263 | R1RESIDENTIAL | 12.13% | 771.1838 | 10.46% | 1335.513 | 435.7779 | 0.3942% | 28.5611 | 183.06 | 18.306 | 818.0509 | -517.4621 | -18.6726 | 28.6726 | 0 | ResidentialElectricHP prior to CVEOYes
Residential | Electric | HP prior to CVEO | Yes | August | 0% | 10 | 0.05148 | 0.29464 | 0.02865 | 0.00301 | 0.3263 | R1RESIDENTIAL | 14.42% | 916.846 | 9.916% | 1266.2192 | 413.1673 | 0.5548% | 40.1971 | 108.48 | 10.848 | 967.8911 | -298.3281 | -5.3579 | 15.3579 | 0 | ResidentialElectricHP prior to CVEOYes
Residential | Electric | HP prior to CVEO | Yes | September | 0% | 10 | 0.05488 | 0.29464 | 0.02865 | 0.00301 | 0.3263 | R1RESIDENTIAL | 9.663% | 614.5597 | 9.386% | 1198.4853 | 391.0657 | 1.927% | 139.6319 | 0 | 0 | 754.1916 | -444.2937 | -14.3828 | 24.3828 | 0 | ResidentialElectricHP prior to CVEOYes
Residential | Electric | HP prior to CVEO | Yes | October | 0% | 10 | 0.05986 | 0.29464 | 0.02865 | 0.00301 | 0.3263 | R1RESIDENTIAL | 7.003% | 445.3638 | 7.647% | 976.3932 | 318.5971 | 4.059% | 294.0733 | 0 | 0 | 739.4371 | -236.9561 | -4.1842 | 14.1842 | 0 | ResidentialElectricHP prior to CVEOYes
Residential | Electric | HP prior to CVEO | Yes | November | 0% | 10 | 0.10368 | 0.29464 | 0.02865 | 0.00301 | 0.3263 | R1RESIDENTIAL | 5.58% | 354.8586 | 5.851% | 747.1094 | 243.7818 | 10.64% | 771.149 | 0 | 0 | 1126.0077 | 378.8983 | 133.6345 | 0 | 0 | ResidentialElectricHP prior to CVEOYes
Residential | Electric | HP prior to CVEO | Yes | December | 0% | 10 | 0.07792 | 0.29464 | 0.02865 | 0.00301 | 0.3263 | R1RESIDENTIAL | 8.281% | 526.652 | 4.85% | 619.3546 | 202.0954 | 15.39% | 1114.9398 | 0 | 0 | 1641.5918 | 1022.2372 | 343.556 | 0 | 0 | ResidentialElectricHP prior to CVEOYes
Income Eligible | Oil | Ductless | No | January | 42% | 10 | 0.04636 | 0.29464 | 0.02865 | 0.00301 | 0.3263 | R2RESASST | 9.202% | 524.4929 | 5.93% | 278.7299 | 52.7507 | 16.34% | 863.8661 | 0 | 0 | 1388.359 | 1109.6292 | 215.8018 | 0 | 372.072 | Income EligibleOilDuctlessNo
Income Eligible | Oil | Ductless | No | February | 42% | 10 | 0.03558 | 0.29464 | 0.02865 | 0.00301 | 0.3263 | R2RESASST | 8.697% | 495.7251 | 7.056% | 331.6395 | 62.7641 | 20.88% | 1103.9576 | 0 | 0 | 1599.6828 | 1268.0432 | 245.7823 | 0 | 423.7625 | Income EligibleOilDuctlessNo
Income Eligible | Oil | Ductless | No | March | 42% | 10 | 0.03843 | 0.29464 | 0.02865 | 0.00301 | 0.3263 | R2RESASST | 8.095% | 461.4304 | 9.169% | 430.9514 | 81.5593 | 14% | 740.3464 | 0 | 0 | 1201.7768 | 770.8254 | 151.6818 | 0 | 261.5203 | Income EligibleOilDuctlessNo
Income Eligible | Oil | Ductless | No | April | 42% | 10 | 0.0394 | 0.29464 | 0.02865 | 0.00301 | 0.3263 | R2RESASST | 7.557% | 430.7546 | 9.59% | 450.7404 | 85.3044 | 8.191% | 433.0911 | 0 | 0 | 863.8457 | 413.1053 | 83.9818 | 0 | 144.7962 | Income EligibleOilDuctlessNo
Income Eligible | Oil | Ductless | No | May | 42% | 10 | 0.04827 | 0.29464 | 0.02865 | 0.00301 | 0.3263 | R2RESASST | 6.785% | 386.768 | 10.41% | 489.0359 | 92.552 | 5.577% | 294.9034 | 0 | 0 | 681.6713 | 192.6354 | 42.257 | 0 | 72.8569 | Income EligibleOilDuctlessNo
Income Eligible | Oil | Ductless | No | June | 42% | 10 | 0.05869 | 0.29464 | 0.02865 | 0.00301 | 0.3263 | R2RESASST | 7.058% | 402.3161 | 9.74% | 457.7664 | 86.6341 | 2.044% | 108.0798 | 0 | 0 | 510.3959 | 52.6295 | 15.7603 | 0 | 27.173 | Income EligibleOilDuctlessNo
Income Eligible | Oil | Ductless | No | July | 42% | 10 | 0.05541 | 0.29464 | 0.02865 | 0.00301 | 0.3263 | R2RESASST | 10.4% | 592.8696 | 10.46% | 491.5742 | 93.0324 | 0.3942% | 20.844 | 0 | 0 | 613.7135 | 122.1393 | 28.9154 | 0 | 49.8541 | Income EligibleOilDuctlessNo
Income Eligible | Oil | Ductless | No | August | 42% | 10 | 0.05148 | 0.29464 | 0.02865 | 0.00301 | 0.3263 | R2RESASST | 11.29% | 643.788 | 9.916% | 466.0686 | 88.2053 | 0.5548% | 29.3359 | 0 | 0 | 673.124 | 207.0554 | 44.9861 | 0 | 77.5622 | Income EligibleOilDuctlessNo
Income Eligible | Oil | Ductless | No | September | 42% | 10 | 0.05488 | 0.29464 | 0.02865 | 0.00301 | 0.3263 | R2RESASST | 8.949% | 510.0711 | 9.386% | 441.1372 | 83.487 | 1.927% | 101.9038 | 0 | 0 | 611.9749 | 170.8377 | 38.1317 | 0 | 65.7443 | Income EligibleOilDuctlessNo
Income Eligible | Oil | Ductless | No | October | 42% | 10 | 0.05986 | 0.29464 | 0.02865 | 0.00301 | 0.3263 | R2RESASST | 6.895% | 392.9891 | 7.647% | 359.3898 | 68.016 | 4.059% | 214.6155 | 0 | 0 | 607.6047 | 248.2149 | 52.7757 | 0 | 90.9925 | Income EligibleOilDuctlessNo
Income Eligible | Oil | Ductless | No | November | 42% | 10 | 0.10368 | 0.29464 | 0.02865 | 0.00301 | 0.3263 | R2RESASST | 6.177% | 352.1107 | 5.851% | 274.9952 | 52.044 | 10.64% | 562.7868 | 0 | 0 | 914.8975 | 639.9022 | 126.9041 | 0 | 218.8001 | Income EligibleOilDuctlessNo
Income Eligible | Oil | Ductless | No | December | 42% | 10 | 0.07792 | 0.29464 | 0.02865 | 0.00301 | 0.3263 | R2RESASST | 8.889% | 506.6843 | 4.85% | 227.9714 | 43.1445 | 15.39% | 813.6863 | 0 | 0 | 1320.3706 | 1092.3992 | 212.5409 | 0 | 366.4499 | Income EligibleOilDuctlessNo
Income Eligible | Oil | Ductless | Yes | January | 42% | 10 | 0.04636 | 0.29464 | 0.02865 | 0.00301 | 0.3263 | R2RESASST | 9.202% | 524.4929 | 5.93% | 876.2496 | 165.8337 | 16.34% | 863.8661 | 0 | 0 | 1388.359 | 512.1094 | 102.7188 | 0 | 177.1013 | Income EligibleOilDuctlessYes
Income Eligible | Oil | Ductless | Yes | February | 42% | 10 | 0.03558 | 0.29464 | 0.02865 | 0.00301 | 0.3263 | R2RESASST | 8.697% | 495.7251 | 7.056% | 1042.5829 | 197.313 | 20.88% | 1103.9576 | 0 | 0 | 1599.6828 | 557.0998 | 111.2334 | 0 | 191.7817 | Income EligibleOilDuctlessYes
Income Eligible | Oil | Ductless | Yes | March | 42% | 10 | 0.03843 | 0.29464 | 0.02865 | 0.00301 | 0.3263 | R2RESASST | 8.095% | 461.4304 | 9.169% | 1354.7921 | 256.3998 | 14% | 740.3464 | 0 | 0 | 1201.7768 | -153.0153 | -0.080379 | 5.8804 | 4.1196 | Income EligibleOilDuctlessYes
Income Eligible | Oil | Ductless | Yes | April | 42% | 10 | 0.0394 | 0.29464 | 0.02865 | 0.00301 | 0.3263 | R2RESASST | 7.557% | 430.7546 | 9.59% | 1417.0032 | 268.1735 | 8.191% | 433.0911 | 0 | 0 | 863.8457 | -553.1576 | -15.9944 | 21.7944 | -11.7944 | Income EligibleOilDuctlessYes
Income Eligible | Oil | Ductless | Yes | May | 42% | 10 | 0.04827 | 0.29464 | 0.02865 | 0.00301 | 0.3263 | R2RESASST | 6.785% | 386.768 | 10.41% | 1537.3936 | 290.9579 | 5.577% | 294.9034 | 0 | 0 | 681.6713 | -855.7223 | -35.5057 | 41.3057 | -31.3057 | Income EligibleOilDuctlessYes
Income Eligible | Oil | Ductless | Yes | June | 42% | 10 | 0.05869 | 0.29464 | 0.02865 | 0.00301 | 0.3263 | R2RESASST | 7.058% | 402.3161 | 9.74% | 1439.091 | 272.3537 | 2.044% | 108.0798 | 13.56 | 1.356 | 511.7519 | -927.3391 | -48.6255 | 54.4255 | -44.4255 | Income EligibleOilDuctlessYes
Income Eligible | Oil | Ductless | Yes | July | 42% | 10 | 0.05541 | 0.29464 | 0.02865 | 0.00301 | 0.3263 | R2RESASST | 10.4% | 592.8696 | 10.46% | 1545.3734 | 292.4681 | 0.3942% | 20.844 | 183.06 | 18.306 | 632.0195 | -913.3538 | -44.8089 | 50.6089 | -40.6089 | Income EligibleOilDuctlessYes
Income Eligible | Oil | Ductless | Yes | August | 42% | 10 | 0.05148 | 0.29464 | 0.02865 | 0.00301 | 0.3263 | R2RESASST | 11.29% | 643.788 | 9.916% | 1465.1908 | 277.2932 | 0.5548% | 29.3359 | 108.48 | 10.848 | 683.972 | -781.2188 | -34.4171 | 40.2171 | -30.2171 | Income EligibleOilDuctlessYes
Income Eligible | Oil | Ductless | Yes | September | 42% | 10 | 0.05488 | 0.29464 | 0.02865 | 0.00301 | 0.3263 | R2RESASST | 8.949% | 510.0711 | 9.386% | 1386.8133 | 262.46 | 1.927% | 101.9038 | 0 | 0 | 611.9749 | -774.8384 | -36.7231 | 42.5231 | -32.5231 | Income EligibleOilDuctlessYes
Income Eligible | Oil | Ductless | Yes | October | 42% | 10 | 0.05986 | 0.29464 | 0.02865 | 0.00301 | 0.3263 | R2RESASST | 6.895% | 392.9891 | 7.647% | 1129.8221 | 213.8233 | 4.059% | 214.6155 | 0 | 0 | 607.6047 | -522.2174 | -25.4599 | 31.2599 | -21.2599 | Income EligibleOilDuctlessYes
Income Eligible | Oil | Ductless | Yes | November | 42% | 10 | 0.10368 | 0.29464 | 0.02865 | 0.00301 | 0.3263 | R2RESASST | 6.177% | 352.1107 | 5.851% | 864.509 | 163.6118 | 10.64% | 562.7868 | 0 | 0 | 914.8975 | 50.3885 | 15.3362 | 0 | 26.4418 | Income EligibleOilDuctlessYes
Income Eligible | Oil | Ductless | Yes | December | 42% | 10 | 0.07792 | 0.29464 | 0.02865 | 0.00301 | 0.3263 | R2RESASST | 8.889% | 506.6843 | 4.85% | 716.679 | 135.6344 | 15.39% | 813.6863 | 0 | 0 | 1320.3706 | 603.6916 | 120.0511 | 0 | 206.9846 | Income EligibleOilDuctlessYes
Income Eligible | Propane | Ductless | No | January | 42% | 10 | 0.04636 | 0.29464 | 0.02865 | 0.00301 | 0.3263 | R2RESASST | 9.202% | 524.4929 | 5.93% | 435.0706 | 82.3389 | 16.34% | 661.2061 | 0 | 0 | 1185.699 | 750.6283 | 147.8594 | 0 | 254.93 | Income EligiblePropaneDuctlessNo
Income Eligible | Propane | Ductless | No | February | 42% | 10 | 0.03558 | 0.29464 | 0.02865 | 0.00301 | 0.3263 | R2RESASST | 8.697% | 495.7251 | 7.056% | 517.6575 | 97.9688 | 20.88% | 844.9729 | 0 | 0 | 1340.6981 | 823.0405 | 161.5637 | 0 | 278.5581 | Income EligiblePropaneDuctlessNo
Income Eligible | Propane | Ductless | No | March | 42% | 10 | 0.03843 | 0.29464 | 0.02865 | 0.00301 | 0.3263 | R2RESASST | 8.095% | 461.4304 | 9.169% | 672.6739 | 127.3062 | 14% | 566.6637 | 0 | 0 | 1028.094 | 355.4201 | 73.0647 | 0 | 125.9736 | Income EligiblePropaneDuctlessNo
Income Eligible | Propane | Ductless | No | April | 42% | 10 | 0.0394 | 0.29464 | 0.02865 | 0.00301 | 0.3263 | R2RESASST | 7.557% | 430.7546 | 9.59% | 703.5626 | 133.152 | 8.191% | 331.4894 | 0 | 0 | 762.244 | 58.6813 | 16.9057 | 0 | 29.1477 | Income EligiblePropaneDuctlessNo
Income Eligible | Propane | Ductless | No | May | 42% | 10 | 0.04827 | 0.29464 | 0.02865 | 0.00301 | 0.3263 | R2RESASST | 6.785% | 386.768 | 10.41% | 763.3382 | 144.4648 | 5.577% | 225.72 | 0 | 0 | 612.488 | -150.8502 | -1.4815 | 7.2815 | 2.7185 | Income EligiblePropaneDuctlessNo
Income Eligible | Propane | Ductless | No | June | 42% | 10 | 0.05869 | 0.29464 | 0.02865 | 0.00301 | 0.3263 | R2RESASST | 7.058% | 402.3161 | 9.74% | 714.5296 | 135.2276 | 2.044% | 82.7246 | 0 | 0 | 485.0407 | -229.4888 | -7.6687 | 13.4687 | -3.4687 | Income EligiblePropaneDuctlessNo
Income Eligible | Propane | Ductless | No | July | 42% | 10 | 0.05541 | 0.29464 | 0.02865 | 0.00301 | 0.3263 | R2RESASST | 10.4% | 592.8696 | 10.46% | 767.3003 | 145.2146 | 0.3942% | 15.954 | 0 | 0 | 608.8236 | -158.4767 | -2.9812 | 8.7812 | 1.2188 | Income EligiblePropaneDuctlessNo
Income Eligible | Propane | Ductless | No | August | 42% | 10 | 0.05148 | 0.29464 | 0.02865 | 0.00301 | 0.3263 | R2RESASST | 11.29% | 643.788 | 9.916% | 727.4885 | 137.6801 | 0.5548% | 22.4538 | 0 | 0 | 666.2419 | -61.2466 | 2.647 | 3.153 | 6.847 | Income EligiblePropaneDuctlessNo
Income Eligible | Propane | Ductless | No | September | 42% | 10 | 0.05488 | 0.29464 | 0.02865 | 0.00301 | 0.3263 | R2RESASST | 8.949% | 510.0711 | 9.386% | 688.5729 | 130.3152 | 1.927% | 77.9975 | 0 | 0 | 588.0686 | -100.5043 | 0.28432 | 5.5157 | 4.4843 | Income EligiblePropaneDuctlessNo
Income Eligible | Propane | Ductless | No | October | 42% | 10 | 0.05986 | 0.29464 | 0.02865 | 0.00301 | 0.3263 | R2RESASST | 6.895% | 392.9891 | 7.647% | 560.973 | 106.1664 | 4.059% | 164.2675 | 0 | 0 | 557.2566 | -3.7165 | 5.5775 | 0.22247 | 9.7775 | Income EligiblePropaneDuctlessNo
Income Eligible | Propane | Ductless | No | November | 42% | 10 | 0.10368 | 0.29464 | 0.02865 | 0.00301 | 0.3263 | R2RESASST | 6.177% | 352.1107 | 5.851% | 429.2412 | 81.2356 | 10.64% | 430.7589 | 0 | 0 | 782.8696 | 353.6284 | 72.7256 | 0 | 125.3889 | Income EligiblePropaneDuctlessNo
Income Eligible | Propane | Ductless | No | December | 42% | 10 | 0.07792 | 0.29464 | 0.02865 | 0.00301 | 0.3263 | R2RESASST | 8.889% | 506.6843 | 4.85% | 355.8415 | 67.3444 | 15.39% | 622.7982 | 0 | 0 | 1129.4826 | 773.6411 | 152.2147 | 0 | 262.4391 | Income EligiblePropaneDuctlessNo
Income Eligible | Propane | Ductless | Yes | January | 42% | 10 | 0.04636 | 0.29464 | 0.02865 | 0.00301 | 0.3263 | R2RESASST | 9.202% | 524.4929 | 5.93% | 683.6393 | 129.3815 | 16.34% | 661.2061 | 0 | 0 | 1185.699 | 502.0596 | 100.8168 | 0 | 173.8221 | Income EligiblePropaneDuctlessYes
Income Eligible | Propane | Ductless | Yes | February | 42% | 10 | 0.03558 | 0.29464 | 0.02865 | 0.00301 | 0.3263 | R2RESASST | 8.697% | 495.7251 | 7.056% | 813.4106 | 153.9412 | 20.88% | 844.9729 | 0 | 0 | 1340.6981 | 527.2874 | 105.5913 | 0 | 182.0539 | Income EligiblePropaneDuctlessYes
Income Eligible | Propane | Ductless | Yes | March | 42% | 10 | 0.03843 | 0.29464 | 0.02865 | 0.00301 | 0.3263 | R2RESASST | 8.095% | 461.4304 | 9.169% | 1056.9925 | 200.0401 | 14% | 566.6637 | 0 | 0 | 1028.094 | -28.8984 | 4.6894 | 1.1106 | 8.8894 | Income EligiblePropaneDuctlessYes
Income Eligible | Propane | Ductless | Yes | April | 42% | 10 | 0.0394 | 0.29464 | 0.02865 | 0.00301 | 0.3263 | R2RESASST | 7.557% | 430.7546 | 9.59% | 1105.5288 | 209.2257 | 8.191% | 331.4894 | 0 | 0 | 762.244 | -343.2848 | -7.7254 | 13.5254 | -3.5254 | Income EligiblePropaneDuctlessYes
Income Eligible | Propane | Ductless | Yes | May | 42% | 10 | 0.04827 | 0.29464 | 0.02865 | 0.00301 | 0.3263 | R2RESASST | 6.785% | 386.768 | 10.41% | 1199.4559 | 227.0018 | 5.577% | 225.72 | 0 | 0 | 612.488 | -586.9679 | -22.5329 | 28.3329 | -18.3329 | Income EligiblePropaneDuctlessYes
Income Eligible | Propane | Ductless | Yes | June | 42% | 10 | 0.05869 | 0.29464 | 0.02865 | 0.00301 | 0.3263 | R2RESASST | 7.058% | 402.3161 | 9.74% | 1122.7614 | 212.4871 | 2.044% | 82.7246 | 13.56 | 1.356 | 486.3967 | -636.3647 | -31.5482 | 37.3482 | -27.3482 | Income EligiblePropaneDuctlessYes
Income Eligible | Propane | Ductless | Yes | July | 42% | 10 | 0.05541 | 0.29464 | 0.02865 | 0.00301 | 0.3263 | R2RESASST | 10.4% | 592.8696 | 10.46% | 1205.6816 | 228.1801 | 0.3942% | 15.954 | 183.06 | 18.306 | 627.1296 | -578.552 | -26.2576 | 32.0576 | -22.0576 | Income EligiblePropaneDuctlessYes
Income Eligible | Propane | Ductless | Yes | August | 42% | 10 | 0.05148 | 0.29464 | 0.02865 | 0.00301 | 0.3263 | R2RESASST | 11.29% | 643.788 | 9.916% | 1143.1242 | 216.3408 | 0.5548% | 22.4538 | 108.48 | 10.848 | 677.0899 | -466.0343 | -18.1914 | 23.9914 | -13.9914 | Income EligiblePropaneDuctlessYes
Income Eligible | Propane | Ductless | Yes | September | 42% | 10 | 0.05488 | 0.29464 | 0.02865 | 0.00301 | 0.3263 | R2RESASST | 8.949% | 510.0711 | 9.386% | 1081.975 | 204.7681 | 1.927% | 77.9975 | 0 | 0 | 588.0686 | -493.9064 | -21.3056 | 27.1056 | -17.1056 | Income EligiblePropaneDuctlessYes
Income Eligible | Propane | Ductless | Yes | October | 42% | 10 | 0.05986 | 0.29464 | 0.02865 | 0.00301 | 0.3263 | R2RESASST | 6.895% | 392.9891 | 7.647% | 881.4735 | 166.8224 | 4.059% | 164.2675 | 0 | 0 | 557.2566 | -324.2169 | -13.6076 | 19.4076 | -9.4076 | Income EligiblePropaneDuctlessYes
Income Eligible | Propane | Ductless | Yes | November | 42% | 10 | 0.10368 | 0.29464 | 0.02865 | 0.00301 | 0.3263 | R2RESASST | 6.177% | 352.1107 | 5.851% | 674.4795 | 127.6479 | 10.64% | 430.7589 | 0 | 0 | 782.8696 | 108.3901 | 26.3133 | 0 | 45.3677 | Income EligiblePropaneDuctlessYes
Income Eligible | Propane | Ductless | Yes | December | 42% | 10 | 0.07792 | 0.29464 | 0.02865 | 0.00301 | 0.3263 | R2RESASST | 8.889% | 506.6843 | 4.85% | 559.1443 | 105.8203 | 15.39% | 622.7982 | 0 | 0 | 1129.4826 | 570.3383 | 113.7388 | 0 | 196.1014 | Income EligiblePropaneDuctlessYes
Income Eligible | Propane | Ducted | No | January | 42% | 10 | 0.04636 | 0.29464 | 0.02865 | 0.00301 | 0.3263 | R2RESASST | 9.202% | 524.4929 | 5.93% | 310.7372 | 58.8083 | 16.34% | 387.1675 | 0 | 0 | 911.6604 | 600.9232 | 119.5271 | 0 | 206.0812 | Income EligiblePropaneDuctedNo
Income Eligible | Propane | Ducted | No | February | 42% | 10 | 0.03558 | 0.29464 | 0.02865 | 0.00301 | 0.3263 | R2RESASST | 8.697% | 495.7251 | 7.056% | 369.7226 | 69.9715 | 20.88% | 494.7717 | 0 | 0 | 990.4968 | 620.7742 | 123.284 | 0 | 212.5586 | Income EligiblePropaneDuctedNo
Income Eligible | Propane | Ducted | No | March | 42% | 10 | 0.03843 | 0.29464 | 0.02865 | 0.00301 | 0.3263 | R2RESASST | 8.095% | 461.4304 | 9.169% | 480.4388 | 90.925 | 14% | 331.8084 | 0 | 0 | 793.2388 | 312.8 | 64.9987 | 0 | 112.0666 | Income EligiblePropaneDuctedNo
Income Eligible | Propane | Ducted | No | April | 42% | 10 | 0.0394 | 0.29464 | 0.02865 | 0.00301 | 0.3263 | R2RESASST | 7.557% | 430.7546 | 9.59% | 502.5002 | 95.1002 | 8.191% | 194.1027 | 0 | 0 | 624.8574 | 122.3571 | 28.9566 | 0 | 49.9251 | Income EligiblePropaneDuctedNo
Income Eligible | Propane | Ducted | No | May | 42% | 10 | 0.04827 | 0.29464 | 0.02865 | 0.00301 | 0.3263 | R2RESASST | 6.785% | 386.768 | 10.41% | 545.1933 | 103.18 | 5.577% | 132.1698 | 0 | 0 | 518.9378 | -26.2555 | 4.5326 | 1.2674 | 8.7326 | Income EligiblePropaneDuctedNo
Income Eligible | Propane | Ducted | No | June | 42% | 10 | 0.05869 | 0.29464 | 0.02865 | 0.00301 | 0.3263 | R2RESASST | 7.058% | 402.3161 | 9.74% | 510.333 | 96.5826 | 2.044% | 48.4392 | 0 | 0 | 450.7553 | -59.5777 | 2.3034 | 3.4966 | 6.5034 | Income EligiblePropaneDuctedNo
Income Eligible | Propane | Ducted | No | July | 42% | 10 | 0.05541 | 0.29464 | 0.02865 | 0.00301 | 0.3263 | R2RESASST | 10.4% | 592.8696 | 10.46% | 548.0231 | 103.7156 | 0.3942% | 9.3418 | 0 | 0 | 602.2114 | 54.1884 | 16.0554 | 0 | 27.6817 | Income EligiblePropaneDuctedNo
Income Eligible | Propane | Ducted | No | August | 42% | 10 | 0.05148 | 0.29464 | 0.02865 | 0.00301 | 0.3263 | R2RESASST | 11.29% | 643.788 | 9.916% | 519.5886 | 98.3342 | 0.5548% | 13.1478 | 0 | 0 | 656.9358 | 137.3472 | 31.7935 | 0 | 54.8164 | Income EligiblePropaneDuctedNo
Income Eligible | Propane | Ducted | No | September | 42% | 10 | 0.05488 | 0.29464 | 0.02865 | 0.00301 | 0.3263 | R2RESASST | 8.949% | 510.0711 | 9.386% | 491.7942 | 93.074 | 1.927% | 45.6712 | 0 | 0 | 555.7423 | 63.9481 | 17.9024 | 0 | 30.8663 | Income EligiblePropaneDuctedNo
Income Eligible | Propane | Ducted | No | October | 42% | 10 | 0.05986 | 0.29464 | 0.02865 | 0.00301 | 0.3263 | R2RESASST | 6.895% | 392.9891 | 7.647% | 400.6595 | 75.8264 | 4.059% | 96.1864 | 0 | 0 | 489.1755 | 88.516 | 22.552 | 0 | 38.8828 | Income EligiblePropaneDuctedNo
Income Eligible | Propane | Ducted | No | November | 42% | 10 | 0.10368 | 0.29464 | 0.02865 | 0.00301 | 0.3263 | R2RESASST | 6.177% | 352.1107 | 5.851% | 306.5737 | 58.0203 | 10.64% | 252.2298 | 0 | 0 | 604.3405 | 297.7667 | 62.1535 | 0 | 107.1613 | Income EligiblePropaneDuctedNo
Income Eligible | Propane | Ducted | No | December | 42% | 10 | 0.07792 | 0.29464 | 0.02865 | 0.00301 | 0.3263 | R2RESASST | 8.889% | 506.6843 | 4.85% | 254.15 | 48.0989 | 15.39% | 364.6779 | 0 | 0 | 871.3622 | 617.2123 | 122.6099 | 0 | 211.3964 | Income EligiblePropaneDuctedNo
Income Eligible | Electric | Ductless | No | January | 42% | 10 | 0.04636 | 0.29464 | 0.02865 | 0.00301 | 0.3263 | R2RESASST | 9.202% | 524.4929 | 5.93% | 702.162 | 132.887 | 16.34% | 603.4323 | 0 | 0 | 1127.9252 | 425.7631 | 86.3774 | 0 | 148.9265 | Income EligibleElectricDuctlessNo
Income Eligible | Electric | Ductless | No | February | 42% | 10 | 0.03558 | 0.29464 | 0.02865 | 0.00301 | 0.3263 | R2RESASST | 8.697% | 495.7251 | 7.056% | 835.4494 | 158.1121 | 20.88% | 771.1422 | 0 | 0 | 1266.8674 | 431.418 | 87.4476 | 0 | 150.7717 | Income EligibleElectricDuctlessNo
Income Eligible | Electric | Ductless | No | March | 42% | 10 | 0.03843 | 0.29464 | 0.02865 | 0.00301 | 0.3263 | R2RESASST | 8.095% | 461.4304 | 9.169% | 1085.6309 | 205.46 | 14% | 517.1506 | 0 | 0 | 978.581 | -107.0498 | 1.6861 | 4.1139 | 5.8861 | Income EligibleElectricDuctlessNo
Income Eligible | Electric | Ductless | No | April | 42% | 10 | 0.0394 | 0.29464 | 0.02865 | 0.00301 | 0.3263 | R2RESASST | 7.557% | 430.7546 | 9.59% | 1135.4823 | 214.8946 | 8.191% | 302.525 | 0 | 0 | 733.2796 | -402.2026 | -10.0468 | 15.8468 | -5.8468 | Income EligibleElectricDuctlessNo
Income Eligible | Electric | Ductless | No | May | 42% | 10 | 0.04827 | 0.29464 | 0.02865 | 0.00301 | 0.3263 | R2RESASST | 6.785% | 386.768 | 10.41% | 1231.9543 | 233.1523 | 5.577% | 205.9974 | 0 | 0 | 592.7654 | -639.1888 | -25.0536 | 30.8536 | -20.8536 | Income EligibleElectricDuctlessNo
Income Eligible | Electric | Ductless | No | June | 42% | 10 | 0.05869 | 0.29464 | 0.02865 | 0.00301 | 0.3263 | R2RESASST | 7.058% | 402.3161 | 9.74% | 1153.1818 | 218.2443 | 2.044% | 75.4964 | 0 | 0 | 477.8126 | -675.3692 | -33.8374 | 39.6374 | -29.6374 | Income EligibleElectricDuctlessNo
Income Eligible | Electric | Ductless | No | July | 42% | 10 | 0.05541 | 0.29464 | 0.02865 | 0.00301 | 0.3263 | R2RESASST | 10.4% | 592.8696 | 10.46% | 1238.3487 | 234.3624 | 0.3942% | 14.56 | 0 | 0 | 607.4296 | -630.919 | -29.1592 | 34.9592 | -24.9592 | Income EligibleElectricDuctlessNo
Income Eligible | Electric | Ductless | No | August | 42% | 10 | 0.05148 | 0.29464 | 0.02865 | 0.00301 | 0.3263 | R2RESASST | 11.29% | 643.788 | 9.916% | 1174.0963 | 222.2024 | 0.5548% | 20.4919 | 0 | 0 | 664.2799 | -509.8163 | -20.4453 | 26.2453 | -16.2453 | Income EligibleElectricDuctlessNo
Income Eligible | Electric | Ductless | No | September | 42% | 10 | 0.05488 | 0.29464 | 0.02865 | 0.00301 | 0.3263 | R2RESASST | 8.949% | 510.0711 | 9.386% | 1111.2903 | 210.3161 | 1.927% | 71.1824 | 0 | 0 | 581.2535 | -530.0368 | -23.2884 | 29.0884 | -19.0884 | Income EligibleElectricDuctlessNo
Income Eligible | Electric | Ductless | No | October | 42% | 10 | 0.05986 | 0.29464 | 0.02865 | 0.00301 | 0.3263 | R2RESASST | 6.895% | 392.9891 | 7.647% | 905.3564 | 171.3423 | 4.059% | 149.9144 | 0 | 0 | 542.9035 | -362.4529 | -15.8964 | 21.6964 | -11.6964 | Income EligibleElectricDuctlessNo
Income Eligible | Electric | Ductless | No | November | 42% | 10 | 0.10368 | 0.29464 | 0.02865 | 0.00301 | 0.3263 | R2RESASST | 6.177% | 352.1107 | 5.851% | 692.754 | 131.1065 | 10.64% | 393.1208 | 0 | 0 | 745.2315 | 52.4775 | 15.7316 | 0 | 27.1234 | Income EligibleElectricDuctlessNo
Income Eligible | Electric | Ductless | No | December | 42% | 10 | 0.07792 | 0.29464 | 0.02865 | 0.00301 | 0.3263 | R2RESASST | 8.889% | 506.6843 | 4.85% | 574.2939 | 108.6874 | 15.39% | 568.3804 | 0 | 0 | 1075.0647 | 500.7708 | 100.5729 | 0 | 173.4015 | Income EligibleElectricDuctlessNo
Income Eligible | Electric | Ductless | Yes | January | 42% | 10 | 0.04636 | 0.29464 | 0.02865 | 0.00301 | 0.3263 | R2RESASST | 9.202% | 524.4929 | 5.93% | 359.265 | 67.9923 | 16.34% | 603.4323 | 0 | 0 | 1127.9252 | 768.6602 | 151.272 | 0 | 260.8138 | Income EligibleElectricDuctlessYes
Income Eligible | Electric | Ductless | Yes | February | 42% | 10 | 0.03558 | 0.29464 | 0.02865 | 0.00301 | 0.3263 | R2RESASST | 8.697% | 495.7251 | 7.056% | 427.4622 | 80.8989 | 20.88% | 771.1422 | 0 | 0 | 1266.8674 | 839.4052 | 164.6608 | 0 | 283.8979 | Income EligibleElectricDuctlessYes
Income Eligible | Electric | Ductless | Yes | March | 42% | 10 | 0.03843 | 0.29464 | 0.02865 | 0.00301 | 0.3263 | R2RESASST | 8.095% | 461.4304 | 9.169% | 555.4689 | 105.1247 | 14% | 517.1506 | 0 | 0 | 978.581 | 423.1121 | 85.8757 | 0 | 148.0615 | Income EligibleElectricDuctlessYes
Income Eligible | Electric | Ductless | Yes | April | 42% | 10 | 0.0394 | 0.29464 | 0.02865 | 0.00301 | 0.3263 | R2RESASST | 7.557% | 430.7546 | 9.59% | 580.9756 | 109.952 | 8.191% | 302.525 | 0 | 0 | 733.2796 | 152.304 | 34.6241 | 0 | 59.6968 | Income EligibleElectricDuctlessYes
Income Eligible | Electric | Ductless | Yes | May | 42% | 10 | 0.04827 | 0.29464 | 0.02865 | 0.00301 | 0.3263 | R2RESASST | 6.785% | 386.768 | 10.41% | 630.3361 | 119.2936 | 5.577% | 205.9974 | 0 | 0 | 592.7654 | -37.5706 | 3.9865 | 1.8135 | 8.1865 | Income EligibleElectricDuctlessYes
Income Eligible | Electric | Ductless | Yes | June | 42% | 10 | 0.05869 | 0.29464 | 0.02865 | 0.00301 | 0.3263 | R2RESASST | 7.058% | 402.3161 | 9.74% | 590.0317 | 111.6659 | 2.044% | 75.4964 | 13.56 | 1.356 | 479.1686 | -110.8631 | -0.70656 | 6.5066 | 3.4934 | Income EligibleElectricDuctlessYes
Income Eligible | Electric | Ductless | Yes | July | 42% | 10 | 0.05541 | 0.29464 | 0.02865 | 0.00301 | 0.3263 | R2RESASST | 10.4% | 592.8696 | 10.46% | 633.6078 | 119.9128 | 0.3942% | 14.56 | 183.06 | 18.306 | 625.7356 | -7.8722 | 5.3638 | 0.4362 | 9.5638 | Income EligibleElectricDuctlessYes
Income Eligible | Electric | Ductless | Yes | August | 42% | 10 | 0.05148 | 0.29464 | 0.02865 | 0.00301 | 0.3263 | R2RESASST | 11.29% | 643.788 | 9.916% | 600.7327 | 113.6911 | 0.5548% | 20.4919 | 108.48 | 10.848 | 675.1279 | 74.3952 | 19.8796 | 0 | 34.2752 | Income EligibleElectricDuctlessYes
Income Eligible | Electric | Ductless | Yes | September | 42% | 10 | 0.05488 | 0.29464 | 0.02865 | 0.00301 | 0.3263 | R2RESASST | 8.949% | 510.0711 | 9.386% | 568.5977 | 107.6094 | 1.927% | 71.1824 | 0 | 0 | 581.2535 | 12.6558 | 8.1952 | 0 | 14.1296 | Income EligibleElectricDuctlessYes
Income Eligible | Electric | Ductless | Yes | October | 42% | 10 | 0.05986 | 0.29464 | 0.02865 | 0.00301 | 0.3263 | R2RESASST | 6.895% | 392.9891 | 7.647% | 463.2305 | 87.6682 | 4.059% | 149.9144 | 0 | 0 | 542.9035 | 79.673 | 20.8784 | 0 | 35.9973 | Income EligibleElectricDuctlessYes
Income Eligible | Electric | Ductless | Yes | November | 42% | 10 | 0.10368 | 0.29464 | 0.02865 | 0.00301 | 0.3263 | R2RESASST | 6.177% | 352.1107 | 5.851% | 354.4513 | 67.0813 | 10.64% | 393.1208 | 0 | 0 | 745.2315 | 390.7801 | 79.7567 | 0 | 137.5116 | Income EligibleElectricDuctlessYes
Income Eligible | Electric | Ductless | Yes | December | 42% | 10 | 0.07792 | 0.29464 | 0.02865 | 0.00301 | 0.3263 | R2RESASST | 8.889% | 506.6843 | 4.85% | 293.8406 | 55.6105 | 15.39% | 568.3804 | 0 | 0 | 1075.0647 | 781.2241 | 153.6498 | 0 | 264.9134 | Income EligibleElectricDuctlessYes
Income Eligible | Electric | HP prior to CVEO | No | January | 42% | 10 | 0.04636 | 0.29464 | 0.02865 | 0.00301 | 0.3263 | R2RESASST | 9.202% | 524.4929 | 5.93% | 405.1368 | 76.6738 | 16.34% | 636.1236 | 0 | 0 | 1160.6165 | 755.4797 | 148.7775 | 0 | 256.513 | Income EligibleElectricHP prior to CVEONo
Income Eligible | Electric | HP prior to CVEO | No | February | 42% | 10 | 0.03558 | 0.29464 | 0.02865 | 0.00301 | 0.3263 | R2RESASST | 8.697% | 495.7251 | 7.056% | 482.0416 | 91.2283 | 20.88% | 812.9193 | 0 | 0 | 1308.6445 | 826.6029 | 162.2379 | 0 | 279.7205 | Income EligibleElectricHP prior to CVEONo
Income Eligible | Electric | HP prior to CVEO | No | March | 42% | 10 | 0.03843 | 0.29464 | 0.02865 | 0.00301 | 0.3263 | R2RESASST | 8.095% | 461.4304 | 9.169% | 626.3925 | 118.5473 | 14% | 545.1676 | 0 | 0 | 1006.598 | 380.2055 | 77.7554 | 0 | 134.061 | Income EligibleElectricHP prior to CVEONo
Income Eligible | Electric | HP prior to CVEO | No | April | 42% | 10 | 0.0394 | 0.29464 | 0.02865 | 0.00301 | 0.3263 | R2RESASST | 7.557% | 430.7546 | 9.59% | 655.156 | 123.9909 | 8.191% | 318.9145 | 0 | 0 | 749.6691 | 94.5131 | 23.687 | 0 | 40.8396 | Income EligibleElectricHP prior to CVEONo
Income Eligible | Electric | HP prior to CVEO | No | May | 42% | 10 | 0.04827 | 0.29464 | 0.02865 | 0.00301 | 0.3263 | R2RESASST | 6.785% | 386.768 | 10.41% | 710.8189 | 134.5253 | 5.577% | 217.1575 | 0 | 0 | 603.9255 | -106.8934 | 0.64025 | 5.1597 | 4.8403 | Income EligibleElectricHP prior to CVEONo
Income Eligible | Electric | HP prior to CVEO | No | June | 42% | 10 | 0.05869 | 0.29464 | 0.02865 | 0.00301 | 0.3263 | R2RESASST | 7.058% | 402.3161 | 9.74% | 665.3684 | 125.9236 | 2.044% | 79.5865 | 0 | 0 | 481.9026 | -183.4657 | -4.9676 | 10.7676 | -0.7676 | Income EligibleElectricHP prior to CVEONo
Income Eligible | Electric | HP prior to CVEO | No | July | 42% | 10 | 0.05541 | 0.29464 | 0.02865 | 0.00301 | 0.3263 | R2RESASST | 10.4% | 592.8696 | 10.46% | 714.5083 | 135.2236 | 0.3942% | 15.3488 | 0 | 0 | 608.2184 | -106.2899 | -0.089526 | 5.8895 | 4.1105 | Income EligibleElectricHP prior to CVEONo
Income Eligible | Electric | HP prior to CVEO | No | August | 42% | 10 | 0.05148 | 0.29464 | 0.02865 | 0.00301 | 0.3263 | R2RESASST | 11.29% | 643.788 | 9.916% | 677.4357 | 128.2074 | 0.5548% | 21.6021 | 0 | 0 | 665.3901 | -12.0456 | 5.1799 | 0.62011 | 9.3799 | Income EligibleElectricHP prior to CVEONo
Income Eligible | Electric | HP prior to CVEO | No | September | 42% | 10 | 0.05488 | 0.29464 | 0.02865 | 0.00301 | 0.3263 | R2RESASST | 8.949% | 510.0711 | 9.386% | 641.1976 | 121.3492 | 1.927% | 75.0387 | 0 | 0 | 585.1098 | -56.0878 | 2.7219 | 3.0781 | 6.9219 | Income EligibleElectricHP prior to CVEONo
Income Eligible | Electric | HP prior to CVEO | No | October | 42% | 10 | 0.05986 | 0.29464 | 0.02865 | 0.00301 | 0.3263 | R2RESASST | 6.895% | 392.9891 | 7.647% | 522.3769 | 98.8619 | 4.059% | 158.0361 | 0 | 0 | 551.0252 | 28.6483 | 11.2218 | 0 | 19.3479 | Income EligibleElectricHP prior to CVEONo
Income Eligible | Electric | HP prior to CVEO | No | November | 42% | 10 | 0.10368 | 0.29464 | 0.02865 | 0.00301 | 0.3263 | R2RESASST | 6.177% | 352.1107 | 5.851% | 399.7085 | 75.6464 | 10.64% | 414.4183 | 0 | 0 | 766.529 | 366.8205 | 75.2222 | 0 | 129.6935 | Income EligibleElectricHP prior to CVEONo
Income Eligible | Electric | HP prior to CVEO | No | December | 42% | 10 | 0.07792 | 0.29464 | 0.02865 | 0.00301 | 0.3263 | R2RESASST | 8.889% | 506.6843 | 4.85% | 331.3588 | 62.711 | 15.39% | 599.1727 | 0 | 0 | 1105.8571 | 774.4982 | 152.3769 | 0 | 262.7188 | Income EligibleElectricHP prior to CVEONo
Income Eligible | Electric | HP prior to CVEO | Yes | January | 42% | 10 | 0.04636 | 0.29464 | 0.02865 | 0.00301 | 0.3263 | R2RESASST | 9.202% | 524.4929 | 5.93% | 735.8468 | 139.262 | 16.34% | 636.1236 | 0 | 0 | 1160.6165 | 424.7696 | 86.1894 | 0 | 148.6023 | Income EligibleElectricHP prior to CVEOYes
Income Eligible | Electric | HP prior to CVEO | Yes | February | 42% | 10 | 0.03558 | 0.29464 | 0.02865 | 0.00301 | 0.3263 | R2RESASST | 8.697% | 495.7251 | 7.056% | 875.5283 | 165.6972 | 20.88% | 812.9193 | 0 | 0 | 1308.6445 | 433.1161 | 87.769 | 0 | 151.3258 | Income EligibleElectricHP prior to CVEOYes
Income Eligible | Electric | HP prior to CVEO | Yes | March | 42% | 10 | 0.03843 | 0.29464 | 0.02865 | 0.00301 | 0.3263 | R2RESASST | 8.095% | 461.4304 | 9.169% | 1137.7118 | 215.3165 | 14% | 545.1676 | 0 | 0 | 1006.598 | -131.1138 | 0.7613 | 5.0387 | 4.9613 | Income EligibleElectricHP prior to CVEOYes
Income Eligible | Electric | HP prior to CVEO | Yes | April | 42% | 10 | 0.0394 | 0.29464 | 0.02865 | 0.00301 | 0.3263 | R2RESASST | 7.557% | 430.7546 | 9.59% | 1189.9547 | 225.2037 | 8.191% | 318.9145 | 0 | 0 | 749.6691 | -440.2856 | -11.5473 | 17.3473 | -7.3473 | Income EligibleElectricHP prior to CVEOYes
Income Eligible | Electric | HP prior to CVEO | Yes | May | 42% | 10 | 0.04827 | 0.29464 | 0.02865 | 0.00301 | 0.3263 | R2RESASST | 6.785% | 386.768 | 10.41% | 1291.0548 | 244.3373 | 5.577% | 217.1575 | 0 | 0 | 603.9255 | -687.1293 | -27.3677 | 33.1677 | -23.1677 | Income EligibleElectricHP prior to CVEOYes
Income Eligible | Electric | HP prior to CVEO | Yes | June | 42% | 10 | 0.05869 | 0.29464 | 0.02865 | 0.00301 | 0.3263 | R2RESASST | 7.058% | 402.3161 | 9.74% | 1208.5033 | 228.7141 | 2.044% | 79.5865 | 13.56 | 1.356 | 483.2586 | -725.2447 | -36.7646 | 42.5646 | -32.5646 | Income EligibleElectricHP prior to CVEOYes
Income Eligible | Electric | HP prior to CVEO | Yes | July | 42% | 10 | 0.05541 | 0.29464 | 0.02865 | 0.00301 | 0.3263 | R2RESASST | 10.4% | 592.8696 | 10.46% | 1297.7559 | 245.6055 | 0.3942% | 15.3488 | 183.06 | 18.306 | 626.5244 | -671.2315 | -31.3929 | 37.1929 | -27.1929 | Income EligibleElectricHP prior to CVEOYes
Income Eligible | Electric | HP prior to CVEO | Yes | August | 42% | 10 | 0.05148 | 0.29464 | 0.02865 | 0.00301 | 0.3263 | R2RESASST | 11.29% | 643.788 | 9.916% | 1230.4211 | 232.8621 | 0.5548% | 21.6021 | 108.48 | 10.848 | 676.2381 | -554.183 | -22.7293 | 28.5293 | -18.5293 | Income EligibleElectricHP prior to CVEOYes
Income Eligible | Electric | HP prior to CVEO | Yes | September | 42% | 10 | 0.05488 | 0.29464 | 0.02865 | 0.00301 | 0.3263 | R2RESASST | 8.949% | 510.0711 | 9.386% | 1164.6022 | 220.4056 | 1.927% | 75.0387 | 0 | 0 | 585.1098 | -579.4924 | -26.0025 | 31.8025 | -21.8025 | Income EligibleElectricHP prior to CVEOYes
Income Eligible | Electric | HP prior to CVEO | Yes | October | 42% | 10 | 0.05986 | 0.29464 | 0.02865 | 0.00301 | 0.3263 | R2RESASST | 6.895% | 392.9891 | 7.647% | 948.789 | 179.5621 | 4.059% | 158.0361 | 0 | 0 | 551.0252 | -397.7638 | -18.0101 | 23.8101 | -13.8101 | Income EligibleElectricHP prior to CVEOYes
Income Eligible | Electric | HP prior to CVEO | Yes | November | 42% | 10 | 0.10368 | 0.29464 | 0.02865 | 0.00301 | 0.3263 | R2RESASST | 6.177% | 352.1107 | 5.851% | 725.9874 | 137.396 | 10.64% | 414.4183 | 0 | 0 | 766.529 | 40.5416 | 13.4727 | 0 | 23.2287 | Income EligibleElectricHP prior to CVEOYes
Income Eligible | Electric | HP prior to CVEO | Yes | December | 42% | 10 | 0.07792 | 0.29464 | 0.02865 | 0.00301 | 0.3263 | R2RESASST | 8.889% | 506.6843 | 4.85% | 601.8444 | 113.9015 | 15.39% | 599.1727 | 0 | 0 | 1105.8571 | 504.0126 | 101.1864 | 0 | 174.4593 | Income EligibleElectricHP prior to CVEOYes
Residential | Oil | Ductless | No | Total | [8 empty] | 100% | 6360 | 100% | 4814.6667 | 1571.0257 | 100% | 5745.82 | 0 | 0 | 12105.82 | 7291.1533 | 2499.1033 | 0 | 0 | ResidentialOilDuctlessNo | 0 | 0
Residential | Oil | Ductless | Yes | Total | [8 empty] | 100% | 6360 | 100% | 4358 | 1422.0154 | 100% | 5745.82 | 305.1 | 30.51 | 12136.33 | 7778.33 | 2658.0691 | 0 | 0 | ResidentialOilDuctlessYes | 0 | -30.51
Residential | Propane | Ductless | No | Total | [8 empty] | 100% | 6360 | 100% | 9247.5556 | 3017.4774 | 100% | 8077.8667 | 0 | 0 | 14437.8667 | 5190.3111 | 1995.8172 | 37.3888 | 0 | ResidentialPropaneDuctlessNo | 0 | 0
Residential | Electric | Ductless | No | Total | [8 empty] | 100% | 6360 | 100% | 2814 | 918.2082 | 100% | 7496.7165 | 0 | 0 | 13856.7165 | 11042.7165 | 3723.2384 | 0 | 0 | ResidentialElectricDuctlessNo | 0 | 0
Residential | Electric | HP prior to CVEO | Yes | Total | [8 empty] | 100% | 6360 | 100% | 12769 | 4166.5247 | 100% | 7244.9929 | 305.1 | 30.51 | 13635.5029 | 866.5029 | 1194.0404 | 155.2146 | 0 | ResidentialElectricHP prior to CVEOYes | -7244.9929 | -30.51
Income Eligible | Oil | Ductless | No | Total | [8 empty] | 100% | 5700 | 100% | 4700 | 889.4938 | 100% | 5287.4167 | 0 | 0 | 10987.4167 | 6287.4167 | 1259.5188 | 0 | 2171.5841 | Income EligibleOilDuctlessNo | 0 | 0
Income Eligible | Oil | Ductless | Yes | Total | [8 empty] | 100% | 5700 | 100% | 14775.5 | 2796.3225 | 100% | 5287.4167 | 305.1 | 30.51 | 11017.9267 | -3757.5733 | 107.7242 | 288.0152 | 394.2942 | Income EligibleOilDuctlessYes | 0 | -30.51
Income Eligible | Propane | Ductless | No | Total | [8 empty] | 100% | 5700 | 100% | 7336.25 | 1388.4147 | 100% | 4047.0067 | 0 | 0 | 9747.0067 | 2410.7567 | 620.7112 | 38.4225 | 1098.0149 | Income EligiblePropaneDuctlessNo | 0 | 0
Income Eligible | Propane | Ductless | Yes | Total | [8 empty] | 100% | 5700 | 100% | 11527.6667 | 2181.657 | 100% | 4047.0067 | 305.1 | 30.51 | 9777.5167 | -1750.15 | 209.9807 | 182.8794 | 494.4656 | Income EligiblePropaneDuctlessYes | 0 | -30.51
Income Eligible | Propane | Ducted | No | Total | [8 empty] | 100% | 5700 | 100% | 5239.7143 | 991.6369 | 100% | 2369.7143 | 0 | 0 | 8069.7143 | 2830 | 616.6691 | 4.764 | 1066.6724 | Income EligiblePropaneDuctedNo | 0 | 0
Income Eligible | Electric | Ductless | No | Total | [8 empty] | 100% | 5700 | 100% | 11840 | 2240.7674 | 100% | 3693.3938 | 0 | 0 | 9393.3938 | -2446.6062 | 134.0882 | 202.4412 | 377.7819 | Income EligibleElectricDuctlessNo | 0 | 0
Income Eligible | Electric | Ductless | Yes | Total | [8 empty] | 100% | 5700 | 100% | 6058 | 1146.5007 | 100% | 3693.3938 | 305.1 | 30.51 | 9423.9038 | 3365.9038 | 727.436 | 8.7563 | 1260.5408 | Income EligibleElectricDuctlessYes | 0 | -30.51
Income Eligible | Electric | HP prior to CVEO | No | Total | [8 empty] | 100% | 5700 | 100% | 6831.5 | 1292.8887 | 100% | 3893.4857 | 0 | 0 | 9593.4857 | 2761.9857 | 654.7637 | 25.5151 | 1147.3794 | Income EligibleElectricHP prior to CVEONo | -3893.4857 | 0
Income Eligible | Electric | HP prior to CVEO | Yes | Total | [8 empty] | 100% | 5700 | 100% | 12408 | 2348.2636 | 100% | 3893.4857 | 305.1 | 30.51 | 9623.9957 | -2784.0043 | 115.5641 | 219.4533 | 358.1629 | Income EligibleElectricHP prior to CVEOYes | -3893.4857 | -30.51
Notes | [27 empty] | Difference due to HP consumption in Monthly tab due to CVEO-HP only; HP consumption in Monthly tab is for all HP (incl. those installed pre-CVEO)
-Monthly calculations represent post-CVEO participation bills only. Pre-participation bills are calculated on the Annual tab.
-QF calculations are determined based on the net kWh at the end of each month. If kWh at month's end is positive (exporting), then the Wholesale rate is applied to the kWh. If kWh at month's end is negative (consuming), then the Retail rate is applied to the kWh.
https://www.mass.gov/info-details/qualifying-facilities-and-on-site-generating-facilities
-Using heating rates (R-3 and R-4) because this represents a post-participation bill. Using R-1 and R-2 consumption profile for baseload consumption estimate.
-Low-income bill discount is not applied to QF payments.
QC Checks | [23 empty] | Negative = net export.
[13 empty] | 0 | 0 | [8 empty] | 0 | Positive= net consumer; owe a bill.

## Budget
Cape Light Compact, Cape and Vineyard Electrification Offering
Budget Detail
Customer, Technology | Marketing and Advertising | Participant Incentive | Sales, Technical Assistance & Training | Evaluation and Market Research | Total Costs | Participants | Incentive per Customer
Residential | 0 | 1441654.89 | 216385.72 | 238762.042 | 1896802.652 | 16 | 90103.4306
Residential, Deed restricted | 0 | 1441654.89 | 216385.72 |  | 1658040.61 | 16 | 90103.4306
Heat Pump |  | 842531.4 | 126988.7 |  | 969520.1 | 15 | 56168.76
Solar |  | 497724 | 74658.62 |  | 572382.62 | 16 | 31107.75
Battery |  | 98256 | 14738.4 |  | 112994.4 | 3 | 32752
Stove |  | 3143.49 |  |  | 3143.49 | 3 | 1047.83
Residential Evaluation and Market Research |  |  |  | 238762.042 |  |  | 0
Income Eligible | 0 | 2644375.25 | 411886.81 | 61066.058 | 3117328.118 | 39 | 67804.4936
Non-deed restricted | 0 | 263549.04 | 51849.775 |  | 315398.815 | 8 | 32943.63
Heat Pump |  | 98000 | 15525 |  | 113525 | 2 | 49000
Solar |  | 136250 | 36114.775 |  | 172364.775 | 8 | 17031.25
HEAT Loan - Solar |  | 28141.54 | 210 |  | 28351.54 | 6 | 4690.2567
Stove |  | 1157.5 |  |  | 1157.5 | 1 | 1157.5
Deed restricted | 0 | 2380826.21 | 360037.035 |  | 2740863.245 | 31 | 76800.8455
Heat Pump |  | 1109848.81 | 170464.235 |  | 1280313.045 | 28 | 39637.4575
Solar |  | 966900 | 145035.085 |  | 1111935.085 | 31 | 31190.3226
Battery |  | 299498.4 | 44537.715 |  | 344036.115 | 9 | 33277.6
Stove |  | 4579 |  |  | 4579 | 4 | 1144.75
Income Eligible Evaluation and Market Research |  |  |  | 61066.058 |  |  | 0
CVEO Total | 0 | 4086030.14 | 628272.53 | 299828.1 | 5014130.77 | 55 | 74291.4571
Heat Pump | 0 | 2050380.21 | 312977.935 | 0 | 2363358.145
Solar | 0 | 1600874 | 255808.48 | 0 | 1856682.48
Battery | 0 | 397754.4 | 59276.115 | 0 | 457030.515
Stove | 0 | 8879.99 | 0 | 0 | 8879.99
Total | 0 | 4057888.6 | 628062.53 | 0 | 4685951.13
Data for figure on Results tab
2023-2024 Costs
| Residential | Residential | Income Eligible, Non-Deed Restricted | Income Eligible, Deed Restricted | Total
Heat pump incentives |  | 842531.4 | 98000 | 1109848.81 | 2050380.21
Solar incentives |  | 497724 | 136250 | 966900 | 1600874
Battery incentives |  | 98256 |  | 299498.4 | 397754.4
HEAT Loan interest |  | 28141.54 | 28141.54 |  | 56283.08
Stoves |  | 3143.49 |  | 4579 | 7722.49
STAT costs |  | 216385.72 | 51849.775 | 360037.035 | 628272.53
Marketing costs |  | 0 | 0 | 0 | 0
EM&V costs |  | 238762.042 | 0 | 61066.058 | 299828.1
Total |  | 1924944.192 | 314241.315 | 2801929.303 | 5041114.81

## HeatPumps
Cape Light Compact, Cape and Vineyard Electrification Offering
Heat Pump Details
Measure |  | Quantities |  |  | Costs |  |  | Gross Annual Savings
Measure Name | Measure ID | Distribution | Tons | Homes | All Units | Per Unit |  | Electric |  |  | Fuel Savings | [5 empty] | Customer | Property | Baseline Heating Fuel | Heat Pump Type | Key
|  | (%) |  |  | ($) | ($/Ton) | ($/Home) | (kWh) | (kWh/Ton) | (kWh/Home) | Fossil Fuel Type | (MMBtu) | (MMBtu/Ton) | (Gallons/Ton) | (MMBtu/Home) | (Gallons/Home)
Residential Deed restricted
Affordable - MSHP displacing Electric Heat | CVEO15 | 6.667% | 6 | 1 | 69700 | 11616.6667 | 69700 | 5010 | 835 | 5010 | [6 empty] | Residential | income Restricted | Electric | Ductless | ResidentialElectricDuctless
Affordable - Central Heat Pump fully displacing Oil Heat | CVEO28 | 0% | 0 | 0 | 0 | 0 | 0 | 0 | 0 | 0 | Fuel Oil - Res Distillate | 0 | 0 | 0 | 0 | 0 | Residential | income Restricted | Oil | Ducted | ResidentialOilDucted
Affordable - Central Heat Pump fully displacing Propane Heat | CVEO29 | 0% | 0 | 0 | 0 | 0 | 0 | 0 | 0 | 0 | Propane | 0 | 0 | 0 | 0 | 0 | Residential | income Restricted | Propane | Ducted | ResidentialPropaneDucted
Affordable - MSHP fully displacing Oil Heat | CVEO30 | 33.33% | 24.24 | 5 | 246617.48 | 10173.9884 | 49323.496 | -28729.1 | -1185.1939 | -5745.82 | Fuel Oil - Res Distillate | 251.472 | 10.3743 | 74.8018 | 50.2944 | 362.639 | Residential | income Restricted | Oil | Ductless | ResidentialOilDuctless
Affordable - MSHP fully displacing Propane Heat | CVEO31 | 60% | 55.34 | 9 | 526213.92 | 9508.7445 | 58468.2133 | -72700.8 | -1313.7116 | -8077.8667 | Propane | 647.302 | 11.6968 | 128.0678 | 71.9224 | 787.4749 | Residential | income Restricted | Propane | Ductless | ResidentialPropaneDuctless
Income Eligible
MSHP displacing Electric Heat (Single Family) | CVEO9 | 6.667% | 8.5 | 2 | 89461 | 10524.8235 | 44730.5 | 10422 | 1226.1176 | 5211 | [6 empty] | Income Eligible |  | Electric | Ductless | Income EligibleElectricDuctless
Central Heat Pump fully displacing Oil Heat (Single Family) | CVEO32 | 0% | 0 | 0 | 0 | 0 | 0 | 0 | 0 | 0 | Fuel Oil - Res Distillate | 0 | 0 | 0 | 0 | 0 | Income Eligible |  | Oil | Ducted | Income EligibleOilDucted
Central Heat Pump fully displacing Propane Heat (Single Family) | CVEO33 | 23.33% | 25 | 7 | 177868.7 | 7114.748 | 25409.8143 | -16588 | -663.52 | -2369.7143 | Propane | 195.8 | 7.832 | 85.7521 | 27.9714 | 306.2576 | Income Eligible |  | Propane | Ducted | Income EligiblePropaneDucted
MSHP fully displacing Oil Heat (Single Family) | CVEO34 | 20% | 33.33 | 6 | 323842.83 | 9716.2565 | 53973.805 | -31724.5 | -951.8302 | -5287.4167 | Fuel Oil - Res Distillate | 361.874 | 10.8573 | 78.2847 | 60.3123 | 434.8715 | Income Eligible |  | Oil | Ductless | Income EligibleOilDuctless
MSHP fully displacing Propane Heat (Single Family) | CVEO35 | 50% | 61.21 | 15 | 616676.28 | 10074.7636 | 41111.752 | -60705.1 | -991.7513 | -4047.0067 | Propane | 644.5416 | 10.53 | 115.2924 | 42.9694 | 470.47 | Income Eligible |  | Propane | Ductless | Income EligiblePropaneDuctless
Income Eligible Non-deed restricted
MSHP displacing Electric Heat (Single Family) | CVEO9 | 0% | 0 | 0 | 0 | 0 | 0 | 0 | 0 | 0 | [6 empty] | Income Eligible | Not Income Restricted | Electric | Ductless | Income EligibleNot Income RestrictedElectricDuctless
Central Heat Pump fully displacing Oil Heat (Single Family) | CVEO32 | 0% | 0 | 0 | 0 | 0 | 0 | 0 | 0 | 0 | Fuel Oil - Res Distillate | 0 | 0 | 0 | 0 | 0 | Income Eligible | Not Income Restricted | Oil | Ducted | Income EligibleNot Income RestrictedOilDucted
Central Heat Pump fully displacing Propane Heat (Single Family) | CVEO33 | 0% | 0 | 0 | 0 | 0 | 0 | 0 | 0 | 0 | Propane | 0 | 0 | 0 | 0 | 0 | Income Eligible | Not Income Restricted | Propane | Ducted | Income EligibleNot Income RestrictedPropaneDucted
MSHP fully displacing Oil Heat (Single Family) | CVEO34 | 100% | 9.58 | 2 | 98000 | 10229.6451 | 49000 | -8415 | -878.3925 | -4207.5 | Fuel Oil - Res Distillate | 99.324 | 10.3678 | 74.7556 | 49.662 | 358.0792 | Income Eligible | Not Income Restricted | Oil | Ductless | Income EligibleNot Income RestrictedOilDuctless
MSHP fully displacing Propane Heat (Single Family) | CVEO35 | 0% | 0 | 0 | 0 | 0 | 0 | 0 | 0 | 0 | Propane | 0 | 0 | 0 | 0 | 0 | Income Eligible | Not Income Restricted | Propane | Ductless | Income EligibleNot Income RestrictedPropaneDuctless
Income Eligible Deed restricted
MSHP displacing Electric Heat (Single Family) | CVEO9 | 7.143% | 8.5 | 2 | 89461 | 10524.8235 | 44730.5 | 10422 | 1226.1176 | 5211 | [6 empty] | Income Eligible | income Restricted | Electric | Ductless | Income Eligibleincome RestrictedElectricDuctless
Central Heat Pump fully displacing Oil Heat (Single Family) | CVEO32 | 0% | 0 | 0 | 0 | 0 | 0 | 0 | 0 | 0 | Fuel Oil - Res Distillate | 0 | 0 | 0 | 0 | 0 | Income Eligible | income Restricted | Oil | Ducted | Income Eligibleincome RestrictedOilDucted
Central Heat Pump fully displacing Propane Heat (Single Family) | CVEO33 | 25% | 25 | 7 | 177868.7 | 7114.748 | 25409.8143 | -16588 | -663.52 | -2369.7143 | Propane | 195.8 | 7.832 | 85.7521 | 27.9714 | 306.2576 | Income Eligible | income Restricted | Propane | Ducted | Income Eligibleincome RestrictedPropaneDucted
MSHP fully displacing Oil Heat (Single Family) | CVEO34 | 14.29% | 23.75 | 4 | 225842.83 | 9509.1718 | 56460.7075 | -23309.5 | -981.4526 | -5827.375 | Fuel Oil - Res Distillate | 262.55 | 11.0547 | 79.7082 | 65.6375 | 473.2677 | Income Eligible | income Restricted | Oil | Ductless | Income Eligibleincome RestrictedOilDuctless
MSHP fully displacing Propane Heat (Single Family) | CVEO35 | 53.57% | 61.21 | 15 | 616676.28 | 10074.7636 | 41111.752 | -60705.1 | -991.7513 | -4047.0067 | Propane | 644.5416 | 10.53 | 115.2924 | 42.9694 | 470.47 | Income Eligible | income Restricted | Propane | Ductless | Income Eligibleincome RestrictedPropaneDuctless
Totals
Residential |  | 33.33% | 85.58 | 15 | 842531.4 | 9844.9568 | 56168.76 | -96419.9 | -1126.6639 | -6427.9933
Income Eligible |  | 66.67% | 128.04 | 30 | 1207848.81 | 9433.3709 | 40261.627 | -98595.6 | -770.0375 | -3286.52
Electric |  | 6.667% | 14.5 | 3 | 159161 | 10976.6207 | 53053.6667 | 15432 | 1064.2759 | 5144
Oil |  | 24.44% | 57.57 | 11 | 570460.31 | 9908.9858 | 51860.0282 | -60453.6 | -1050.0886 | -5495.7818
Propane |  | 68.89% | 141.55 | 31 | 1320758.9 | 9330.6881 | 42605.1258 | -149993.9 | -1059.6531 | -4838.5129
Sources |  |  |  | 0
Savings and costs are from CLC's tracking data.
Oil MMBtu per Gallon | 0.13869
Propane MMBtu per Gallon | 0.091333
Quantity Checks
Residential | 0
Income Eligible | 0
Total | 0

## HEATLoan
Cape Light Compact, Cape and Vineyard Electrification Offering
HEAT Loan Summary
For non-deed restricted customers only
HEAT Loans in 2024 for Solar PV
# Loans | 6
Total Principle | 104703
Avg $/Loan | 17450.5
Avg $/Month | 207.744
APR | 7.024%
Term (in yrs) | 7
Pmts/Yr | 12
Interest | -28141.54
Payment # | Payment | Principle | Interest | Balance
1 | -1581.4826 | -968.6124 | -612.8702 | 103734.3876
2 | -1581.4826 | -974.2821 | -607.2005 | 102760.1054
3 | -1581.4826 | -979.985 | -601.4976 | 101780.1205
4 | -1581.4826 | -985.7213 | -595.7614 | 100794.3992
5 | -1581.4826 | -991.4911 | -589.9915 | 99802.9081
6 | -1581.4826 | -997.2947 | -584.1879 | 98805.6134
7 | -1581.4826 | -1003.1323 | -578.3503 | 97802.4811
8 | -1581.4826 | -1009.004 | -572.4786 | 96793.4771
9 | -1581.4826 | -1014.9102 | -566.5725 | 95778.5669
10 | -1581.4826 | -1020.8508 | -560.6318 | 94757.7161
11 | -1581.4826 | -1026.8263 | -554.6563 | 93730.8898
12 | -1581.4826 | -1032.8368 | -548.6459 | 92698.053
13 | -1581.4826 | -1038.8824 | -542.6002 | 91659.1706
14 | -1581.4826 | -1044.9634 | -536.5192 | 90614.2072
15 | -1581.4826 | -1051.08 | -530.4026 | 89563.1273
16 | -1581.4826 | -1057.2324 | -524.2502 | 88505.8949
17 | -1581.4826 | -1063.4208 | -518.0618 | 87442.474
18 | -1581.4826 | -1069.6455 | -511.8372 | 86372.8286
19 | -1581.4826 | -1075.9065 | -505.5761 | 85296.922
20 | -1581.4826 | -1082.2043 | -499.2783 | 84214.7178
21 | -1581.4826 | -1088.5389 | -492.9438 | 83126.1789
22 | -1581.4826 | -1094.9105 | -486.5721 | 82031.2684
23 | -1581.4826 | -1101.3195 | -480.1631 | 80929.9489
24 | -1581.4826 | -1107.766 | -473.7166 | 79822.1829
25 | -1581.4826 | -1114.2502 | -467.2324 | 78707.9327
26 | -1581.4826 | -1120.7724 | -460.7103 | 77587.1603
27 | -1581.4826 | -1127.3327 | -454.1499 | 76459.8276
28 | -1581.4826 | -1133.9315 | -447.5512 | 75325.8961
29 | -1581.4826 | -1140.5688 | -440.9138 | 74185.3273
30 | -1581.4826 | -1147.2451 | -434.2376 | 73038.0822
31 | -1581.4826 | -1153.9604 | -427.5223 | 71884.1219
32 | -1581.4826 | -1160.715 | -420.7677 | 70723.4069
33 | -1581.4826 | -1167.5091 | -413.9735 | 69555.8978
34 | -1581.4826 | -1174.343 | -407.1396 | 68381.5548
35 | -1581.4826 | -1181.2169 | -400.2657 | 67200.3378
36 | -1581.4826 | -1188.1311 | -393.3515 | 66012.2067
37 | -1581.4826 | -1195.0857 | -386.3969 | 64817.121
38 | -1581.4826 | -1202.0811 | -379.4016 | 63615.0399
39 | -1581.4826 | -1209.1173 | -372.3653 | 62405.9226
40 | -1581.4826 | -1216.1948 | -365.2878 | 61189.7278
41 | -1581.4826 | -1223.3137 | -358.1689 | 59966.4141
42 | -1581.4826 | -1230.4743 | -351.0084 | 58735.9398
43 | -1581.4826 | -1237.6767 | -343.8059 | 57498.2631
44 | -1581.4826 | -1244.9214 | -336.5612 | 56253.3417
45 | -1581.4826 | -1252.2084 | -329.2742 | 55001.1333
46 | -1581.4826 | -1259.5381 | -321.9445 | 53741.5951
47 | -1581.4826 | -1266.9107 | -314.5719 | 52474.6844
48 | -1581.4826 | -1274.3265 | -307.1561 | 51200.358
49 | -1581.4826 | -1281.7856 | -299.697 | 49918.5723
50 | -1581.4826 | -1289.2885 | -292.1942 | 48629.2839
51 | -1581.4826 | -1296.8352 | -284.6474 | 47332.4487
52 | -1581.4826 | -1304.4261 | -277.0565 | 46028.0225
53 | -1581.4826 | -1312.0615 | -269.4212 | 44715.9611
54 | -1581.4826 | -1319.7415 | -261.7411 | 43396.2196
55 | -1581.4826 | -1327.4665 | -254.0161 | 42068.7531
56 | -1581.4826 | -1335.2367 | -246.2459 | 40733.5163
57 | -1581.4826 | -1343.0524 | -238.4302 | 39390.4639
58 | -1581.4826 | -1350.9139 | -230.5688 | 38039.5501
59 | -1581.4826 | -1358.8213 | -222.6613 | 36680.7288
60 | -1581.4826 | -1366.7751 | -214.7076 | 35313.9537
61 | -1581.4826 | -1374.7754 | -206.7073 | 33939.1783
62 | -1581.4826 | -1382.8225 | -198.6601 | 32556.3558
63 | -1581.4826 | -1390.9167 | -190.5659 | 31165.4391
64 | -1581.4826 | -1399.0583 | -182.4243 | 29766.3807
65 | -1581.4826 | -1407.2476 | -174.235 | 28359.1331
66 | -1581.4826 | -1415.4848 | -165.9978 | 26943.6483
67 | -1581.4826 | -1423.7702 | -157.7124 | 25519.8781
68 | -1581.4826 | -1432.1042 | -149.3785 | 24087.7739
69 | -1581.4826 | -1440.4869 | -140.9958 | 22647.287
70 | -1581.4826 | -1448.9186 | -132.564 | 21198.3684
71 | -1581.4826 | -1457.3998 | -124.0829 | 19740.9686
72 | -1581.4826 | -1465.9305 | -115.5521 | 18275.0381
73 | -1581.4826 | -1474.5112 | -106.9714 | 16800.5269
74 | -1581.4826 | -1483.1422 | -98.3405 | 15317.3847
75 | -1581.4826 | -1491.8236 | -89.659 | 13825.5612
76 | -1581.4826 | -1500.5559 | -80.9268 | 12325.0053
77 | -1581.4826 | -1509.3392 | -72.1434 | 10815.6661
78 | -1581.4826 | -1518.174 | -63.3086 | 9297.492
79 | -1581.4826 | -1527.0605 | -54.4221 | 7770.4315
80 | -1581.4826 | -1535.9991 | -45.4836 | 6234.4324
81 | -1581.4826 | -1544.9899 | -36.4927 | 4689.4425
82 | -1581.4826 | -1554.0334 | -27.4493 | 3135.4092
83 | -1581.4826 | -1563.1298 | -18.3529 | 1572.2794
84 | -1581.4826 | -1572.2794 | -9.2032 | -6.3665e-12
Total | -132844.54 | -104703 | -28141.54
0

## Payback
Cape Light Compact, Cape and Vineyard Electrification Offering
Customer Payback Analysis
For non-deed restricted customers only
CVEO Participant | Heat Pump Installed | HEAT Loan (Principal) | Average Annual Bill Savings | Payback Period (years) | Annual HEAT Loan Payment | Annual Cash Flow
Participant A | HP prior to CVEO | 16875 | 2966.5867 | 5.6487 | 2410.7143 | 555.8724
Participant B | MSHP fully displacing Oil Heat | 14453 | 4498.6284 | 3.1986 | 2064.7143 | 2433.9141
Participant C | HP prior to CVEO | 24600 | 2966.5867 | 8.2123 | 3514.2857 | -547.699
Participant D | MSHP fully displacing Oil Heat | 6850 | 4498.6284 | 1.5187 | 978.5714 | 3520.057
Participant E | HP prior to CVEO | 16185 | 2966.5867 | 5.4191 | 2312.1429 | 654.4438
Participant F | HP prior to CVEO | 25740 | 2966.5867 | 8.5895 | 3677.1429 | -710.5562
Total |  | 104703 | 20863.6035 |  | 14957.5714 | 5906.032
Average |  | 17450.5 | 3477.2672 | 5.4311 | 2492.9286 | 984.3387
Notes
The customers with a HEAT Loan used the loan to finance their Solar PV costs. All HEAT Loan customers are income eligible living in non-deed restricted properties, and did not install a battery.

## LI Subsidy
Cape Light Compact, Cape and Vineyard Electrification Offering
Low-Income Subsidy Reduction
Heat prior to CVEO -> | Oil | Propane | Propane | Electric | Electric | Total
Heat pump installed through CVEO -> | Ductless | Ductless | Ducted | Ductless | HP prior to CVEO | Annually | Over 10 Years
Pre-CVEO
Income Eligible electric bill (pre-subsidy) | 2185.134 | 2185.134 | 2185.134 | 5025.4065 | 3221.478
Amount ratepayers subsidize | 917.7563 | 917.7563 | 917.7563 | 2110.6707 | 1353.0208
Post-CVEO
Income Eligible electric bill (pre-subsidy) | 2171.5841 | 1070.1917 | 1063.2226 | 231.1866 | 1128.9029
Amount ratepayers subsidize | 912.0653 | 449.4805 | 446.5535 | 97.0984 | 474.1392
Difference in subsidy | 5.691 | 468.2758 | 471.2028 | 2013.5724 | 878.8815
CVEO participants | 6 | 15 | 7 | 2 | 9
Total ratepayer benefit | 34.1458 | 7024.1365 | 3298.4193 | 4027.1447 | 7909.9337 | 22293.78 | 222937.8002
Notes
Ratepayers subsidize income eligible customers by 42%. With CVEO, income eligible customers are expected to use less electricity due to solar, thereby reducing the amount that ratepayers subsidize income eligible customers.
The above bills are illustrative. Actual bills will vary.

## LI%
Cape Light Compact, Cape and Vineyard Electrification Offering
Income Eligible Spending Threshold Analysis
Sectors | Actual Costs, including CVEO |  |  |  | CVEO Costs
| 2022 | 2023 | 2024 | 2022-2024 | 2022 | 2023 | 2024 | 2022-2024
A - Residential | 30891872.7656 | 38112820.1624 | 42665076.4595 | 111669769.3875 |  |  | 1896802.652 | 1896802.652
B - Income Eligible | 9402872.4108 | 14301320.6861 | 18509837.2638 | 42214030.3607 |  |  | 3117328.118 | 3117328.118
C - Commercial & Industrial | 9414643.2436 | 13400468.1416 | 20415018.6267 | 43230130.0119
Grand Total | 49709388.42 | 65814608.99 | 81589932.35 | 197113929.76 | 0 | 0 | 5014130.77 | 5014130.77
LI % of Total | 18.92% | 21.73% | 22.69% | 21.42% |  |  | 62.17% | 62.17%

## APS
Cape Light Compact, Cape and Vineyard Electrification Offering
APS Analysis
Data | Units | Value | Notes
Air Source Heat Pumps qualifying for APS | HP units | 2 | Only two CVEO HPs qualified for the APS.
AECs generated for all qualifying HPs | AECs | 180 | AECs are pre-minted for the life of the measure.
AEC Price | $/AEC | 7
Total AEC payments (preminted) | $ | 1260 | Calculated. CLC does not expect any additional APS revenue for CVEO.

## RECs
Cape Light Compact, Cape and Vineyard Electrification Offering
REC Revenue
Data | Units | Value | Notes
Annual production per system | kWh | 29106.8
Number of PV systems | # | 55 | All CVEO customers for both years.
Total annual production | kWh | 1600874
Total annual production | MWh | 1600
REC price | $/MWh | 39 | Based on REC broker pricing sheets and market projections.
Annual revenue | $ | 62400 | <-Amount that could offset the EES, if not costs.
Annual revenue per customer | $ | 1134.5455
Years of REC revenue | Years | 10 | Assuming 10 years for simplified modeling purposes as prices are likely to change in the future. REC payments are expected for the life of the solar PV system, which is assumed to be 25 years.
Lifetime revenue | $ | 624000

## Sales
Cape Light Compact, Cape and Vineyard Electrification Offering
2024 Customers and Sales
Source: Eversource monthly customer and sales reports to the Compact.
Month | Rate Type | Sector | kWh
January | R1RESIDENTIAL | Res | 77179680
January | R2RESASST | LI | 6083261
January | R3RESHTG | Res | 16840836
January | R4RESASSTHTG | LI | 2515741
February | R1RESIDENTIAL | Res | 73216531
February | R2RESASST | LI | 5749602
February | R3RESHTG | Res | 18377436
February | R4RESASSTHTG | LI | 2696993
March | R1RESIDENTIAL | Res | 65133685
March | R2RESASST | LI | 5351839
March | R3RESHTG | Res | 15224414
March | R4RESASSTHTG | LI | 2370725
April | R1RESIDENTIAL | Res | 59540845
April | R2RESASST | LI | 4996050
April | R3RESHTG | Res | 12543830
April | R4RESASSTHTG | LI | 2019054
May | R1RESIDENTIAL | Res | 57571500
May | R2RESASST | LI | 4485877
May | R3RESHTG | Res | 9899374
May | R4RESASSTHTG | LI | 1501091
June | R1RESIDENTIAL | Res | 63832059
June | R2RESASST | LI | 4666210
June | R3RESHTG | Res | 7857503
June | R4RESASSTHTG | LI | 1124748
July | R1RESIDENTIAL | Res | 111976024
July | R2RESASST | LI | 6876319
July | R3RESHTG | Res | 11549979
July | R4RESASSTHTG | LI | 1342085
August | R1RESIDENTIAL | Res | 133126197
August | R2RESASST | LI | 7466890
August | R3RESHTG | Res | 14090707
August | R4RESASSTHTG | LI | 1448658
September | R1RESIDENTIAL | Res | 89234173
September | R2RESASST | LI | 5915992
September | R3RESHTG | Res | 10116314
September | R4RESASSTHTG | LI | 1189217
October | R1RESIDENTIAL | Res | 64666906
October | R2RESASST | LI | 4558032
October | R3RESHTG | Res | 8348183
October | R4RESASSTHTG | LI | 1083406
November | R1RESIDENTIAL | Res | 51525537
November | R2RESASST | LI | 4083909
November | R3RESHTG | Res | 7637820
November | R4RESASSTHTG | LI | 1183198
December | R1RESIDENTIAL | Res | 76469965
December | R2RESASST | LI | 5876711
December | R3RESHTG | Res | 15338658
December | R4RESASSTHTG | LI | 2245412

## Wholesale
Cape Light Compact, Cape and Vineyard Electrification Offering
Wholesale Costs
Source: | https://www.iso-ne.com/isoexpress/web/reports/load-and-demand/-/tree/monthly-wholesale-load-cost-report
C | Average Monthly Wholesale Load Cost Report
C | Filename: whlsecost_monthlyavg_2024.csv
C | Report for: 2024
C | Report generated: 07/25/2025 16:38:53 EDT
H | Location ID | Location Name | Local Date | OnOffPeak | RTLMP | Capacity | First Contingency | Second Contingency | Regulation | Forward Reserves | Real-Time Reserves | Inadvertent | Marginal Loss Rev Fund | Auction Rev Rights | Demand Response Resource Cost | Price Responsive Demand Cost | ISO Sched 2 | ISO Sched 3 | NEPOOL Exp | Inventory Energy Program Cost | DA Ancillary Service Cost | Total Cost | RTLO
H | Number | String | Date | String | Number | Number | Number | Number | Number | Number | Number | Number | Number | Number | Number | Number | Number | Number | Number | Number | Number | Number | Number | Month
D | 4000 | .H.INTERNAL_HUB | 2023-12-31 | ALL | [17 empty] | 75.62 | 10847945.338 | 12
D | 4000 | .H.INTERNAL_HUB | 2023-12-31 | OFF | [17 empty] | 68.62 | 5349027.203 | 12
D | 4000 | .H.INTERNAL_HUB | 2023-12-31 | ON | [17 empty] | 83.42 | 5498918.135 | 12
D | 4000 | .H.INTERNAL_HUB | 2024-01-31 | ALL | [17 empty] | 45.07 | 9497168.484 | 1
D | 4000 | .H.INTERNAL_HUB | 2024-01-31 | OFF | [17 empty] | 43.08 | 4633456.672 | 1
D | 4000 | .H.INTERNAL_HUB | 2024-01-31 | ON | [17 empty] | 47.21 | 4863711.812 | 1
D | 4000 | .H.INTERNAL_HUB | 2024-02-29 | ALL | [17 empty] | 34.42 | 9264002.588 | 2
D | 4000 | .H.INTERNAL_HUB | 2024-02-29 | OFF | [17 empty] | 32.87 | 4784277.471 | 2
D | 4000 | .H.INTERNAL_HUB | 2024-02-29 | ON | [17 empty] | 36.3 | 4479725.117 | 2
D | 4000 | .H.INTERNAL_HUB | 2024-03-31 | ALL | [17 empty] | 37.11 | 8270963.118 | 3
D | 4000 | .H.INTERNAL_HUB | 2024-03-31 | OFF | [17 empty] | 35.66 | 3960458.427 | 3
D | 4000 | .H.INTERNAL_HUB | 2024-03-31 | ON | [17 empty] | 38.62 | 4310504.691 | 3
D | 4000 | .H.INTERNAL_HUB | 2024-04-30 | ALL | [17 empty] | 38.29 | 8654607.965 | 4
D | 4000 | .H.INTERNAL_HUB | 2024-04-30 | OFF | [17 empty] | 36.66 | 4226942.677 | 4
D | 4000 | .H.INTERNAL_HUB | 2024-04-30 | ON | [17 empty] | 40.1 | 4427665.288 | 4
D | 4000 | .H.INTERNAL_HUB | 2024-05-31 | ALL | [17 empty] | 45.07 | 10103609.148 | 5
D | 4000 | .H.INTERNAL_HUB | 2024-05-31 | OFF | [17 empty] | 38.65 | 5003399.38 | 5
D | 4000 | .H.INTERNAL_HUB | 2024-05-31 | ON | [17 empty] | 53.1 | 5100209.768 | 5
D | 4000 | .H.INTERNAL_HUB | 2024-06-30 | ALL | [17 empty] | 56.27 | 12351494.864 | 6
D | 4000 | .H.INTERNAL_HUB | 2024-06-30 | OFF | [17 empty] | 47.84 | 5918044.695 | 6
D | 4000 | .H.INTERNAL_HUB | 2024-06-30 | ON | [17 empty] | 65.65 | 6433450.169 | 6
D | 4000 | .H.INTERNAL_HUB | 2024-07-31 | ALL | [17 empty] | 52.42 | 10895144.01 | 7
D | 4000 | .H.INTERNAL_HUB | 2024-07-31 | OFF | [17 empty] | 41.73 | 5358211.544 | 7
D | 4000 | .H.INTERNAL_HUB | 2024-07-31 | ON | [17 empty] | 64.33 | 5536932.466 | 7
D | 4000 | .H.INTERNAL_HUB | 2024-08-31 | ALL | [17 empty] | 47.78 | 8820179.852 | 8
D | 4000 | .H.INTERNAL_HUB | 2024-08-31 | OFF | [17 empty] | 44.64 | 4595086.662 | 8
D | 4000 | .H.INTERNAL_HUB | 2024-08-31 | ON | [17 empty] | 51.71 | 4225093.19 | 8
D | 4000 | .H.INTERNAL_HUB | 2024-09-30 | ALL | [17 empty] | 50.93 | 8609779.035 | 9
D | 4000 | .H.INTERNAL_HUB | 2024-09-30 | OFF | [17 empty] | 45.96 | 4004372.163 | 9
D | 4000 | .H.INTERNAL_HUB | 2024-09-30 | ON | [17 empty] | 56.01 | 4605406.872 | 9
D | 4000 | .H.INTERNAL_HUB | 2024-10-31 | ALL | [17 empty] | 55.62 | 8876293.522 | 10
D | 4000 | .H.INTERNAL_HUB | 2024-10-31 | OFF | [17 empty] | 50.98 | 4650810.713 | 10
D | 4000 | .H.INTERNAL_HUB | 2024-10-31 | ON | [17 empty] | 61.45 | 4225482.809 | 10
D | 4000 | .H.INTERNAL_HUB | 2024-11-30 | ALL | [17 empty] | 99.17 | 10651364.983 | 11
D | 4000 | .H.INTERNAL_HUB | 2024-11-30 | OFF | [17 empty] | 94.15 | 5548224.139 | 11
D | 4000 | .H.INTERNAL_HUB | 2024-11-30 | ON | [17 empty] | 105.26 | 5103140.844 | 11
D | 4001 | .Z.MAINE | 2023-12-31 | ALL | 60.86 | 4.8 | 0.67 | 0.08 | 0.21 | 0.46 | 0.04 | 0.01 | -0.26 | -0.42 | 0 | 0 | 0.48 | 0.46 | 0.23 | 2.52 | 0 | 70.14 | 1073151.784 | 12
D | 4001 | .Z.MAINE | 2023-12-31 | OFF | 55.14 | 4.8 | 0.57 | 0.07 | 0.2 | 0 | 0.03 | 0.02 | -0.24 | -0.42 | 0 | 0 | 0.48 | 0.46 | 0.23 | 2.61 | 0 | 63.93 | 531969.852 | 12
D | 4001 | .Z.MAINE | 2023-12-31 | ON | 67.24 | 4.8 | 0.79 | 0.1 | 0.22 | 0.98 | 0.06 | 0 | -0.29 | -0.42 | 0 | 0 | 0.48 | 0.46 | 0.23 | 2.42 | 0 | 77.06 | 541181.932 | 12
D | 4001 | .Z.MAINE | 2024-01-31 | ALL | 31.25 | 5.5 | 0.5 | 0.05 | 0.13 | 0.54 | 0.03 | 0 | -0.16 | -0.44 | 0 | 0 | 0.48 | 0.49 | 0.23 | 2.64 | 0 | 41.22 | 936946.536 | 1
D | 4001 | .Z.MAINE | 2024-01-31 | OFF | 29.69 | 5.5 | 0.55 | 0.05 | 0.12 | 0 | 0.02 | 0 | -0.14 | -0.44 | 0 | 0 | 0.48 | 0.49 | 0.23 | 2.68 | 0 | 39.23 | 458361.638 | 1
D | 4001 | .Z.MAINE | 2024-01-31 | ON | 32.91 | 5.5 | 0.45 | 0.04 | 0.14 | 1.11 | 0.03 | 0 | -0.19 | -0.44 | 0 | 0 | 0.48 | 0.49 | 0.23 | 2.59 | 0 | 43.36 | 478584.898 | 1
D | 4001 | .Z.MAINE | 2024-02-29 | ALL | 22.53 | 5.59 | 0.41 | 0.05 | 0.1 | 0.55 | 0.02 | -0.01 | -0.06 | -0.15 | 0 | 0 | 0.48 | 0.46 | 0.23 | 0 | 0 | 30.2 | 920712.171 | 2
D | 4001 | .Z.MAINE | 2024-02-29 | OFF | 21.67 | 5.59 | 0.34 | 0.04 | 0.1 | 0 | 0.02 | 0 | -0.04 | -0.15 | 0 | 0 | 0.48 | 0.46 | 0.23 | 0 | 0 | 28.73 | 476602.497 | 2
D | 4001 | .Z.MAINE | 2024-02-29 | ON | 23.57 | 5.59 | 0.5 | 0.05 | 0.1 | 1.21 | 0.02 | -0.01 | -0.07 | -0.15 | 0 | 0 | 0.48 | 0.46 | 0.23 | 0 | 0 | 31.98 | 444109.674 | 2
D | 4001 | .Z.MAINE | 2024-03-31 | ALL | 23.52 | 6.38 | 0.54 | 0.06 | 0.1 | 0.55 | 0.02 | 0 | -0.02 | -0.14 | 0 | 0 | 0.48 | 0.47 | 0.23 | 0 | 0 | 32.2 | 806876.472 | 3
D | 4001 | .Z.MAINE | 2024-03-31 | OFF | 22.89 | 6.38 | 0.59 | 0.06 | 0.07 | 0 | 0.03 | 0 | 0 | -0.14 | 0 | 0 | 0.48 | 0.47 | 0.23 | 0 | 0 | 31.05 | 392695.129 | 3
D | 4001 | .Z.MAINE | 2024-03-31 | ON | 24.18 | 6.38 | 0.5 | 0.06 | 0.13 | 1.13 | 0.02 | 0 | -0.03 | -0.14 | 0 | 0 | 0.48 | 0.47 | 0.23 | 0 | 0 | 33.4 | 414181.343 | 3
D | 4001 | .Z.MAINE | 2024-04-30 | ALL | 25.32 | 6.23 | 0.5 | 0.06 | 0.07 | 0.56 | 0.02 | 0 | -0.06 | -0.12 | 0 | 0 | 0.48 | 0.46 | 0.23 | 0 | 0 | 33.75 | 825632.923 | 4
D | 4001 | .Z.MAINE | 2024-04-30 | OFF | 24.27 | 6.23 | 0.61 | 0.06 | 0.06 | 0 | 0.03 | 0 | -0.04 | -0.12 | 0 | 0 | 0.48 | 0.46 | 0.23 | 0 | 0 | 32.26 | 405507.775 | 4
D | 4001 | .Z.MAINE | 2024-04-30 | ON | 26.49 | 6.23 | 0.38 | 0.05 | 0.08 | 1.19 | 0.01 | 0 | -0.08 | -0.12 | 0 | 0 | 0.48 | 0.46 | 0.23 | 0 | 0 | 35.41 | 420125.148 | 4
D | 4001 | .Z.MAINE | 2024-05-31 | ALL | 30.11 | 7.16 | 0.67 | 0.07 | 0.09 | 0.53 | 0.11 | 0 | -0.14 | -0.1 | -0.02 | 0 | 0.48 | 0.47 | 0.23 | 0 | 0 | 39.66 | 883856.722 | 5
D | 4001 | .Z.MAINE | 2024-05-31 | OFF | 24.58 | 7.16 | 0.54 | 0.06 | 0.09 | 0 | 0.01 | -0.01 | -0.11 | -0.1 | 0 | 0 | 0.48 | 0.47 | 0.23 | 0 | 0 | 33.4 | 443624.521 | 5
D | 4001 | .Z.MAINE | 2024-05-31 | ON | 37.01 | 7.16 | 0.84 | 0.09 | 0.1 | 1.19 | 0.24 | 0 | -0.17 | -0.1 | -0.04 | 0 | 0.48 | 0.47 | 0.23 | 0 | 0 | 47.5 | 440232.201 | 5
D | 4001 | .Z.MAINE | 2024-06-30 | ALL | 42.09 | 5.97 | 2.05 | 0.1 | 0.2 | 0.46 | 0.36 | -0.01 | -0.33 | -0.11 | 0 | 0 | 0.48 | 0.46 | 0.23 | 0 | 0 | 51.97 | 1061271.507 | 6
D | 4001 | .Z.MAINE | 2024-06-30 | OFF | 34.63 | 5.97 | 1.79 | 0.09 | 0.16 | 0 | 0.18 | -0.01 | -0.23 | -0.11 | 0 | 0 | 0.48 | 0.46 | 0.23 | 0 | 0 | 43.64 | 508324.468 | 6
D | 4001 | .Z.MAINE | 2024-06-30 | ON | 50.4 | 5.97 | 2.35 | 0.11 | 0.25 | 0.98 | 0.56 | -0.02 | -0.43 | -0.11 | 0 | 0 | 0.48 | 0.46 | 0.23 | 0 | 0 | 61.24 | 552947.039 | 6
D | 4001 | .Z.MAINE | 2024-07-31 | ALL | 38.04 | 6.55 | 0.81 | 0.07 | 0.21 | 0.53 | 0.32 | 0.01 | -0.11 | -0.11 | -0.02 | 0 | 0.48 | 0.46 | 0.23 | 0 | 0 | 47.48 | 966457.719 | 7
D | 4001 | .Z.MAINE | 2024-07-31 | OFF | 28.58 | 6.55 | 0.68 | 0.06 | 0.14 | 0 | 0.01 | 0.01 | -0.14 | -0.11 | 0 | 0 | 0.48 | 0.46 | 0.23 | 0 | 0 | 36.95 | 474261.386 | 7
D | 4001 | .Z.MAINE | 2024-07-31 | ON | 48.58 | 6.55 | 0.97 | 0.09 | 0.3 | 1.13 | 0.66 | 0.01 | -0.08 | -0.11 | -0.05 | 0 | 0.48 | 0.46 | 0.23 | 0 | 0 | 59.2 | 492196.333 | 7
D | 4001 | .Z.MAINE | 2024-08-31 | ALL | 31.38 | 7.74 | 0.54 | 0.06 | 0.09 | 0.65 | 0.02 | 0 | -0.1 | -0.14 | 0 | 0 | 0.48 | 0.47 | 0.23 | 0 | 0 | 41.42 | 817600.045 | 8
D | 4001 | .Z.MAINE | 2024-08-31 | OFF | 29.05 | 7.74 | 0.56 | 0.06 | 0.07 | 0 | 0.02 | 0 | -0.12 | -0.14 | 0 | 0 | 0.48 | 0.47 | 0.23 | 0 | 0 | 38.43 | 422318.587 | 8
D | 4001 | .Z.MAINE | 2024-08-31 | ON | 34.3 | 7.74 | 0.52 | 0.06 | 0.11 | 1.46 | 0.03 | -0.01 | -0.09 | -0.14 | 0 | 0 | 0.48 | 0.47 | 0.23 | 0 | 0 | 45.16 | 395281.458 | 8
D | 4001 | .Z.MAINE | 2024-09-30 | ALL | 35.14 | 7.66 | 0.64 | 0.09 | 0.16 | 0.48 | 0.02 | 0 | -0.15 | -0.15 | 0 | 0 | 0.48 | 0.46 | 0.23 | 0 | 0 | 45.06 | 834297.3 | 9
D | 4001 | .Z.MAINE | 2024-09-30 | OFF | 30.62 | 7.66 | 0.56 | 0.09 | 0.16 | 0 | 0.02 | 0 | -0.12 | -0.15 | 0 | 0 | 0.48 | 0.46 | 0.23 | 0 | 0 | 40.01 | 390100.111 | 9
D | 4001 | .Z.MAINE | 2024-09-30 | ON | 39.75 | 7.66 | 0.71 | 0.1 | 0.16 | 0.97 | 0.03 | 0 | -0.18 | -0.15 | 0 | 0 | 0.48 | 0.46 | 0.23 | 0 | 0 | 50.23 | 444197.189 | 9
D | 4001 | .Z.MAINE | 2024-10-31 | ALL | 40.97 | 7.39 | 0.49 | 0.11 | 0.23 | 0.48 | 0.02 | 0 | -0.3 | -0.18 | 0 | 0 | 0.48 | 0.47 | 0.23 | 0 | 0 | 50.39 | 864398.147 | 10
D | 4001 | .Z.MAINE | 2024-10-31 | OFF | 36.85 | 7.39 | 0.42 | 0.09 | 0.17 | 0 | 0.01 | 0.01 | -0.29 | -0.18 | 0 | 0 | 0.48 | 0.47 | 0.23 | 0 | 0 | 45.65 | 454813.604 | 10
D | 4001 | .Z.MAINE | 2024-10-31 | ON | 46.15 | 7.39 | 0.58 | 0.14 | 0.3 | 1.09 | 0.02 | 0 | -0.33 | -0.18 | 0 | 0 | 0.48 | 0.47 | 0.23 | 0 | 0 | 56.33 | 409584.543 | 10
D | 4001 | .Z.MAINE | 2024-11-30 | ALL | 84.3 | 6.07 | 0.6 | 0.22 | 0.17 | 0.39 | 0.04 | 0.01 | -0.59 | -0.3 | 0 | 0 | 0.48 | 0.46 | 0.23 | 2.58 | 0 | 94.67 | 1053125.282 | 11
D | 4001 | .Z.MAINE | 2024-11-30 | OFF | 79.41 | 6.07 | 0.59 | 0.18 | 0.18 | 0 | 0.03 | 0.01 | -0.58 | -0.3 | 0 | 0 | 0.48 | 0.46 | 0.23 | 2.61 | 0 | 89.37 | 551938.057 | 11
D | 4001 | .Z.MAINE | 2024-11-30 | ON | 90.25 | 6.07 | 0.61 | 0.27 | 0.15 | 0.86 | 0.05 | 0 | -0.59 | -0.3 | -0.01 | 0 | 0.48 | 0.46 | 0.23 | 2.55 | 0 | 101.1 | 501187.225 | 11
D | 4002 | .Z.NEWHAMPSHIRE | 2023-12-31 | ALL | 63.04 | 5.34 | 0.67 | 0.08 | 0.21 | 0.46 | 0.04 | 0.01 | -0.26 | -0.42 | 0 | 0 | 0.48 | 0.46 | 0.23 | 2.52 | 0 | 72.86 | 1053383.715 | 12
D | 4002 | .Z.NEWHAMPSHIRE | 2023-12-31 | OFF | 56.69 | 5.34 | 0.57 | 0.07 | 0.2 | 0 | 0.03 | 0.02 | -0.24 | -0.42 | 0 | 0 | 0.48 | 0.46 | 0.23 | 2.61 | 0 | 66.02 | 511260.884 | 12
D | 4002 | .Z.NEWHAMPSHIRE | 2023-12-31 | ON | 70.11 | 5.34 | 0.79 | 0.1 | 0.22 | 0.98 | 0.06 | 0 | -0.29 | -0.42 | 0 | 0 | 0.48 | 0.46 | 0.23 | 2.42 | 0 | 80.48 | 542122.831 | 12
D | 4002 | .Z.NEWHAMPSHIRE | 2024-01-31 | ALL | 31.78 | 6.19 | 0.5 | 0.05 | 0.13 | 0.54 | 0.03 | 0 | -0.16 | -0.45 | 0 | 0 | 0.48 | 0.49 | 0.23 | 2.64 | 0 | 42.43 | 924910.831 | 1
D | 4002 | .Z.NEWHAMPSHIRE | 2024-01-31 | OFF | 30.17 | 6.19 | 0.55 | 0.05 | 0.12 | 0 | 0.02 | 0 | -0.14 | -0.45 | 0 | 0 | 0.48 | 0.49 | 0.23 | 2.68 | 0 | 40.39 | 444174.349 | 1
D | 4002 | .Z.NEWHAMPSHIRE | 2024-01-31 | ON | 33.49 | 6.19 | 0.45 | 0.04 | 0.14 | 1.11 | 0.03 | 0 | -0.19 | -0.45 | 0 | 0 | 0.48 | 0.49 | 0.23 | 2.59 | 0 | 44.63 | 480736.482 | 1
D | 4002 | .Z.NEWHAMPSHIRE | 2024-02-29 | ALL | 23.08 | 6.34 | 0.41 | 0.05 | 0.1 | 0.55 | 0.02 | -0.01 | -0.06 | -0.15 | 0 | 0 | 0.48 | 0.46 | 0.23 | 0 | 0 | 31.51 | 911677.331 | 2
D | 4002 | .Z.NEWHAMPSHIRE | 2024-02-29 | OFF | 22.1 | 6.34 | 0.34 | 0.04 | 0.1 | 0 | 0.02 | 0 | -0.04 | -0.15 | 0 | 0 | 0.48 | 0.46 | 0.23 | 0 | 0 | 29.91 | 462238.742 | 2
D | 4002 | .Z.NEWHAMPSHIRE | 2024-02-29 | ON | 24.28 | 6.34 | 0.5 | 0.05 | 0.1 | 1.21 | 0.02 | -0.01 | -0.07 | -0.15 | 0 | 0 | 0.48 | 0.46 | 0.23 | 0 | 0 | 33.44 | 449438.589 | 2
D | 4002 | .Z.NEWHAMPSHIRE | 2024-03-31 | ALL | 24.46 | 7.26 | 0.54 | 0.06 | 0.1 | 0.55 | 0.02 | 0 | -0.02 | -0.14 | 0 | 0 | 0.48 | 0.47 | 0.23 | 0 | 0 | 34.03 | 818215.723 | 3
D | 4002 | .Z.NEWHAMPSHIRE | 2024-03-31 | OFF | 23.51 | 7.26 | 0.59 | 0.06 | 0.07 | 0 | 0.03 | 0 | 0 | -0.14 | 0 | 0 | 0.48 | 0.47 | 0.23 | 0 | 0 | 32.56 | 383064.75 | 3
D | 4002 | .Z.NEWHAMPSHIRE | 2024-03-31 | ON | 25.46 | 7.26 | 0.5 | 0.06 | 0.13 | 1.13 | 0.02 | 0 | -0.03 | -0.14 | 0 | 0 | 0.48 | 0.47 | 0.23 | 0 | 0 | 35.56 | 435150.973 | 3
D | 4002 | .Z.NEWHAMPSHIRE | 2024-04-30 | ALL | 26.33 | 7.08 | 0.5 | 0.06 | 0.07 | 0.56 | 0.02 | 0 | -0.06 | -0.1 | 0 | 0 | 0.48 | 0.46 | 0.23 | 0 | 0 | 35.63 | 856337.129 | 4
D | 4002 | .Z.NEWHAMPSHIRE | 2024-04-30 | OFF | 25.1 | 7.08 | 0.61 | 0.06 | 0.06 | 0 | 0.03 | 0 | -0.04 | -0.1 | 0 | 0 | 0.48 | 0.46 | 0.23 | 0 | 0 | 33.96 | 403370.804 | 4
D | 4002 | .Z.NEWHAMPSHIRE | 2024-04-30 | ON | 27.7 | 7.08 | 0.38 | 0.05 | 0.08 | 1.19 | 0.01 | 0 | -0.08 | -0.1 | 0 | 0 | 0.48 | 0.46 | 0.23 | 0 | 0 | 37.48 | 452966.325 | 4
D | 4002 | .Z.NEWHAMPSHIRE | 2024-05-31 | ALL | 31.07 | 7.06 | 0.67 | 0.07 | 0.09 | 0.53 | 0.11 | 0 | -0.14 | -0.09 | -0.01 | 0 | 0.48 | 0.47 | 0.23 | 0 | 0 | 40.55 | 979602.237 | 5
D | 4002 | .Z.NEWHAMPSHIRE | 2024-05-31 | OFF | 25.33 | 7.06 | 0.54 | 0.06 | 0.09 | 0 | 0.01 | -0.01 | -0.11 | -0.09 | 0 | 0 | 0.48 | 0.47 | 0.23 | 0 | 0 | 34.05 | 470070.054 | 5
D | 4002 | .Z.NEWHAMPSHIRE | 2024-05-31 | ON | 38.25 | 7.06 | 0.84 | 0.09 | 0.1 | 1.19 | 0.24 | 0 | -0.17 | -0.09 | -0.02 | 0 | 0.48 | 0.47 | 0.23 | 0 | 0 | 48.66 | 509532.183 | 5
D | 4002 | .Z.NEWHAMPSHIRE | 2024-06-30 | ALL | 43.3 | 5.8 | 2.05 | 0.1 | 0.2 | 0.46 | 0.36 | -0.01 | -0.33 | -0.11 | 0 | 0 | 0.48 | 0.46 | 0.23 | 0 | 0 | 53 | 1201430.653 | 6
D | 4002 | .Z.NEWHAMPSHIRE | 2024-06-30 | OFF | 35.61 | 5.8 | 1.79 | 0.09 | 0.16 | 0 | 0.18 | -0.01 | -0.23 | -0.11 | 0 | 0 | 0.48 | 0.46 | 0.23 | 0 | 0 | 44.46 | 561124.013 | 6
D | 4002 | .Z.NEWHAMPSHIRE | 2024-06-30 | ON | 51.86 | 5.8 | 2.35 | 0.11 | 0.25 | 0.98 | 0.56 | -0.02 | -0.43 | -0.11 | 0 | 0 | 0.48 | 0.46 | 0.23 | 0 | 0 | 62.52 | 640306.64 | 6
D | 4002 | .Z.NEWHAMPSHIRE | 2024-07-31 | ALL | 38.85 | 6.6 | 0.81 | 0.07 | 0.21 | 0.53 | 0.32 | 0.01 | -0.11 | -0.11 | -0.01 | 0 | 0.48 | 0.46 | 0.23 | 0 | 0 | 48.36 | 1034521.824 | 7
D | 4002 | .Z.NEWHAMPSHIRE | 2024-07-31 | OFF | 29.16 | 6.6 | 0.68 | 0.06 | 0.14 | 0 | 0.01 | 0.01 | -0.14 | -0.11 | 0 | 0 | 0.48 | 0.46 | 0.23 | 0 | 0 | 37.58 | 494123.323 | 7
D | 4002 | .Z.NEWHAMPSHIRE | 2024-07-31 | ON | 49.65 | 6.6 | 0.97 | 0.09 | 0.3 | 1.13 | 0.66 | 0.01 | -0.08 | -0.11 | -0.01 | 0 | 0.48 | 0.46 | 0.23 | 0 | 0 | 60.36 | 540398.501 | 7
D | 4002 | .Z.NEWHAMPSHIRE | 2024-08-31 | ALL | 32.22 | 7.88 | 0.54 | 0.06 | 0.09 | 0.65 | 0.02 | 0 | -0.1 | -0.14 | 0 | 0 | 0.48 | 0.47 | 0.23 | 0 | 0 | 42.4 | 855575.207 | 8
D | 4002 | .Z.NEWHAMPSHIRE | 2024-08-31 | OFF | 29.71 | 7.88 | 0.56 | 0.06 | 0.07 | 0 | 0.02 | 0 | -0.12 | -0.14 | 0 | 0 | 0.48 | 0.47 | 0.23 | 0 | 0 | 39.23 | 432912.121 | 8
D | 4002 | .Z.NEWHAMPSHIRE | 2024-08-31 | ON | 35.36 | 7.88 | 0.52 | 0.06 | 0.11 | 1.46 | 0.03 | -0.01 | -0.09 | -0.14 | 0 | 0 | 0.48 | 0.47 | 0.23 | 0 | 0 | 46.36 | 422663.086 | 8
D | 4002 | .Z.NEWHAMPSHIRE | 2024-09-30 | ALL | 35.42 | 7.88 | 0.64 | 0.09 | 0.16 | 0.48 | 0.02 | 0 | -0.15 | -0.16 | 0 | 0 | 0.48 | 0.46 | 0.23 | 0 | 0 | 45.56 | 851256.789 | 9
D | 4002 | .Z.NEWHAMPSHIRE | 2024-09-30 | OFF | 30.89 | 7.88 | 0.56 | 0.09 | 0.16 | 0 | 0.02 | 0 | -0.12 | -0.16 | 0 | 0 | 0.48 | 0.46 | 0.23 | 0 | 0 | 40.49 | 386120.134 | 9
D | 4002 | .Z.NEWHAMPSHIRE | 2024-09-30 | ON | 40.06 | 7.88 | 0.71 | 0.1 | 0.16 | 0.97 | 0.03 | 0 | -0.18 | -0.16 | 0 | 0 | 0.48 | 0.46 | 0.23 | 0 | 0 | 50.74 | 465136.655 | 9
D | 4002 | .Z.NEWHAMPSHIRE | 2024-10-31 | ALL | 41.25 | 7.51 | 0.49 | 0.11 | 0.23 | 0.48 | 0.02 | 0 | -0.3 | -0.18 | 0 | 0 | 0.48 | 0.47 | 0.23 | 0 | 0 | 50.78 | 873962.472 | 10
D | 4002 | .Z.NEWHAMPSHIRE | 2024-10-31 | OFF | 37.04 | 7.51 | 0.42 | 0.09 | 0.17 | 0 | 0.01 | 0.01 | -0.29 | -0.18 | 0 | 0 | 0.48 | 0.47 | 0.23 | 0 | 0 | 45.97 | 448491.187 | 10
D | 4002 | .Z.NEWHAMPSHIRE | 2024-10-31 | ON | 46.52 | 7.51 | 0.58 | 0.14 | 0.3 | 1.09 | 0.02 | 0 | -0.33 | -0.18 | 0 | 0 | 0.48 | 0.47 | 0.23 | 0 | 0 | 56.82 | 425471.285 | 10
D | 4002 | .Z.NEWHAMPSHIRE | 2024-11-30 | ALL | 85.01 | 6.18 | 0.6 | 0.22 | 0.17 | 0.39 | 0.04 | 0.01 | -0.59 | -0.31 | 0 | 0 | 0.48 | 0.46 | 0.23 | 2.58 | 0 | 95.48 | 1048164.137 | 11
D | 4002 | .Z.NEWHAMPSHIRE | 2024-11-30 | OFF | 80.18 | 6.18 | 0.59 | 0.18 | 0.18 | 0 | 0.03 | 0.01 | -0.58 | -0.31 | 0 | 0 | 0.48 | 0.46 | 0.23 | 2.61 | 0 | 90.25 | 538651.282 | 11
D | 4002 | .Z.NEWHAMPSHIRE | 2024-11-30 | ON | 90.88 | 6.18 | 0.61 | 0.27 | 0.15 | 0.86 | 0.05 | 0 | -0.59 | -0.31 | 0 | 0 | 0.48 | 0.46 | 0.23 | 2.55 | 0 | 101.83 | 509512.855 | 11
D | 4003 | .Z.VERMONT | 2023-12-31 | ALL | 62.9 | 5.34 | 0.67 | 0.08 | 0.21 | 0.46 | 0.04 | 0.01 | -0.26 | -0.3 | 0 | 0 | 0.48 | 0.46 | 0.23 | 2.52 | 0 | 72.84 | 511805.093 | 12
D | 4003 | .Z.VERMONT | 2023-12-31 | OFF | 56.36 | 5.34 | 0.57 | 0.07 | 0.2 | 0 | 0.03 | 0.02 | -0.24 | -0.3 | 0 | 0 | 0.48 | 0.46 | 0.23 | 2.61 | 0 | 65.81 | 252897.148 | 12
D | 4003 | .Z.VERMONT | 2023-12-31 | ON | 70.18 | 5.34 | 0.79 | 0.1 | 0.22 | 0.98 | 0.06 | 0 | -0.29 | -0.3 | 0 | 0 | 0.48 | 0.46 | 0.23 | 2.42 | 0 | 80.67 | 258907.945 | 12
D | 4003 | .Z.VERMONT | 2024-01-31 | ALL | 31.35 | 6.19 | 0.5 | 0.05 | 0.13 | 0.54 | 0.03 | 0 | -0.16 | -0.29 | 0 | 0 | 0.48 | 0.49 | 0.23 | 2.64 | 0 | 42.17 | 423645.063 | 1
D | 4003 | .Z.VERMONT | 2024-01-31 | OFF | 29.81 | 6.19 | 0.55 | 0.05 | 0.12 | 0 | 0.02 | 0 | -0.14 | -0.29 | 0 | 0 | 0.48 | 0.49 | 0.23 | 2.68 | 0 | 40.18 | 213921.746 | 1
D | 4003 | .Z.VERMONT | 2024-01-31 | ON | 33 | 6.19 | 0.45 | 0.04 | 0.14 | 1.11 | 0.03 | 0 | -0.19 | -0.29 | 0 | 0 | 0.48 | 0.49 | 0.23 | 2.59 | 0 | 44.29 | 209723.317 | 1
D | 4003 | .Z.VERMONT | 2024-02-29 | ALL | 23 | 6.34 | 0.41 | 0.05 | 0.1 | 0.55 | 0.02 | -0.01 | -0.06 | -0.11 | 0 | 0 | 0.48 | 0.46 | 0.23 | 0 | 0 | 31.46 | 405502.42 | 2
D | 4003 | .Z.VERMONT | 2024-02-29 | OFF | 22.03 | 6.34 | 0.34 | 0.04 | 0.1 | 0 | 0.02 | 0 | -0.04 | -0.11 | 0 | 0 | 0.48 | 0.46 | 0.23 | 0 | 0 | 29.89 | 217740.055 | 2
D | 4003 | .Z.VERMONT | 2024-02-29 | ON | 24.17 | 6.34 | 0.5 | 0.05 | 0.1 | 1.21 | 0.02 | -0.01 | -0.07 | -0.11 | 0 | 0 | 0.48 | 0.46 | 0.23 | 0 | 0 | 33.37 | 187762.365 | 2
D | 4003 | .Z.VERMONT | 2024-03-31 | ALL | 24.37 | 7.26 | 0.54 | 0.06 | 0.1 | 0.55 | 0.02 | 0 | -0.02 | -0.11 | 0 | 0 | 0.48 | 0.47 | 0.23 | 0 | 0 | 33.96 | 332142.185 | 3
D | 4003 | .Z.VERMONT | 2024-03-31 | OFF | 23.4 | 7.26 | 0.59 | 0.06 | 0.07 | 0 | 0.03 | 0 | 0 | -0.11 | 0 | 0 | 0.48 | 0.47 | 0.23 | 0 | 0 | 32.47 | 168599.24 | 3
D | 4003 | .Z.VERMONT | 2024-03-31 | ON | 25.39 | 7.26 | 0.5 | 0.06 | 0.13 | 1.13 | 0.02 | 0 | -0.03 | -0.11 | 0 | 0 | 0.48 | 0.47 | 0.23 | 0 | 0 | 35.52 | 163542.945 | 3
D | 4003 | .Z.VERMONT | 2024-04-30 | ALL | 26.22 | 7.08 | 0.5 | 0.06 | 0.07 | 0.56 | 0.02 | 0 | -0.06 | -0.11 | 0 | 0 | 0.48 | 0.46 | 0.23 | 0 | 0 | 35.51 | 321813.846 | 4
D | 4003 | .Z.VERMONT | 2024-04-30 | OFF | 25.01 | 7.08 | 0.61 | 0.06 | 0.06 | 0 | 0.03 | 0 | -0.04 | -0.11 | 0 | 0 | 0.48 | 0.46 | 0.23 | 0 | 0 | 33.86 | 169603.93 | 4
D | 4003 | .Z.VERMONT | 2024-04-30 | ON | 27.58 | 7.08 | 0.38 | 0.05 | 0.08 | 1.19 | 0.01 | 0 | -0.08 | -0.11 | 0 | 0 | 0.48 | 0.46 | 0.23 | 0 | 0 | 37.35 | 152209.916 | 4
D | 4003 | .Z.VERMONT | 2024-05-31 | ALL | 30.92 | 7.06 | 0.67 | 0.06 | 0.09 | 0.53 | 0.11 | 0 | -0.14 | -0.1 | -0.03 | 0 | 0.48 | 0.47 | 0.23 | 0 | 0 | 40.35 | 357774.395 | 5
D | 4003 | .Z.VERMONT | 2024-05-31 | OFF | 25.24 | 7.06 | 0.54 | 0.05 | 0.09 | 0 | 0.01 | -0.01 | -0.11 | -0.1 | 0 | 0 | 0.48 | 0.47 | 0.23 | 0 | 0 | 33.95 | 189717.201 | 5
D | 4003 | .Z.VERMONT | 2024-05-31 | ON | 38.01 | 7.06 | 0.84 | 0.07 | 0.1 | 1.19 | 0.24 | 0 | -0.17 | -0.1 | -0.08 | 0 | 0.48 | 0.47 | 0.23 | 0 | 0 | 48.34 | 168057.194 | 5
D | 4003 | .Z.VERMONT | 2024-06-30 | ALL | 42.68 | 5.8 | 2.05 | 0.1 | 0.2 | 0.46 | 0.36 | -0.01 | -0.33 | -0.1 | 0 | 0 | 0.48 | 0.46 | 0.23 | 0 | 0 | 52.4 | 425797.351 | 6
D | 4003 | .Z.VERMONT | 2024-06-30 | OFF | 35.29 | 5.8 | 1.79 | 0.09 | 0.16 | 0 | 0.18 | -0.01 | -0.23 | -0.1 | 0 | 0 | 0.48 | 0.46 | 0.23 | 0 | 0 | 44.14 | 215231.367 | 6
D | 4003 | .Z.VERMONT | 2024-06-30 | ON | 50.91 | 5.8 | 2.35 | 0.11 | 0.25 | 0.98 | 0.56 | -0.02 | -0.43 | -0.1 | 0 | 0 | 0.48 | 0.46 | 0.23 | 0 | 0 | 61.59 | 210565.984 | 6
D | 4003 | .Z.VERMONT | 2024-07-31 | ALL | 38.73 | 6.6 | 0.81 | 0.07 | 0.21 | 0.53 | 0.32 | 0.01 | -0.11 | -0.11 | -0.01 | 0 | 0.48 | 0.46 | 0.23 | 0 | 0 | 48.22 | 396269.352 | 7
D | 4003 | .Z.VERMONT | 2024-07-31 | OFF | 29.18 | 6.6 | 0.68 | 0.06 | 0.14 | 0 | 0.01 | 0.01 | -0.14 | -0.11 | 0 | 0 | 0.48 | 0.46 | 0.23 | 0 | 0 | 37.6 | 205699.064 | 7
D | 4003 | .Z.VERMONT | 2024-07-31 | ON | 49.36 | 6.6 | 0.97 | 0.09 | 0.3 | 1.13 | 0.66 | 0.01 | -0.08 | -0.11 | -0.03 | 0 | 0.48 | 0.46 | 0.23 | 0 | 0 | 60.05 | 190570.288 | 7
D | 4003 | .Z.VERMONT | 2024-08-31 | ALL | 32.47 | 7.88 | 0.54 | 0.06 | 0.09 | 0.65 | 0.02 | 0 | -0.1 | -0.13 | 0 | 0 | 0.48 | 0.47 | 0.23 | 0 | 0 | 42.66 | 342319.701 | 8
D | 4003 | .Z.VERMONT | 2024-08-31 | OFF | 29.93 | 7.88 | 0.56 | 0.06 | 0.07 | 0 | 0.02 | 0 | -0.12 | -0.13 | 0 | 0 | 0.48 | 0.47 | 0.23 | 0 | 0 | 39.46 | 187244.64 | 8
D | 4003 | .Z.VERMONT | 2024-08-31 | ON | 35.65 | 7.88 | 0.52 | 0.06 | 0.11 | 1.46 | 0.03 | -0.01 | -0.09 | -0.13 | 0 | 0 | 0.48 | 0.47 | 0.23 | 0 | 0 | 46.66 | 155075.061 | 8
D | 4003 | .Z.VERMONT | 2024-09-30 | ALL | 35.29 | 7.88 | 0.64 | 0.09 | 0.16 | 0.48 | 0.02 | 0 | -0.15 | -0.14 | 0 | 0 | 0.48 | 0.46 | 0.23 | 0 | 0 | 45.45 | 363454.806 | 9
D | 4003 | .Z.VERMONT | 2024-09-30 | OFF | 30.83 | 7.88 | 0.56 | 0.09 | 0.16 | 0 | 0.02 | 0 | -0.12 | -0.14 | 0 | 0 | 0.48 | 0.46 | 0.23 | 0 | 0 | 40.45 | 176290.51 | 9
D | 4003 | .Z.VERMONT | 2024-09-30 | ON | 39.85 | 7.88 | 0.71 | 0.1 | 0.16 | 0.97 | 0.03 | 0 | -0.18 | -0.14 | 0 | 0 | 0.48 | 0.46 | 0.23 | 0 | 0 | 50.55 | 187164.296 | 9
D | 4003 | .Z.VERMONT | 2024-10-31 | ALL | 40.42 | 7.51 | 0.49 | 0.11 | 0.23 | 0.48 | 0.02 | 0 | -0.3 | -0.15 | 0 | 0 | 0.48 | 0.47 | 0.23 | 0 | 0 | 49.98 | 400915.328 | 10
D | 4003 | .Z.VERMONT | 2024-10-31 | OFF | 36.42 | 7.51 | 0.42 | 0.08 | 0.17 | 0 | 0.01 | 0.01 | -0.29 | -0.15 | 0 | 0 | 0.48 | 0.47 | 0.23 | 0 | 0 | 45.37 | 213315.99 | 10
D | 4003 | .Z.VERMONT | 2024-10-31 | ON | 45.43 | 7.51 | 0.58 | 0.14 | 0.3 | 1.09 | 0.02 | 0 | -0.33 | -0.15 | 0 | 0 | 0.48 | 0.47 | 0.23 | 0 | 0 | 55.76 | 187599.338 | 10
D | 4003 | .Z.VERMONT | 2024-11-30 | ALL | 82.46 | 6.18 | 0.6 | 0.11 | 0.17 | 0.39 | 0.04 | 0.01 | -0.59 | -0.26 | 0 | 0 | 0.48 | 0.46 | 0.23 | 2.58 | 0 | 92.85 | 500680.393 | 11
D | 4003 | .Z.VERMONT | 2024-11-30 | OFF | 77.96 | 6.18 | 0.59 | 0.09 | 0.18 | 0 | 0.03 | 0.01 | -0.58 | -0.26 | 0 | 0 | 0.48 | 0.46 | 0.23 | 2.61 | 0 | 87.98 | 263641.34 | 11
D | 4003 | .Z.VERMONT | 2024-11-30 | ON | 87.92 | 6.18 | 0.61 | 0.13 | 0.15 | 0.86 | 0.05 | 0 | -0.59 | -0.26 | -0.01 | 0 | 0.48 | 0.46 | 0.23 | 2.55 | 0 | 98.76 | 237039.053 | 11
D | 4004 | .Z.CONNECTICUT | 2023-12-31 | ALL | 62.78 | 8.88 | 0.67 | 0.08 | 0.21 | 0.46 | 0.04 | 0.01 | -0.26 | -0.54 | 0.01 | 0 | 0.48 | 0.46 | 0.23 | 2.52 | 0 | 76.03 | 2486598.777 | 12
D | 4004 | .Z.CONNECTICUT | 2023-12-31 | OFF | 56.14 | 8.88 | 0.57 | 0.07 | 0.2 | 0 | 0.03 | 0.02 | -0.24 | -0.54 | 0 | 0 | 0.48 | 0.46 | 0.23 | 2.61 | 0 | 68.9 | 1209534.113 | 12
D | 4004 | .Z.CONNECTICUT | 2023-12-31 | ON | 70.17 | 8.88 | 0.79 | 0.1 | 0.22 | 0.98 | 0.06 | 0 | -0.29 | -0.54 | 0.01 | 0 | 0.48 | 0.46 | 0.23 | 2.42 | 0 | 83.97 | 1277064.664 | 12
D | 4004 | .Z.CONNECTICUT | 2024-01-31 | ALL | 30.7 | 10.38 | 0.5 | 0.05 | 0.13 | 0.54 | 0.03 | 0 | -0.16 | -0.53 | 0 | 0 | 0.48 | 0.49 | 0.23 | 2.64 | 0 | 45.47 | 2172994.126 | 1
D | 4004 | .Z.CONNECTICUT | 2024-01-31 | OFF | 29.21 | 10.38 | 0.55 | 0.05 | 0.12 | 0 | 0.02 | 0 | -0.14 | -0.53 | 0 | 0 | 0.48 | 0.49 | 0.23 | 2.68 | 0 | 43.53 | 1046175.982 | 1
D | 4004 | .Z.CONNECTICUT | 2024-01-31 | ON | 32.3 | 10.38 | 0.45 | 0.04 | 0.14 | 1.11 | 0.03 | 0 | -0.19 | -0.53 | 0 | 0 | 0.48 | 0.49 | 0.23 | 2.59 | 0 | 47.54 | 1126818.144 | 1
D | 4004 | .Z.CONNECTICUT | 2024-02-29 | ALL | 22.76 | 10.52 | 0.41 | 0.05 | 0.1 | 0.55 | 0.02 | -0.01 | -0.06 | -0.17 | 0 | 0 | 0.48 | 0.46 | 0.23 | 0 | 0 | 35.34 | 2069006.743 | 2
D | 4004 | .Z.CONNECTICUT | 2024-02-29 | OFF | 21.82 | 10.52 | 0.34 | 0.04 | 0.1 | 0 | 0.02 | 0 | -0.04 | -0.17 | 0 | 0 | 0.48 | 0.46 | 0.23 | 0 | 0 | 33.79 | 1065006.62 | 2
D | 4004 | .Z.CONNECTICUT | 2024-02-29 | ON | 23.9 | 10.52 | 0.5 | 0.05 | 0.1 | 1.21 | 0.02 | -0.01 | -0.07 | -0.17 | 0 | 0 | 0.48 | 0.46 | 0.23 | 0 | 0 | 37.22 | 1004000.123 | 2
D | 4004 | .Z.CONNECTICUT | 2024-03-31 | ALL | 24.08 | 11.66 | 0.54 | 0.06 | 0.1 | 0.55 | 0.02 | 0 | -0.02 | -0.17 | 0 | 0 | 0.48 | 0.47 | 0.23 | 0 | 0 | 38.02 | 1871142.311 | 3
D | 4004 | .Z.CONNECTICUT | 2024-03-31 | OFF | 23.13 | 11.66 | 0.59 | 0.06 | 0.07 | 0 | 0.03 | 0 | 0 | -0.17 | 0 | 0 | 0.48 | 0.47 | 0.23 | 0 | 0 | 36.54 | 880795.354 | 3
D | 4004 | .Z.CONNECTICUT | 2024-03-31 | ON | 25.08 | 11.66 | 0.5 | 0.06 | 0.13 | 1.13 | 0.02 | 0 | -0.03 | -0.17 | 0 | 0 | 0.48 | 0.47 | 0.23 | 0 | 0 | 39.56 | 990346.957 | 3
D | 4004 | .Z.CONNECTICUT | 2024-04-30 | ALL | 25.78 | 11.09 | 0.5 | 0.06 | 0.07 | 0.56 | 0.02 | 0 | -0.06 | -0.16 | 0 | 0 | 0.48 | 0.46 | 0.23 | 0 | 0 | 39.03 | 1965801.633 | 4
D | 4004 | .Z.CONNECTICUT | 2024-04-30 | OFF | 24.56 | 11.09 | 0.61 | 0.06 | 0.06 | 0 | 0.03 | 0 | -0.04 | -0.16 | 0 | 0 | 0.48 | 0.46 | 0.23 | 0 | 0 | 37.37 | 936029.557 | 4
D | 4004 | .Z.CONNECTICUT | 2024-04-30 | ON | 27.15 | 11.09 | 0.38 | 0.05 | 0.08 | 1.19 | 0.01 | 0 | -0.08 | -0.16 | 0 | 0 | 0.48 | 0.46 | 0.23 | 0 | 0 | 40.88 | 1029772.076 | 4
D | 4004 | .Z.CONNECTICUT | 2024-05-31 | ALL | 30.46 | 11.52 | 0.67 | 0.06 | 0.09 | 0.53 | 0.11 | 0 | -0.14 | -0.11 | -0.01 | 0 | 0.48 | 0.47 | 0.23 | 0 | 0 | 44.36 | 2387571.004 | 5
D | 4004 | .Z.CONNECTICUT | 2024-05-31 | OFF | 24.86 | 11.52 | 0.54 | 0.05 | 0.09 | 0 | 0.01 | -0.01 | -0.11 | -0.11 | 0 | 0 | 0.48 | 0.47 | 0.23 | 0 | 0 | 38.02 | 1160286.125 | 5
D | 4004 | .Z.CONNECTICUT | 2024-05-31 | ON | 37.47 | 11.52 | 0.84 | 0.07 | 0.1 | 1.19 | 0.24 | 0 | -0.17 | -0.11 | -0.03 | 0 | 0.48 | 0.47 | 0.23 | 0 | 0 | 52.3 | 1227284.879 | 5
D | 4004 | .Z.CONNECTICUT | 2024-06-30 | ALL | 42 | 9.54 | 2.05 | 0.1 | 0.2 | 0.46 | 0.36 | -0.01 | -0.33 | -0.12 | -0.01 | 0 | 0.48 | 0.46 | 0.23 | 0 | 0 | 55.43 | 2878737.521 | 6
D | 4004 | .Z.CONNECTICUT | 2024-06-30 | OFF | 34.58 | 9.54 | 1.79 | 0.09 | 0.16 | 0 | 0.18 | -0.01 | -0.23 | -0.12 | 0 | 0 | 0.48 | 0.46 | 0.23 | 0 | 0 | 47.15 | 1344206.569 | 6
D | 4004 | .Z.CONNECTICUT | 2024-06-30 | ON | 50.28 | 9.54 | 2.35 | 0.11 | 0.25 | 0.98 | 0.56 | -0.02 | -0.43 | -0.12 | -0.02 | 0 | 0.48 | 0.46 | 0.23 | 0 | 0 | 64.66 | 1534530.952 | 6
D | 4004 | .Z.CONNECTICUT | 2024-07-31 | ALL | 37.96 | 10.79 | 0.81 | 0.07 | 0.21 | 0.53 | 0.32 | 0.01 | -0.11 | -0.13 | 0 | 0 | 0.48 | 0.46 | 0.23 | 0 | 0 | 51.64 | 2543685.081 | 7
D | 4004 | .Z.CONNECTICUT | 2024-07-31 | OFF | 28.46 | 10.79 | 0.68 | 0.06 | 0.14 | 0 | 0.01 | 0.01 | -0.14 | -0.13 | 0 | 0 | 0.48 | 0.46 | 0.23 | 0 | 0 | 41.05 | 1212227.786 | 7
D | 4004 | .Z.CONNECTICUT | 2024-07-31 | ON | 48.54 | 10.79 | 0.97 | 0.09 | 0.3 | 1.13 | 0.66 | 0.01 | -0.08 | -0.13 | 0 | 0 | 0.48 | 0.46 | 0.23 | 0 | 0 | 63.43 | 1331457.295 | 7
D | 4004 | .Z.CONNECTICUT | 2024-08-31 | ALL | 31.52 | 13.4 | 0.54 | 0.06 | 0.09 | 0.65 | 0.02 | 0 | -0.1 | -0.19 | 0 | 0 | 0.48 | 0.47 | 0.23 | 0 | 0 | 47.16 | 2008952.278 | 8
D | 4004 | .Z.CONNECTICUT | 2024-08-31 | OFF | 28.99 | 13.4 | 0.56 | 0.06 | 0.07 | 0 | 0.02 | 0 | -0.12 | -0.19 | 0 | 0 | 0.48 | 0.47 | 0.23 | 0 | 0 | 43.98 | 1027552.579 | 8
D | 4004 | .Z.CONNECTICUT | 2024-08-31 | ON | 34.67 | 13.4 | 0.52 | 0.06 | 0.11 | 1.46 | 0.03 | -0.01 | -0.09 | -0.19 | 0 | 0 | 0.48 | 0.47 | 0.23 | 0 | 0 | 51.14 | 981399.699 | 8
D | 4004 | .Z.CONNECTICUT | 2024-09-30 | ALL | 34 | 13.75 | 0.64 | 0.09 | 0.16 | 0.48 | 0.02 | 0 | -0.15 | -0.21 | 0 | 0 | 0.48 | 0.46 | 0.23 | 0 | 0 | 49.96 | 1922114.524 | 9
D | 4004 | .Z.CONNECTICUT | 2024-09-30 | OFF | 29.7 | 13.75 | 0.56 | 0.09 | 0.16 | 0 | 0.02 | 0 | -0.12 | -0.21 | 0 | 0 | 0.48 | 0.46 | 0.23 | 0 | 0 | 45.12 | 874406.563 | 9
D | 4004 | .Z.CONNECTICUT | 2024-09-30 | ON | 38.39 | 13.75 | 0.71 | 0.1 | 0.16 | 0.97 | 0.03 | 0 | -0.18 | -0.21 | 0 | 0 | 0.48 | 0.46 | 0.23 | 0 | 0 | 54.89 | 1047707.961 | 9
D | 4004 | .Z.CONNECTICUT | 2024-10-31 | ALL | 38.32 | 13.25 | 0.49 | 0.11 | 0.23 | 0.48 | 0.02 | 0 | -0.3 | -0.26 | 0 | 0 | 0.48 | 0.47 | 0.23 | 0 | 0 | 53.51 | 1988180.609 | 10
D | 4004 | .Z.CONNECTICUT | 2024-10-31 | OFF | 34.61 | 13.25 | 0.42 | 0.08 | 0.17 | 0 | 0.01 | 0.01 | -0.29 | -0.26 | 0 | 0 | 0.48 | 0.47 | 0.23 | 0 | 0 | 49.18 | 1024692.588 | 10
D | 4004 | .Z.CONNECTICUT | 2024-10-31 | ON | 42.98 | 13.25 | 0.58 | 0.14 | 0.3 | 1.09 | 0.02 | 0 | -0.33 | -0.26 | 0 | 0 | 0.48 | 0.47 | 0.23 | 0 | 0 | 58.94 | 963488.021 | 10
D | 4004 | .Z.CONNECTICUT | 2024-11-30 | ALL | 81.13 | 11.14 | 0.6 | 0.11 | 0.17 | 0.39 | 0.04 | 0.01 | -0.59 | -0.48 | 0 | 0 | 0.48 | 0.46 | 0.23 | 2.58 | 0 | 96.27 | 2448520.069 | 11
D | 4004 | .Z.CONNECTICUT | 2024-11-30 | OFF | 76.62 | 11.14 | 0.59 | 0.09 | 0.18 | 0 | 0.03 | 0.01 | -0.58 | -0.48 | 0 | 0 | 0.48 | 0.46 | 0.23 | 2.61 | 0 | 91.39 | 1264006.349 | 11
D | 4004 | .Z.CONNECTICUT | 2024-11-30 | ON | 86.61 | 11.14 | 0.61 | 0.13 | 0.15 | 0.86 | 0.05 | 0 | -0.59 | -0.48 | -0.01 | 0 | 0.48 | 0.46 | 0.23 | 2.55 | 0 | 102.2 | 1184513.72 | 11
D | 4005 | .Z.RHODEISLAND | 2023-12-31 | ALL | 63.87 | 8.9 | 0.67 | 0.08 | 0.21 | 0.46 | 0.04 | 0.01 | -0.26 | -0.45 | 0 | 0 | 0.48 | 0.46 | 0.23 | 2.52 | 0 | 77.23 | 679996.943 | 12
D | 4005 | .Z.RHODEISLAND | 2023-12-31 | OFF | 57.33 | 8.9 | 0.57 | 0.07 | 0.2 | 0 | 0.03 | 0.02 | -0.24 | -0.45 | 0 | 0 | 0.48 | 0.46 | 0.23 | 2.61 | 0 | 70.19 | 331616.668 | 12
D | 4005 | .Z.RHODEISLAND | 2023-12-31 | ON | 71.17 | 8.9 | 0.79 | 0.1 | 0.22 | 0.98 | 0.06 | 0 | -0.29 | -0.45 | 0 | 0 | 0.48 | 0.46 | 0.23 | 2.42 | 0 | 85.06 | 348380.275 | 12
D | 4005 | .Z.RHODEISLAND | 2024-01-31 | ALL | 31.54 | 10.1 | 0.5 | 0.05 | 0.13 | 0.54 | 0.03 | 0 | -0.16 | -0.48 | 0 | 0 | 0.48 | 0.49 | 0.23 | 2.64 | 0 | 46.08 | 599644.338 | 1
D | 4005 | .Z.RHODEISLAND | 2024-01-31 | OFF | 30.03 | 10.1 | 0.55 | 0.05 | 0.12 | 0 | 0.02 | 0 | -0.14 | -0.48 | 0 | 0 | 0.48 | 0.49 | 0.23 | 2.68 | 0 | 44.12 | 287630.253 | 1
D | 4005 | .Z.RHODEISLAND | 2024-01-31 | ON | 33.16 | 10.1 | 0.45 | 0.04 | 0.14 | 1.11 | 0.03 | 0 | -0.19 | -0.48 | 0 | 0 | 0.48 | 0.49 | 0.23 | 2.59 | 0 | 48.18 | 312014.085 | 1
D | 4005 | .Z.RHODEISLAND | 2024-02-29 | ALL | 23.02 | 10.26 | 0.41 | 0.05 | 0.1 | 0.55 | 0.02 | -0.01 | -0.06 | -0.17 | 0 | 0 | 0.48 | 0.46 | 0.23 | 0 | 0 | 35.34 | 585739.543 | 2
D | 4005 | .Z.RHODEISLAND | 2024-02-29 | OFF | 22.13 | 10.26 | 0.34 | 0.04 | 0.1 | 0 | 0.02 | 0 | -0.04 | -0.17 | 0 | 0 | 0.48 | 0.46 | 0.23 | 0 | 0 | 33.85 | 299157.724 | 2
D | 4005 | .Z.RHODEISLAND | 2024-02-29 | ON | 24.09 | 10.26 | 0.5 | 0.05 | 0.1 | 1.21 | 0.02 | -0.01 | -0.07 | -0.17 | 0 | 0 | 0.48 | 0.46 | 0.23 | 0 | 0 | 37.16 | 286581.819 | 2
D | 4005 | .Z.RHODEISLAND | 2024-03-31 | ALL | 24.4 | 11.45 | 0.54 | 0.06 | 0.1 | 0.55 | 0.02 | 0 | -0.02 | -0.15 | 0 | 0 | 0.48 | 0.47 | 0.23 | 0 | 0 | 38.15 | 549464.164 | 3
D | 4005 | .Z.RHODEISLAND | 2024-03-31 | OFF | 23.48 | 11.45 | 0.59 | 0.06 | 0.07 | 0 | 0.03 | 0 | 0 | -0.15 | 0 | 0 | 0.48 | 0.47 | 0.23 | 0 | 0 | 36.71 | 258793.262 | 3
D | 4005 | .Z.RHODEISLAND | 2024-03-31 | ON | 25.37 | 11.45 | 0.5 | 0.06 | 0.13 | 1.13 | 0.02 | 0 | -0.03 | -0.15 | 0 | 0 | 0.48 | 0.47 | 0.23 | 0 | 0 | 39.66 | 290670.902 | 3
D | 4005 | .Z.RHODEISLAND | 2024-04-30 | ALL | 25.99 | 10.84 | 0.5 | 0.06 | 0.07 | 0.56 | 0.02 | 0 | -0.06 | -0.12 | 0 | 0 | 0.48 | 0.46 | 0.23 | 0 | 0 | 39.03 | 564602.122 | 4
D | 4005 | .Z.RHODEISLAND | 2024-04-30 | OFF | 24.84 | 10.84 | 0.61 | 0.06 | 0.06 | 0 | 0.03 | 0 | -0.04 | -0.12 | 0 | 0 | 0.48 | 0.46 | 0.23 | 0 | 0 | 37.44 | 269572.398 | 4
D | 4005 | .Z.RHODEISLAND | 2024-04-30 | ON | 27.28 | 10.84 | 0.38 | 0.05 | 0.08 | 1.19 | 0.01 | 0 | -0.08 | -0.12 | 0 | 0 | 0.48 | 0.46 | 0.23 | 0 | 0 | 40.8 | 295029.724 | 4
D | 4005 | .Z.RHODEISLAND | 2024-05-31 | ALL | 30.67 | 14.78 | 0.67 | 0.06 | 0.09 | 0.53 | 0.11 | 0 | -0.14 | -0.1 | 0 | 0 | 0.48 | 0.47 | 0.23 | 0 | 0 | 47.86 | 683448.33 | 5
D | 4005 | .Z.RHODEISLAND | 2024-05-31 | OFF | 25.11 | 14.78 | 0.54 | 0.05 | 0.09 | 0 | 0.01 | -0.01 | -0.11 | -0.1 | 0 | 0 | 0.48 | 0.47 | 0.23 | 0 | 0 | 41.54 | 330241.099 | 5
D | 4005 | .Z.RHODEISLAND | 2024-05-31 | ON | 37.62 | 14.78 | 0.84 | 0.07 | 0.1 | 1.19 | 0.24 | 0 | -0.17 | -0.1 | 0 | 0 | 0.48 | 0.47 | 0.23 | 0 | 0 | 55.75 | 353207.231 | 5
D | 4005 | .Z.RHODEISLAND | 2024-06-30 | ALL | 42.29 | 11.88 | 2.05 | 0.1 | 0.2 | 0.46 | 0.36 | -0.01 | -0.33 | -0.08 | 0 | 0 | 0.48 | 0.46 | 0.23 | 0 | 0 | 58.1 | 880715.057 | 6
D | 4005 | .Z.RHODEISLAND | 2024-06-30 | OFF | 34.8 | 11.88 | 1.79 | 0.09 | 0.16 | 0 | 0.18 | -0.01 | -0.23 | -0.08 | 0 | 0 | 0.48 | 0.46 | 0.23 | 0 | 0 | 49.75 | 407427.616 | 6
D | 4005 | .Z.RHODEISLAND | 2024-06-30 | ON | 50.63 | 11.88 | 2.35 | 0.11 | 0.25 | 0.98 | 0.56 | -0.02 | -0.43 | -0.08 | 0 | 0 | 0.48 | 0.46 | 0.23 | 0 | 0 | 67.4 | 473287.441 | 6
D | 4005 | .Z.RHODEISLAND | 2024-07-31 | ALL | 38.3 | 13.58 | 0.81 | 0.07 | 0.21 | 0.53 | 0.32 | 0.01 | -0.11 | -0.12 | 0 | 0 | 0.48 | 0.46 | 0.23 | 0 | 0 | 54.78 | 762984.511 | 7
D | 4005 | .Z.RHODEISLAND | 2024-07-31 | OFF | 28.78 | 13.58 | 0.68 | 0.06 | 0.14 | 0 | 0.01 | 0.01 | -0.14 | -0.12 | 0 | 0 | 0.48 | 0.46 | 0.23 | 0 | 0 | 44.17 | 369228.732 | 7
D | 4005 | .Z.RHODEISLAND | 2024-07-31 | ON | 48.9 | 13.58 | 0.97 | 0.09 | 0.3 | 1.13 | 0.66 | 0.01 | -0.08 | -0.12 | 0 | 0 | 0.48 | 0.46 | 0.23 | 0 | 0 | 66.59 | 393755.779 | 7
D | 4005 | .Z.RHODEISLAND | 2024-08-31 | ALL | 31.72 | 17.04 | 0.54 | 0.06 | 0.09 | 0.65 | 0.02 | 0 | -0.1 | -0.18 | 0 | 0 | 0.48 | 0.47 | 0.23 | 0 | 0 | 51.01 | 594278.707 | 8
D | 4005 | .Z.RHODEISLAND | 2024-08-31 | OFF | 29.38 | 17.04 | 0.56 | 0.06 | 0.07 | 0 | 0.02 | 0 | -0.12 | -0.18 | 0 | 0 | 0.48 | 0.47 | 0.23 | 0 | 0 | 48.02 | 309497.769 | 8
D | 4005 | .Z.RHODEISLAND | 2024-08-31 | ON | 34.63 | 17.04 | 0.52 | 0.06 | 0.11 | 1.46 | 0.03 | -0.01 | -0.09 | -0.18 | 0 | 0 | 0.48 | 0.47 | 0.23 | 0 | 0 | 54.76 | 284780.938 | 8
D | 4005 | .Z.RHODEISLAND | 2024-09-30 | ALL | 34.22 | 17.85 | 0.64 | 0.09 | 0.16 | 0.48 | 0.02 | 0 | -0.15 | -0.26 | 0 | 0 | 0.48 | 0.46 | 0.23 | 0 | 0 | 54.23 | 556127.495 | 9
D | 4005 | .Z.RHODEISLAND | 2024-09-30 | OFF | 29.92 | 17.85 | 0.56 | 0.09 | 0.16 | 0 | 0.02 | 0 | -0.12 | -0.26 | 0 | 0 | 0.48 | 0.46 | 0.23 | 0 | 0 | 49.39 | 252781.218 | 9
D | 4005 | .Z.RHODEISLAND | 2024-09-30 | ON | 38.62 | 17.85 | 0.71 | 0.1 | 0.16 | 0.97 | 0.03 | 0 | -0.18 | -0.26 | 0 | 0 | 0.48 | 0.46 | 0.23 | 0 | 0 | 59.17 | 303346.277 | 9
D | 4005 | .Z.RHODEISLAND | 2024-10-31 | ALL | 39.88 | 17.57 | 0.49 | 0.11 | 0.23 | 0.48 | 0.02 | 0 | -0.3 | -0.24 | 0 | 0 | 0.48 | 0.47 | 0.23 | 0 | 0 | 59.42 | 555706.237 | 10
D | 4005 | .Z.RHODEISLAND | 2024-10-31 | OFF | 35.82 | 17.57 | 0.42 | 0.09 | 0.17 | 0 | 0.01 | 0.01 | -0.29 | -0.24 | 0 | 0 | 0.48 | 0.47 | 0.23 | 0 | 0 | 54.74 | 285732.203 | 10
D | 4005 | .Z.RHODEISLAND | 2024-10-31 | ON | 44.97 | 17.57 | 0.58 | 0.14 | 0.3 | 1.09 | 0.02 | 0 | -0.33 | -0.24 | 0 | 0 | 0.48 | 0.47 | 0.23 | 0 | 0 | 65.27 | 269974.034 | 10
D | 4005 | .Z.RHODEISLAND | 2024-11-30 | ALL | 84.1 | 14.66 | 0.6 | 0.21 | 0.17 | 0.39 | 0.04 | 0.01 | -0.59 | -0.47 | 0 | 0 | 0.48 | 0.46 | 0.23 | 2.58 | 0 | 102.88 | 664649.208 | 11
D | 4005 | .Z.RHODEISLAND | 2024-11-30 | OFF | 79.8 | 14.66 | 0.59 | 0.16 | 0.18 | 0 | 0.03 | 0.01 | -0.58 | -0.47 | 0 | 0 | 0.48 | 0.46 | 0.23 | 2.61 | 0 | 98.16 | 341579.389 | 11
D | 4005 | .Z.RHODEISLAND | 2024-11-30 | ON | 89.32 | 14.66 | 0.61 | 0.29 | 0.15 | 0.86 | 0.05 | 0 | -0.59 | -0.47 | 0 | 0 | 0.48 | 0.46 | 0.23 | 2.55 | 0 | 108.6 | 323069.819 | 11
D | 4006 | .Z.SEMASS | 2023-12-31 | ALL | 64.55 | 8.9 | 0.67 | 0.08 | 0.21 | 0.46 | 0.04 | 0.01 | -0.26 | -0.43 | 0 | 0 | 0.48 | 0.46 | 0.23 | 2.52 | 0 | 77.92 | 1265973.809 | 12
D | 4006 | .Z.SEMASS | 2023-12-31 | OFF | 57.59 | 8.9 | 0.57 | 0.07 | 0.2 | 0 | 0.03 | 0.02 | -0.24 | -0.43 | 0 | 0 | 0.48 | 0.46 | 0.23 | 2.61 | 0 | 70.48 | 619083.781 | 12
D | 4006 | .Z.SEMASS | 2023-12-31 | ON | 72.29 | 8.9 | 0.79 | 0.1 | 0.22 | 0.98 | 0.06 | 0 | -0.29 | -0.43 | -0.01 | 0 | 0.48 | 0.46 | 0.23 | 2.42 | 0 | 86.21 | 646890.028 | 12
D | 4006 | .Z.SEMASS | 2024-01-31 | ALL | 31.81 | 10.1 | 0.5 | 0.05 | 0.13 | 0.54 | 0.03 | 0 | -0.16 | -0.46 | 0 | 0 | 0.48 | 0.49 | 0.23 | 2.64 | 0 | 46.36 | 1113399.038 | 1
D | 4006 | .Z.SEMASS | 2024-01-31 | OFF | 30.24 | 10.1 | 0.55 | 0.05 | 0.12 | 0 | 0.02 | 0 | -0.14 | -0.46 | 0 | 0 | 0.48 | 0.49 | 0.23 | 2.68 | 0 | 44.35 | 540373.149 | 1
D | 4006 | .Z.SEMASS | 2024-01-31 | ON | 33.49 | 10.1 | 0.45 | 0.04 | 0.14 | 1.11 | 0.03 | 0 | -0.19 | -0.46 | 0 | 0 | 0.48 | 0.49 | 0.23 | 2.59 | 0 | 48.52 | 573025.889 | 1
D | 4006 | .Z.SEMASS | 2024-02-29 | ALL | 23.24 | 10.26 | 0.41 | 0.05 | 0.1 | 0.55 | 0.02 | -0.01 | -0.06 | -0.15 | 0 | 0 | 0.48 | 0.46 | 0.23 | 0 | 0 | 35.58 | 1081437.562 | 2
D | 4006 | .Z.SEMASS | 2024-02-29 | OFF | 22.3 | 10.26 | 0.34 | 0.04 | 0.1 | 0 | 0.02 | 0 | -0.04 | -0.15 | 0 | 0 | 0.48 | 0.46 | 0.23 | 0 | 0 | 34.03 | 556841.022 | 2
D | 4006 | .Z.SEMASS | 2024-02-29 | ON | 24.38 | 10.26 | 0.5 | 0.05 | 0.1 | 1.21 | 0.02 | -0.01 | -0.07 | -0.15 | 0 | 0 | 0.48 | 0.46 | 0.23 | 0 | 0 | 37.46 | 524596.54 | 2
D | 4006 | .Z.SEMASS | 2024-03-31 | ALL | 24.68 | 11.45 | 0.54 | 0.06 | 0.1 | 0.55 | 0.02 | 0 | -0.02 | -0.14 | 0 | 0 | 0.48 | 0.47 | 0.23 | 0 | 0 | 38.43 | 955108.538 | 3
D | 4006 | .Z.SEMASS | 2024-03-31 | OFF | 23.73 | 11.45 | 0.59 | 0.06 | 0.07 | 0 | 0.03 | 0 | 0 | -0.14 | 0 | 0 | 0.48 | 0.47 | 0.23 | 0 | 0 | 36.96 | 459457.956 | 3
D | 4006 | .Z.SEMASS | 2024-03-31 | ON | 25.67 | 11.45 | 0.5 | 0.06 | 0.13 | 1.13 | 0.02 | 0 | -0.03 | -0.14 | 0 | 0 | 0.48 | 0.47 | 0.23 | 0 | 0 | 39.97 | 495650.582 | 3
D | 4006 | .Z.SEMASS | 2024-04-30 | ALL | 26.35 | 10.84 | 0.5 | 0.06 | 0.07 | 0.56 | 0.02 | 0 | -0.06 | -0.11 | 0 | 0 | 0.48 | 0.46 | 0.23 | 0 | 0 | 39.4 | 1004086.41 | 4
D | 4006 | .Z.SEMASS | 2024-04-30 | OFF | 25.17 | 10.84 | 0.61 | 0.06 | 0.06 | 0 | 0.03 | 0 | -0.04 | -0.11 | 0 | 0 | 0.48 | 0.46 | 0.23 | 0 | 0 | 37.78 | 489443.077 | 4
D | 4006 | .Z.SEMASS | 2024-04-30 | ON | 27.66 | 10.84 | 0.38 | 0.05 | 0.08 | 1.19 | 0.01 | 0 | -0.08 | -0.11 | 0 | 0 | 0.48 | 0.46 | 0.23 | 0 | 0 | 41.2 | 514643.333 | 4
D | 4006 | .Z.SEMASS | 2024-05-31 | ALL | 31.05 | 14.78 | 0.67 | 0.09 | 0.09 | 0.53 | 0.11 | 0 | -0.14 | -0.08 | -0.01 | 0 | 0.48 | 0.47 | 0.23 | 0 | 0 | 48.27 | 1226235.936 | 5
D | 4006 | .Z.SEMASS | 2024-05-31 | OFF | 25.41 | 14.78 | 0.54 | 0.07 | 0.09 | 0 | 0.01 | -0.01 | -0.11 | -0.08 | 0 | 0 | 0.48 | 0.47 | 0.23 | 0 | 0 | 41.88 | 596942.604 | 5
D | 4006 | .Z.SEMASS | 2024-05-31 | ON | 38.09 | 14.78 | 0.84 | 0.12 | 0.1 | 1.19 | 0.24 | 0 | -0.17 | -0.08 | -0.02 | 0 | 0.48 | 0.47 | 0.23 | 0 | 0 | 56.26 | 629293.332 | 5
D | 4006 | .Z.SEMASS | 2024-06-30 | ALL | 42.9 | 11.88 | 2.05 | 0.1 | 0.2 | 0.46 | 0.36 | -0.01 | -0.33 | -0.1 | 0 | 0 | 0.48 | 0.46 | 0.23 | 0 | 0 | 58.69 | 1566623.194 | 6
D | 4006 | .Z.SEMASS | 2024-06-30 | OFF | 35.3 | 11.88 | 1.79 | 0.09 | 0.16 | 0 | 0.18 | -0.01 | -0.23 | -0.1 | 0 | 0 | 0.48 | 0.46 | 0.23 | 0 | 0 | 50.23 | 734509.434 | 6
D | 4006 | .Z.SEMASS | 2024-06-30 | ON | 51.36 | 11.88 | 2.35 | 0.11 | 0.25 | 0.98 | 0.56 | -0.02 | -0.43 | -0.1 | -0.01 | 0 | 0.48 | 0.46 | 0.23 | 0 | 0 | 68.11 | 832113.76 | 6
D | 4006 | .Z.SEMASS | 2024-07-31 | ALL | 38.87 | 13.58 | 0.81 | 0.1 | 0.21 | 0.53 | 0.32 | 0.01 | -0.11 | -0.09 | 0 | 0 | 0.48 | 0.46 | 0.23 | 0 | 0 | 55.41 | 1383204.168 | 7
D | 4006 | .Z.SEMASS | 2024-07-31 | OFF | 29.23 | 13.58 | 0.68 | 0.08 | 0.14 | 0 | 0.01 | 0.01 | -0.14 | -0.09 | 0 | 0 | 0.48 | 0.46 | 0.23 | 0 | 0 | 44.67 | 671052.407 | 7
D | 4006 | .Z.SEMASS | 2024-07-31 | ON | 49.61 | 13.58 | 0.97 | 0.12 | 0.3 | 1.13 | 0.66 | 0.01 | -0.08 | -0.09 | 0 | 0 | 0.48 | 0.46 | 0.23 | 0 | 0 | 67.37 | 712151.761 | 7
D | 4006 | .Z.SEMASS | 2024-08-31 | ALL | 32.14 | 17.04 | 0.54 | 0.06 | 0.09 | 0.65 | 0.02 | 0 | -0.1 | -0.14 | 0 | 0 | 0.48 | 0.47 | 0.23 | 0 | 0 | 51.48 | 1052832.382 | 8
D | 4006 | .Z.SEMASS | 2024-08-31 | OFF | 29.7 | 17.04 | 0.56 | 0.06 | 0.07 | 0 | 0.02 | 0 | -0.12 | -0.14 | 0 | 0 | 0.48 | 0.47 | 0.23 | 0 | 0 | 48.38 | 543520.615 | 8
D | 4006 | .Z.SEMASS | 2024-08-31 | ON | 35.19 | 17.04 | 0.52 | 0.06 | 0.11 | 1.46 | 0.03 | -0.01 | -0.09 | -0.14 | 0 | 0 | 0.48 | 0.47 | 0.23 | 0 | 0 | 55.35 | 509311.767 | 8
D | 4006 | .Z.SEMASS | 2024-09-30 | ALL | 34.78 | 17.85 | 0.64 | 0.09 | 0.16 | 0.48 | 0.02 | 0 | -0.15 | -0.16 | 0 | 0 | 0.48 | 0.46 | 0.23 | 0 | 0 | 54.88 | 998621.258 | 9
D | 4006 | .Z.SEMASS | 2024-09-30 | OFF | 30.38 | 17.85 | 0.56 | 0.09 | 0.16 | 0 | 0.02 | 0 | -0.12 | -0.16 | 0 | 0 | 0.48 | 0.46 | 0.23 | 0 | 0 | 49.95 | 459431.72 | 9
D | 4006 | .Z.SEMASS | 2024-09-30 | ON | 39.27 | 17.85 | 0.71 | 0.1 | 0.16 | 0.97 | 0.03 | 0 | -0.18 | -0.16 | 0 | 0 | 0.48 | 0.46 | 0.23 | 0 | 0 | 59.92 | 539189.538 | 9
D | 4006 | .Z.SEMASS | 2024-10-31 | ALL | 40.27 | 17.57 | 0.49 | 0.11 | 0.23 | 0.48 | 0.02 | 0 | -0.3 | -0.18 | 0 | 0 | 0.48 | 0.47 | 0.23 | 0 | 0 | 59.86 | 1026774.186 | 10
D | 4006 | .Z.SEMASS | 2024-10-31 | OFF | 36.22 | 17.57 | 0.42 | 0.09 | 0.17 | 0 | 0.01 | 0.01 | -0.29 | -0.18 | 0 | 0 | 0.48 | 0.47 | 0.23 | 0 | 0 | 55.2 | 532552.882 | 10
D | 4006 | .Z.SEMASS | 2024-10-31 | ON | 45.34 | 17.57 | 0.58 | 0.14 | 0.3 | 1.09 | 0.02 | 0 | -0.33 | -0.18 | 0 | 0 | 0.48 | 0.47 | 0.23 | 0 | 0 | 65.71 | 494221.304 | 10
D | 4006 | .Z.SEMASS | 2024-11-30 | ALL | 84.83 | 14.66 | 0.6 | 0.14 | 0.17 | 0.39 | 0.04 | 0.01 | -0.59 | -0.33 | 0 | 0 | 0.48 | 0.46 | 0.23 | 2.58 | 0 | 103.68 | 1254329.053 | 11
D | 4006 | .Z.SEMASS | 2024-11-30 | OFF | 80.29 | 14.66 | 0.59 | 0.11 | 0.18 | 0 | 0.03 | 0.01 | -0.58 | -0.33 | 0 | 0 | 0.48 | 0.46 | 0.23 | 2.61 | 0 | 98.75 | 648536.153 | 11
D | 4006 | .Z.SEMASS | 2024-11-30 | ON | 90.35 | 14.66 | 0.61 | 0.18 | 0.15 | 0.86 | 0.05 | 0 | -0.59 | -0.33 | -0.01 | 0 | 0.48 | 0.46 | 0.23 | 2.55 | 0 | 109.66 | 605792.9 | 11
D | 4007 | .Z.WCMASS | 2023-12-31 | ALL | 63.59 | 8.88 | 0.67 | 0.08 | 0.21 | 0.46 | 0.04 | 0.01 | -0.26 | -0.37 | -0.01 | 0 | 0.48 | 0.46 | 0.23 | 2.52 | 0 | 76.99 | 1644743.35 | 12
D | 4007 | .Z.WCMASS | 2023-12-31 | OFF | 57.02 | 8.88 | 0.57 | 0.07 | 0.2 | 0 | 0.03 | 0.02 | -0.24 | -0.37 | 0 | 0 | 0.48 | 0.46 | 0.23 | 2.61 | 0 | 69.94 | 851541.493 | 12
D | 4007 | .Z.WCMASS | 2023-12-31 | ON | 70.91 | 8.88 | 0.79 | 0.1 | 0.22 | 0.98 | 0.06 | 0 | -0.29 | -0.37 | -0.01 | 0 | 0.48 | 0.46 | 0.23 | 2.42 | 0 | 84.85 | 793201.857 | 12
D | 4007 | .Z.WCMASS | 2024-01-31 | ALL | 31.48 | 10.38 | 0.5 | 0.05 | 0.13 | 0.54 | 0.03 | 0 | -0.16 | -0.38 | 0 | 0 | 0.48 | 0.49 | 0.23 | 2.64 | 0 | 46.4 | 1445796.896 | 1
D | 4007 | .Z.WCMASS | 2024-01-31 | OFF | 29.95 | 10.38 | 0.55 | 0.05 | 0.12 | 0 | 0.02 | 0 | -0.14 | -0.38 | 0 | 0 | 0.48 | 0.49 | 0.23 | 2.68 | 0 | 44.42 | 736572.045 | 1
D | 4007 | .Z.WCMASS | 2024-01-31 | ON | 33.13 | 10.38 | 0.45 | 0.04 | 0.14 | 1.11 | 0.03 | 0 | -0.19 | -0.38 | 0 | 0 | 0.48 | 0.49 | 0.23 | 2.59 | 0 | 48.52 | 709224.851 | 1
D | 4007 | .Z.WCMASS | 2024-02-29 | ALL | 23.17 | 10.52 | 0.41 | 0.05 | 0.1 | 0.55 | 0.02 | -0.01 | -0.06 | -0.13 | 0 | 0 | 0.48 | 0.46 | 0.23 | 0 | 0 | 35.79 | 1419046.126 | 2
D | 4007 | .Z.WCMASS | 2024-02-29 | OFF | 22.23 | 10.52 | 0.34 | 0.04 | 0.1 | 0 | 0.02 | 0 | -0.04 | -0.13 | 0 | 0 | 0.48 | 0.46 | 0.23 | 0 | 0 | 34.24 | 753025.428 | 2
D | 4007 | .Z.WCMASS | 2024-02-29 | ON | 24.31 | 10.52 | 0.5 | 0.05 | 0.1 | 1.21 | 0.02 | -0.01 | -0.07 | -0.13 | 0 | 0 | 0.48 | 0.46 | 0.23 | 0 | 0 | 37.67 | 666020.698 | 2
D | 4007 | .Z.WCMASS | 2024-03-31 | ALL | 24.52 | 11.66 | 0.54 | 0.06 | 0.1 | 0.55 | 0.02 | 0 | -0.02 | -0.12 | 0 | 0 | 0.48 | 0.47 | 0.23 | 0 | 0 | 38.5 | 1274522.076 | 3
D | 4007 | .Z.WCMASS | 2024-03-31 | OFF | 23.57 | 11.66 | 0.59 | 0.06 | 0.07 | 0 | 0.03 | 0 | 0 | -0.12 | 0 | 0 | 0.48 | 0.47 | 0.23 | 0 | 0 | 37.03 | 634672.506 | 3
D | 4007 | .Z.WCMASS | 2024-03-31 | ON | 25.51 | 11.66 | 0.5 | 0.06 | 0.13 | 1.13 | 0.02 | 0 | -0.03 | -0.12 | 0 | 0 | 0.48 | 0.47 | 0.23 | 0 | 0 | 40.04 | 639849.57 | 3
D | 4007 | .Z.WCMASS | 2024-04-30 | ALL | 26.23 | 11.09 | 0.5 | 0.06 | 0.07 | 0.56 | 0.02 | 0 | -0.06 | -0.1 | 0 | 0 | 0.48 | 0.46 | 0.23 | 0 | 0 | 39.54 | 1339873.212 | 4
D | 4007 | .Z.WCMASS | 2024-04-30 | OFF | 25.04 | 11.09 | 0.61 | 0.06 | 0.06 | 0 | 0.03 | 0 | -0.04 | -0.1 | 0 | 0 | 0.48 | 0.46 | 0.23 | 0 | 0 | 37.91 | 713023.369 | 4
D | 4007 | .Z.WCMASS | 2024-04-30 | ON | 27.56 | 11.09 | 0.38 | 0.05 | 0.08 | 1.19 | 0.01 | 0 | -0.08 | -0.1 | 0 | 0 | 0.48 | 0.46 | 0.23 | 0 | 0 | 41.36 | 626849.843 | 4
D | 4007 | .Z.WCMASS | 2024-05-31 | ALL | 30.97 | 11.52 | 0.67 | 0.06 | 0.09 | 0.53 | 0.11 | 0 | -0.14 | -0.08 | -0.01 | 0 | 0.48 | 0.47 | 0.23 | 0 | 0 | 44.9 | 1506440.208 | 5
D | 4007 | .Z.WCMASS | 2024-05-31 | OFF | 25.33 | 11.52 | 0.54 | 0.05 | 0.09 | 0 | 0.01 | -0.01 | -0.11 | -0.08 | 0 | 0 | 0.48 | 0.47 | 0.23 | 0 | 0 | 38.52 | 805541.996 | 5
D | 4007 | .Z.WCMASS | 2024-05-31 | ON | 38.02 | 11.52 | 0.84 | 0.07 | 0.1 | 1.19 | 0.24 | 0 | -0.17 | -0.08 | -0.03 | 0 | 0.48 | 0.47 | 0.23 | 0 | 0 | 52.88 | 700898.212 | 5
D | 4007 | .Z.WCMASS | 2024-06-30 | ALL | 42.79 | 9.54 | 2.05 | 0.1 | 0.2 | 0.46 | 0.36 | -0.01 | -0.33 | -0.09 | 0 | 0 | 0.48 | 0.46 | 0.23 | 0 | 0 | 56.25 | 1825304.712 | 6
D | 4007 | .Z.WCMASS | 2024-06-30 | OFF | 35.26 | 9.54 | 1.79 | 0.09 | 0.16 | 0 | 0.18 | -0.01 | -0.23 | -0.09 | 0 | 0 | 0.48 | 0.46 | 0.23 | 0 | 0 | 47.87 | 964441.353 | 6
D | 4007 | .Z.WCMASS | 2024-06-30 | ON | 51.17 | 9.54 | 2.35 | 0.11 | 0.25 | 0.98 | 0.56 | -0.02 | -0.43 | -0.09 | 0 | 0 | 0.48 | 0.46 | 0.23 | 0 | 0 | 65.59 | 860863.359 | 6
D | 4007 | .Z.WCMASS | 2024-07-31 | ALL | 38.64 | 10.79 | 0.81 | 0.07 | 0.21 | 0.53 | 0.32 | 0.01 | -0.11 | -0.1 | -0.01 | 0 | 0.48 | 0.46 | 0.23 | 0 | 0 | 52.34 | 1615195.523 | 7
D | 4007 | .Z.WCMASS | 2024-07-31 | OFF | 29.08 | 10.79 | 0.68 | 0.06 | 0.14 | 0 | 0.01 | 0.01 | -0.14 | -0.1 | 0 | 0 | 0.48 | 0.46 | 0.23 | 0 | 0 | 41.7 | 869432.45 | 7
D | 4007 | .Z.WCMASS | 2024-07-31 | ON | 49.28 | 10.79 | 0.97 | 0.09 | 0.3 | 1.13 | 0.66 | 0.01 | -0.08 | -0.1 | -0.01 | 0 | 0.48 | 0.46 | 0.23 | 0 | 0 | 64.19 | 745763.073 | 7
D | 4007 | .Z.WCMASS | 2024-08-31 | ALL | 32.1 | 13.4 | 0.54 | 0.06 | 0.09 | 0.65 | 0.02 | 0 | -0.1 | -0.13 | 0 | 0 | 0.48 | 0.47 | 0.23 | 0 | 0 | 47.81 | 1338700.521 | 8
D | 4007 | .Z.WCMASS | 2024-08-31 | OFF | 29.62 | 13.4 | 0.56 | 0.06 | 0.07 | 0 | 0.02 | 0 | -0.12 | -0.13 | 0 | 0 | 0.48 | 0.47 | 0.23 | 0 | 0 | 44.66 | 749720.459 | 8
D | 4007 | .Z.WCMASS | 2024-08-31 | ON | 35.21 | 13.4 | 0.52 | 0.06 | 0.11 | 1.46 | 0.03 | -0.01 | -0.09 | -0.13 | 0 | 0 | 0.48 | 0.47 | 0.23 | 0 | 0 | 51.74 | 588980.062 | 8
D | 4007 | .Z.WCMASS | 2024-09-30 | ALL | 34.84 | 13.75 | 0.64 | 0.09 | 0.16 | 0.48 | 0.02 | 0 | -0.15 | -0.16 | 0 | 0 | 0.48 | 0.46 | 0.23 | 0 | 0 | 50.85 | 1350796.758 | 9
D | 4007 | .Z.WCMASS | 2024-09-30 | OFF | 30.45 | 13.75 | 0.56 | 0.09 | 0.16 | 0 | 0.02 | 0 | -0.12 | -0.16 | 0 | 0 | 0.48 | 0.46 | 0.23 | 0 | 0 | 45.92 | 679109.34 | 9
D | 4007 | .Z.WCMASS | 2024-09-30 | ON | 39.33 | 13.75 | 0.71 | 0.1 | 0.16 | 0.97 | 0.03 | 0 | -0.18 | -0.16 | 0 | 0 | 0.48 | 0.46 | 0.23 | 0 | 0 | 55.89 | 671687.418 | 9
D | 4007 | .Z.WCMASS | 2024-10-31 | ALL | 40.21 | 13.25 | 0.49 | 0.11 | 0.23 | 0.48 | 0.02 | 0 | -0.3 | -0.16 | 0 | 0 | 0.48 | 0.47 | 0.23 | 0 | 0 | 55.5 | 1408177.223 | 10
D | 4007 | .Z.WCMASS | 2024-10-31 | OFF | 36.21 | 13.25 | 0.42 | 0.08 | 0.17 | 0 | 0.01 | 0.01 | -0.29 | -0.16 | 0 | 0 | 0.48 | 0.47 | 0.23 | 0 | 0 | 50.89 | 788520.515 | 10
D | 4007 | .Z.WCMASS | 2024-10-31 | ON | 45.22 | 13.25 | 0.58 | 0.14 | 0.3 | 1.09 | 0.02 | 0 | -0.33 | -0.16 | 0 | 0 | 0.48 | 0.47 | 0.23 | 0 | 0 | 61.28 | 619656.708 | 10
D | 4007 | .Z.WCMASS | 2024-11-30 | ALL | 83.91 | 11.14 | 0.6 | 0.11 | 0.17 | 0.39 | 0.04 | 0.01 | -0.59 | -0.3 | 0 | 0 | 0.48 | 0.46 | 0.23 | 2.58 | 0 | 99.22 | 1595027.029 | 11
D | 4007 | .Z.WCMASS | 2024-11-30 | OFF | 79.33 | 11.14 | 0.59 | 0.09 | 0.18 | 0 | 0.03 | 0.01 | -0.58 | -0.3 | 0 | 0 | 0.48 | 0.46 | 0.23 | 2.61 | 0 | 94.27 | 862994.106 | 11
D | 4007 | .Z.WCMASS | 2024-11-30 | ON | 89.47 | 11.14 | 0.61 | 0.13 | 0.15 | 0.86 | 0.05 | 0 | -0.59 | -0.3 | -0.01 | 0 | 0.48 | 0.46 | 0.23 | 2.55 | 0 | 105.24 | 732032.923 | 11
D | 4008 | .Z.NEMASSBOST | 2023-12-31 | ALL | 63.58 | 8.9 | 0.67 | 0.08 | 0.21 | 0.46 | 0.04 | 0.01 | -0.26 | -0.44 | -0.01 | 0 | 0.48 | 0.46 | 0.23 | 2.52 | 0 | 76.93 | 2132291.867 | 12
D | 4008 | .Z.NEMASSBOST | 2023-12-31 | OFF | 57.04 | 8.9 | 0.57 | 0.07 | 0.2 | 0 | 0.03 | 0.02 | -0.24 | -0.44 | -0.01 | 0 | 0.48 | 0.46 | 0.23 | 2.61 | 0 | 69.9 | 1041123.264 | 12
D | 4008 | .Z.NEMASSBOST | 2023-12-31 | ON | 70.86 | 8.9 | 0.79 | 0.1 | 0.22 | 0.98 | 0.06 | 0 | -0.29 | -0.44 | -0.02 | 0 | 0.48 | 0.46 | 0.23 | 2.42 | 0 | 84.75 | 1091168.603 | 12
D | 4008 | .Z.NEMASSBOST | 2024-01-31 | ALL | 31.8 | 10.1 | 0.5 | 0.05 | 0.13 | 0.54 | 0.03 | 0 | -0.16 | -0.45 | 0 | 0 | 0.48 | 0.49 | 0.23 | 2.64 | 0 | 46.37 | 1879831.656 | 1
D | 4008 | .Z.NEMASSBOST | 2024-01-31 | OFF | 30.21 | 10.1 | 0.55 | 0.05 | 0.12 | 0 | 0.02 | 0 | -0.14 | -0.45 | 0 | 0 | 0.48 | 0.49 | 0.23 | 2.68 | 0 | 44.33 | 906247.51 | 1
D | 4008 | .Z.NEMASSBOST | 2024-01-31 | ON | 33.51 | 10.1 | 0.45 | 0.04 | 0.14 | 1.11 | 0.03 | 0 | -0.19 | -0.45 | 0 | 0 | 0.48 | 0.49 | 0.23 | 2.59 | 0 | 48.55 | 973584.146 | 1
D | 4008 | .Z.NEMASSBOST | 2024-02-29 | ALL | 23.19 | 10.26 | 0.41 | 0.05 | 0.1 | 0.55 | 0.02 | -0.01 | -0.06 | -0.16 | 0 | 0 | 0.48 | 0.46 | 0.23 | 0 | 0 | 35.53 | 1870880.692 | 2
D | 4008 | .Z.NEMASSBOST | 2024-02-29 | OFF | 22.23 | 10.26 | 0.34 | 0.04 | 0.1 | 0 | 0.02 | 0 | -0.04 | -0.16 | 0 | 0 | 0.48 | 0.46 | 0.23 | 0 | 0 | 33.95 | 953665.383 | 2
D | 4008 | .Z.NEMASSBOST | 2024-02-29 | ON | 24.36 | 10.26 | 0.5 | 0.05 | 0.1 | 1.21 | 0.02 | -0.01 | -0.07 | -0.16 | 0 | 0 | 0.48 | 0.46 | 0.23 | 0 | 0 | 37.43 | 917215.309 | 2
D | 4008 | .Z.NEMASSBOST | 2024-03-31 | ALL | 24.66 | 11.45 | 0.54 | 0.06 | 0.1 | 0.55 | 0.02 | 0 | -0.02 | -0.14 | 0 | 0 | 0.48 | 0.47 | 0.23 | 0 | 0 | 38.42 | 1663491.649 | 3
D | 4008 | .Z.NEMASSBOST | 2024-03-31 | OFF | 23.7 | 11.45 | 0.59 | 0.06 | 0.07 | 0 | 0.03 | 0 | 0 | -0.14 | 0 | 0 | 0.48 | 0.47 | 0.23 | 0 | 0 | 36.94 | 782380.23 | 3
D | 4008 | .Z.NEMASSBOST | 2024-03-31 | ON | 25.67 | 11.45 | 0.5 | 0.06 | 0.13 | 1.13 | 0.02 | 0 | -0.03 | -0.14 | 0 | 0 | 0.48 | 0.47 | 0.23 | 0 | 0 | 39.97 | 881111.419 | 3
D | 4008 | .Z.NEMASSBOST | 2024-04-30 | ALL | 26.48 | 10.84 | 0.5 | 0.06 | 0.07 | 0.56 | 0.02 | 0 | -0.06 | -0.1 | -0.01 | 0 | 0.48 | 0.46 | 0.23 | 0 | 0 | 39.53 | 1776460.69 | 4
D | 4008 | .Z.NEMASSBOST | 2024-04-30 | OFF | 25.25 | 10.84 | 0.61 | 0.06 | 0.06 | 0 | 0.03 | 0 | -0.04 | -0.1 | -0.01 | 0 | 0.48 | 0.46 | 0.23 | 0 | 0 | 37.86 | 840391.767 | 4
D | 4008 | .Z.NEMASSBOST | 2024-04-30 | ON | 27.85 | 10.84 | 0.38 | 0.05 | 0.08 | 1.19 | 0.01 | 0 | -0.08 | -0.1 | 0 | 0 | 0.48 | 0.46 | 0.23 | 0 | 0 | 41.39 | 936068.923 | 4
D | 4008 | .Z.NEMASSBOST | 2024-05-31 | ALL | 31.23 | 14.78 | 0.67 | 0.1 | 0.09 | 0.53 | 0.11 | 0 | -0.14 | -0.08 | -0.01 | 0 | 0.48 | 0.47 | 0.23 | 0 | 0 | 48.46 | 2078680.316 | 5
D | 4008 | .Z.NEMASSBOST | 2024-05-31 | OFF | 25.49 | 14.78 | 0.54 | 0.08 | 0.09 | 0 | 0.01 | -0.01 | -0.11 | -0.08 | -0.01 | 0 | 0.48 | 0.47 | 0.23 | 0 | 0 | 41.96 | 1006975.78 | 5
D | 4008 | .Z.NEMASSBOST | 2024-05-31 | ON | 38.39 | 14.78 | 0.84 | 0.13 | 0.1 | 1.19 | 0.24 | 0 | -0.17 | -0.08 | 0 | 0 | 0.48 | 0.47 | 0.23 | 0 | 0 | 56.59 | 1071704.536 | 5
D | 4008 | .Z.NEMASSBOST | 2024-06-30 | ALL | 43.31 | 11.88 | 2.05 | 0.1 | 0.2 | 0.46 | 0.36 | -0.01 | -0.33 | -0.1 | 0 | 0 | 0.48 | 0.46 | 0.23 | 0 | 0 | 59.12 | 2511614.869 | 6
D | 4008 | .Z.NEMASSBOST | 2024-06-30 | OFF | 35.62 | 11.88 | 1.79 | 0.09 | 0.16 | 0 | 0.18 | -0.01 | -0.23 | -0.1 | -0.01 | 0 | 0.48 | 0.46 | 0.23 | 0 | 0 | 50.54 | 1182779.875 | 6
D | 4008 | .Z.NEMASSBOST | 2024-06-30 | ON | 51.88 | 11.88 | 2.35 | 0.11 | 0.25 | 0.98 | 0.56 | -0.02 | -0.43 | -0.1 | 0.02 | 0 | 0.48 | 0.46 | 0.23 | 0 | 0 | 68.66 | 1328834.994 | 6
D | 4008 | .Z.NEMASSBOST | 2024-07-31 | ALL | 39.03 | 13.58 | 0.81 | 0.1 | 0.21 | 0.53 | 0.32 | 0.01 | -0.11 | -0.1 | 0 | 0 | 0.48 | 0.46 | 0.23 | 0 | 0 | 55.56 | 2192825.832 | 7
D | 4008 | .Z.NEMASSBOST | 2024-07-31 | OFF | 29.31 | 13.58 | 0.68 | 0.08 | 0.14 | 0 | 0.01 | 0.01 | -0.14 | -0.1 | -0.01 | 0 | 0.48 | 0.46 | 0.23 | 0 | 0 | 44.73 | 1062186.396 | 7
D | 4008 | .Z.NEMASSBOST | 2024-07-31 | ON | 49.86 | 13.58 | 0.97 | 0.12 | 0.3 | 1.13 | 0.66 | 0.01 | -0.08 | -0.1 | 0 | 0 | 0.48 | 0.46 | 0.23 | 0 | 0 | 67.61 | 1130639.436 | 7
D | 4008 | .Z.NEMASSBOST | 2024-08-31 | ALL | 32.31 | 17.04 | 0.54 | 0.06 | 0.09 | 0.65 | 0.02 | 0 | -0.1 | -0.14 | -0.01 | 0 | 0.48 | 0.47 | 0.23 | 0 | 0 | 51.64 | 1809921.011 | 8
D | 4008 | .Z.NEMASSBOST | 2024-08-31 | OFF | 29.79 | 17.04 | 0.56 | 0.06 | 0.07 | 0 | 0.02 | 0 | -0.12 | -0.14 | -0.01 | 0 | 0.48 | 0.47 | 0.23 | 0 | 0 | 48.46 | 922319.892 | 8
D | 4008 | .Z.NEMASSBOST | 2024-08-31 | ON | 35.45 | 17.04 | 0.52 | 0.06 | 0.11 | 1.46 | 0.03 | -0.01 | -0.09 | -0.14 | -0.01 | 0 | 0.48 | 0.47 | 0.23 | 0 | 0 | 55.6 | 887601.119 | 8
D | 4008 | .Z.NEMASSBOST | 2024-09-30 | ALL | 35.25 | 17.85 | 0.64 | 0.09 | 0.16 | 0.48 | 0.02 | 0 | -0.15 | -0.16 | 0 | 0 | 0.48 | 0.46 | 0.23 | 0 | 0 | 55.35 | 1733110.105 | 9
D | 4008 | .Z.NEMASSBOST | 2024-09-30 | OFF | 30.79 | 17.85 | 0.56 | 0.09 | 0.16 | 0 | 0.02 | 0 | -0.12 | -0.16 | 0 | 0 | 0.48 | 0.46 | 0.23 | 0 | 0 | 50.36 | 786132.567 | 9
D | 4008 | .Z.NEMASSBOST | 2024-09-30 | ON | 39.8 | 17.85 | 0.71 | 0.1 | 0.16 | 0.97 | 0.03 | 0 | -0.18 | -0.16 | 0 | 0 | 0.48 | 0.46 | 0.23 | 0 | 0 | 60.46 | 946977.538 | 9
D | 4008 | .Z.NEMASSBOST | 2024-10-31 | ALL | 41.1 | 17.57 | 0.49 | 0.11 | 0.23 | 0.48 | 0.02 | 0 | -0.3 | -0.18 | -0.01 | 0 | 0.48 | 0.47 | 0.23 | 0 | 0 | 60.69 | 1758179.32 | 10
D | 4008 | .Z.NEMASSBOST | 2024-10-31 | OFF | 36.91 | 17.57 | 0.42 | 0.09 | 0.17 | 0 | 0.01 | 0.01 | -0.29 | -0.18 | -0.01 | 0 | 0.48 | 0.47 | 0.23 | 0 | 0 | 55.89 | 902691.744 | 10
D | 4008 | .Z.NEMASSBOST | 2024-10-31 | ON | 46.34 | 17.57 | 0.58 | 0.14 | 0.3 | 1.09 | 0.02 | 0 | -0.33 | -0.18 | 0 | 0 | 0.48 | 0.47 | 0.23 | 0 | 0 | 66.7 | 855487.576 | 10
D | 4008 | .Z.NEMASSBOST | 2024-11-30 | ALL | 85.29 | 14.66 | 0.6 | 0.24 | 0.17 | 0.39 | 0.04 | 0.01 | -0.59 | -0.32 | 0 | 0 | 0.48 | 0.46 | 0.23 | 2.58 | 0 | 104.24 | 2086869.812 | 11
D | 4008 | .Z.NEMASSBOST | 2024-11-30 | OFF | 80.56 | 14.66 | 0.59 | 0.19 | 0.18 | 0 | 0.03 | 0.01 | -0.58 | -0.32 | 0 | 0 | 0.48 | 0.46 | 0.23 | 2.61 | 0 | 99.11 | 1076877.463 | 11
D | 4008 | .Z.NEMASSBOST | 2024-11-30 | ON | 91.03 | 14.66 | 0.61 | 0.3 | 0.15 | 0.86 | 0.05 | 0 | -0.59 | -0.32 | 0.01 | 0 | 0.48 | 0.46 | 0.23 | 2.55 | 0 | 110.48 | 1009992.349 | 11
T | 324 lines | [22 empty] | 1