{"text_format":"1","workbook":"xlsx","n_sheets":32,"sheets":["Info","CostData","StateData","GWh_Summary","Emission_Summary","Cost_Summary","preBB","BB1","BB2a","BB2b","BB3ai","BB3aii","BB3b","BB4","All BB","RefTables","Apdx_1","Apdx_1_ProposedGoals","Apdx_1_AltGoals","Apdx_5_5_Opt_1_CumSavings","Apdx_5_5_Opt_1_IncSavingsPcnt","Apdx_5_5_Opt_1_CumSavingsPcnt","Apdx_5_5_Opt_2_CumSavings","Apdx_5_5_Opt_2_IncSavingsPcnt","Apdx_5_5_Opt_2_CumSavingsPcnt","Apdx_RE_Gen","Apdx_7_PlantLevelData","Apdx_7_UnitLevelInventory","Apdx_7_CogenUTODerivation","EIA_Generation","EIA_Sales","EIA_Units"],"not_rendered":{"charts":22,"images":2,"macros":1,"external_links":1,"defined_names":54,"comments":3,"pivot_tables":0},"unopened":[],"bounds":{"document_bytes":16777216,"sheet_cells":100000,"rows_first":2000,"rows_last":500,"rows_between":2000,"halvings":0,"cell_chars":16384,"cell_head_chars":4096},"cells_cut":0,"cells_raw":0,"read":"whole","date_system":"1900"}

{"sheet":"Info","index":0,"n_rows":27,"n_cols":8,"rows_kept":27,"cut":false,"hidden":false,"merged":[[26,1,28,8],[8,1,13,8],[4,5,6,8],[3,7,3,8],[15,1,16,8],[21,1,23,8],[24,1,25,8],[17,1,20,8]]}
[]
[null,"Synapse 111(d) Cost Estimate Tool"]
[]
[null,null,null,null,null,null,null,"www.synapse-energy.com"]
[null,null,null,null,null,"For more information, please contact \neastanton@synapse-energy.com \nor pknight@synapse-energy.com"]
[]
[]
[]
[null,"In its proposed “111(d)”Carbon Pollution Guidelines for Existing Power Plants, the U.S. Environmental Protection Agency (EPA) presents estimates equivalent to a national net benefit of implementing its four “building blocks” of $13 billion to the electric sector in 2030. This national electric-sector benefit does not include additional costs to energy efficiency program participants ($21 billion) or climate-damage reduction and health benefits ($34 to $160 billion). EPA does not provide state-level compliance cost or benefit estimates in its regulatory impact analysis."]
[]
[]
[]
[]
[]
[]
[null,"Synapse has estimated state-level 111(d) electric-sector compliance costs and benefits based on EPA’s national estimates using the following assumptions:"]
[]
[null,"• EPA’s national costs (and our state estimates) assume that states follow the 111(d) building blocks exactly. A more likely course of events is that each state would achieve its 111(d) emission rate by following a least-cost compliance strategy. The purpose of EPA’s building blocks is target setting: States can design their own compliance plans."]
[]
[]
[]
[null,"• The purpose of EPA’s building blocks is to establish targets for each state. Each state or group of states may then determine its least-cost compliance strategy. EPA’s national costs do not reflect least-cost strategies for states. EPA considers these costs to be “reasonable.”"]
[]
[]
[null,"• EPA asserts that states complying jointly will have lower costs (and greater net benefits) than states complying singly."]
[]
[null,"• We estimate state costs by assuming EPA’s average national costs by building block, and matching EPA’s national costs by adjusting the avoided cost of energy. Synapse has not assessed or revised EPA’s costs based on its own research and expertise."]

{"sheet":"CostData","index":1,"n_rows":59,"n_cols":13,"rows_kept":59,"cut":false,"hidden":false,"merged":[[32,1,32,2],[18,11,18,12],[19,11,19,12],[31,1,31,2],[30,1,30,2],[1,2,1,4],[14,11,14,12],[15,11,15,12],[2,2,2,4],[3,2,3,4],[4,2,4,4],[5,2,5,4],[10,11,10,12],[11,11,11,12],[5,10,5,13]]}
[]
[null,"State:","Alabama",null,null,"←Dropdown"]
[null,"Year:",2030,null,null,"←Dropdown"]
[null,"EE cost:","EPA 111(d) cost",null,null,"←Dropdown"]
[null,"Display as:","Dollars",null,null,"←Dropdown"]
[null,"Option:","Proposed - Option 1",null,null,"←Dropdown",null,null,null,null,"www.synapse-energy.com"]
[]
[null,{"$f":"C3&\" \"&CostData!$C$2&\" Electric Sector Costs and Benefits of 111(d) Compliance \"&IF($C$5=\"Dollars\",\"(millions of 2011 $)\",\"(percent of costs)\")","v":"2030 Alabama Electric Sector Costs and Benefits of 111(d) Compliance (millions of 2011 $)"}]
[]
[]
[null,null,null,null,null,null,null,null,null,null,null,"Costs ="]
[null,null,null,null,null,null,null,null,null,null,null,{"$f":"TEXT(-SUM(D32:J32),\"$#,#\")&\" million\"","v":"$1,406 million"}]
[]
[]
[null,null,null,null,null,null,null,null,null,null,null,{"$f":"IF(M32<0,\"Net Cost =\",\"Net Benefit =\")","v":"Net Benefit ="}]
[null,null,null,null,null,null,null,null,null,null,null,{"$f":"TEXT(MROUND(ABS(M32),1),\"$#,#\")&\" million\"","v":"$329 million"}]
[]
[]
[null,null,null,null,null,null,null,null,null,null,null,"Benefits ="]
[null,null,null,null,null,null,null,null,null,null,null,{"$f":"TEXT(SUM(K32:L32),\"$#,#\")&\" million\"","v":"$1,735 million"}]
[]
[]
[]
[]
[]
[]
[]
[]
[null,"Note: Values estimated by Synapse. Does not include energy efficiency participant costs or climate and health benefits."]
[]
[null,null,null,"BB1","BB2a","BB2b","BB3ai","BB3aii","BB3b","BB4","BB3b","BB4","Net"]
[null,"(Costs) and Savings",null,{"$f":"-INDEX(Cost_Summary!AB5:AB54,MATCH(CostData!$C$2,Cost_Summary!$B$5:$B$54,0))","v":-21.84170914843407},{"$f":"-INDEX(Cost_Summary!AC5:AC54,MATCH(CostData!$C$2,Cost_Summary!$B$5:$B$54,0))","v":-188.12005286992451},{"$f":"-INDEX(Cost_Summary!AD5:AD54,MATCH(CostData!$C$2,Cost_Summary!$B$5:$B$54,0))","v":0},{"$f":"-INDEX(Cost_Summary!AE5:AE54,MATCH(CostData!$C$2,Cost_Summary!$B$5:$B$54,0))","v":-13.977169698087097},{"$f":"-INDEX(Cost_Summary!AF5:AF54,MATCH(CostData!$C$2,Cost_Summary!$B$5:$B$54,0))","v":0},{"$f":"-INDEX(Cost_Summary!AG5:AG54,MATCH(CostData!$C$2,Cost_Summary!$B$5:$B$54,0))","v":-725.52357628505501},{"$f":"-INDEX(Cost_Summary!AH5:AH54,MATCH(CostData!$C$2,Cost_Summary!$B$5:$B$54,0))","v":-456.85237495424639},{"$f":"-INDEX(Cost_Summary!AI5:AI54,MATCH(CostData!$C$2,Cost_Summary!$B$5:$B$54,0))","v":909.275587713086},{"$f":"-INDEX(Cost_Summary!AJ5:AJ54,MATCH(CostData!$C$2,Cost_Summary!$B$5:$B$54,0))","v":825.69122356635751},{"$f":"SUM(D32:L32)","v":328.65192832369632}]
[null,"Percent of Costs",null,{"$f":"D32/SUM($D$32:$J$32)","v":1.5531165468808715E-2},{"$f":"E32/SUM($D$32:$J$32)","v":0.13376808789404251},0,9.9388621051284994E-3,0,0.51590407317611042,0.32485781135590974,-0.64656614157563341,-0.58713111378793514]
[]
[]
[]
[]
[]
[]
[]
[]
[]
[]
[]
[]
[]
[]
[]
[]
[]
[]
[]
[null,"For Charts"]
[]
[null,null,null,"BB1","BB2a","BB2b","BB3ai","BB3aii","BB3b","BB4","BB3b","BB4","Net"]
[null,"Savings",null,null,null,null,null,null,null,null,{"$f":"IF($C$5=\"Dollars\",ABS(K$32),IF($C$5=\"Percent\",ABS(K$33)))","v":909.275587713086},825.69122356635751]
[null,null,null,null,null,null,null,null,null,null,null,null,{"$f":"SUM(K56:L56)-SUM(D58:J58)","v":328.65192832369621}]
[null,"Costs",null,{"$f":"IF($C$5=\"Dollars\",ABS(D$32),IF($C$5=\"Percent\",ABS(D$33)))","v":21.84170914843407},{"$f":"IF($C$5=\"Dollars\",ABS(E$32),IF($C$5=\"Percent\",ABS(E$33)))","v":188.12005286992451},0,13.977169698087097,0,725.52357628505501,456.85237495424639]
[null,null,null,"BB1 Lower Average Coal Emission Rate Cost","BB2a Redispatch to Existing NG Cost","BB2b Redispatch to Under-Construction NG Cost","BB3ai At-Risk Nuclear Cost","BB3aii Under-Construction Nuclear Cost","BB3b Renewables Cost","BB4 EE Program Administration Cost","BB3b RE Displaced Energy Savings","BB4 EE Displaced Energy Savings"]

{"sheet":"StateData","index":2,"n_rows":135,"n_cols":12,"rows_kept":135,"cut":false,"hidden":false,"merged":[[116,6,116,7],[116,4,116,5],[59,7,60,11],[116,2,116,3],[1,1,1,11],[40,1,41,5],[40,7,41,11],[59,1,60,5],[65,10,66,10]]}
[]
[null,{"$f":"CostData!C2","v":"Alabama"}]
[]
[null,"2012 Generation",null,null,"GWh",{"$f":"INDEX(GWh_Summary!$J$5:$J$54,MATCH(CostData!$C$2,GWh_Summary!$B$5:$B$54,0))","v":152878.68768999999},null,"2012 generation by resource type"]
[null,"2012 CO2 Emissions",null,null,"000 metric tons",{"$f":"INDEX(Emission_Summary!$G$5:$G$54,MATCH(CostData!$C$2,Emission_Summary!$B$5:$B$54,0))","v":68543.604845722351}]
[null,"2012 111(d) CO₂ Emissions Rate",null,null,"lbs/MWh",{"$f":"INDEX(preBB!$Q$5:$Q$54,MATCH(CostData!$C$2,preBB!$B$5:$B$54,0))","v":1477.2545100907055}]
[null,{"$f":"CostData!C3&\" CO2 Emissions\"","v":"2030 CO2 Emissions"},null,null,"000 metric tons",{"$f":"INDEX('BB4'!$E$5:$E$54,MATCH(CostData!C2,'BB4'!$B$5:$B$54,0))","v":60006.411579304622}]
[null,{"$f":"CostData!$C$3&\" 111(d) CO₂ Emissions Rate\"","v":"2030 111(d) CO₂ Emissions Rate"},null,null,"lbs/MWh",{"$f":"K70","v":1059.0148661971609}]
[null,{"$f":"CostData!$C$3&\" 111(d) CO₂ Emissions Rate Reduction\"","v":"2030 111(d) CO₂ Emissions Rate Reduction"},null,null,"lbs/MWh",{"$f":"K68","v":418.23964389354455}]
[null,{"$f":"CostData!C3&\" % in-state generation\"","v":"2030 % in-state generation"},null,null,"%",{"$f":"IF(CostData!C2=\"U.S. Total\",\"N/A\",INDEX(Apdx_1!$AP$5:$AP$53,MATCH(CostData!$C$2,Apdx_1!$B$5:$B$53,0)))","v":1.5062729353312405}]
[]
[null,"Emission rate reduction by building block. Reductions are shown as a percent of the total reduction, and in lbs/MWh in parantheses."]
[null,{"$f":"\"100%\"&CHAR(10)&\"(\"&TEXT(K68,\"#,#\")&\" lbs/MWh)\"","v":"100%\n(418 lbs/MWh)"},null,{"$f":"IF(D69=0,NA(),D69)","v":0.14617028096380277},{"$f":"IF(E69=0,NA(),E69)","v":0.29375437238352947},null,{"$f":"IF(F69=0,NA(),F69)","v":{"$error":"#N/A"}},{"$f":"IF(G69=0,NA(),G69)","v":6.8836246212794452E-2},{"$f":"IF(H69=0,NA(),H69)","v":{"$error":"#N/A"}},{"$f":"IF(I69=0,NA(),I69)","v":0.29973632870829559},{"$f":"IF(J69=0,NA(),J69)","v":0.1915027717315777}]
[null,null,null,{"$f":"D67&\" \"&D66","v":"(1) Lower Average Coal Emission Rate"},{"$f":"E67&\" \"&E66","v":"(2a) Redispatch to Existing NG"},null,{"$f":"F67&\" \"&F66","v":"(2b) Redispatch to Under-Cons. NG"},{"$f":"G67&\" \"&G66","v":"(3a-i) At-Risk Nuclear"},{"$f":"H67&\" \"&H66","v":"(3a-ii) Under-Cons. Nuclear"},{"$f":"I67&\" \"&I66","v":"(3b) Incremental Renewables"},{"$f":"J67&\" \"&J66","v":"(4) Incremental Energy Efficiency"}," "]
[null,null,null,{"$f":"IF(D69=0,NA(),TEXT(D69,\"#%\")&CHAR(10)&\"(\"&TEXT(D68,\"#,#\")&\")\")","v":"15%\n(61)"},{"$f":"IF(E69=0,NA(),TEXT(E69,\"#%\")&CHAR(10)&\"(\"&TEXT(E68,\"#,#\")&\")\")","v":"29%\n(123)"},null,{"$f":"IF(F69=0,NA(),TEXT(F69,\"#%\")&CHAR(10)&\"(\"&TEXT(F68,\"#,#\")&\")\")","v":{"$error":"#N/A"}},{"$f":"IF(G69=0,NA(),TEXT(G69,\"#%\")&CHAR(10)&\"(\"&TEXT(G68,\"#,#\")&\")\")","v":"7%\n(29)"},{"$f":"IF(H69=0,NA(),TEXT(H69,\"#%\")&CHAR(10)&\"(\"&TEXT(H68,\"#,#\")&\")\")","v":{"$error":"#N/A"}},{"$f":"IF(I69=0,NA(),TEXT(I69,\"#%\")&CHAR(10)&\"(\"&TEXT(I68,\"#,#\")&\")\")","v":"30%\n(125)"},{"$f":"IF(J69=0,NA(),TEXT(J69,\"#%\")&CHAR(10)&\"(\"&TEXT(J68,\"#,#\")&\")\")","v":"19%\n(80)"}]
[]
[]
[]
[]
[]
[]
[]
[]
[]
[]
[]
[]
[null,"Building Block 1. Lower Average Coal Emission Rate",null,null,null,null,null,"Building Block 2. Redispatch to NGCC"]
[]
[]
[]
[]
[]
[]
[]
[]
[]
[]
[]
[]
[null,"Histogram of coal unit age. Generally, the older a state's coal fleet, the more opportunity there is to lower the coal emission rate.",null,null,null,null,null,"Generation from increased NGCC capacity factors displace coal and other fossil generation."]
[]
[]
[null,"Building Block 3a. Nuclear"]
[null,{"$f":"IF(D88=0,\"This state does not have any nuclear units.\",\"This state has \"&TEXT(D88,\"#\")&\" nuclear unit(s), totaling \"&TEXT(D89,\"#\")&\" GW of capacity. Of this, 5.3 percent, (\"&TEXT(D92,\"0.0\")&\" GW) is 'at-risk'. \"&IF(D91<>0,\"This state has \"&TEXT(D91,\"#\")&\" GW of nuclear units under construction.\",\"\"))","v":"This state has 5 nuclear unit(s), totaling 5 GW of capacity. Of this, 5.3 percent, (0.3 GW) is 'at-risk'. "}]
[]
[null,"Building Block 3b. Incremental Renewable Energy",null,null,null,null,null,"Building Block 4. Incremental Energy Efficiency"]
[]
[]
[]
[]
[]
[]
[]
[]
[]
[]
[]
[]
[null,"2013 - 2016 values are interpolated.",null,null,null,null,null,"An \"EPA Adj\" line is shown if this state is a net energy importer. Building Block 4 is then pro-rated by the percent by which the state is a net importer."]
[]
[]
[null,"For Figures"]
[]
[null,"Horizontal Figure: Source of CO2 Reductions"]
[null,null,null,"Lower Average Coal Emission Rate","Redispatch to Existing NG","Redispatch to Under-Cons. NG","At-Risk Nuclear","Under-Cons. Nuclear","Incremental Renewables","Incremental Energy Efficiency","Total"]
[null,null,null,"(1)","(2a)","(2b)","(3a-i)","(3a-ii)","(3b)","(4)"]
[null,{"$f":"CostData!$C$3&\" 111(d) CO₂ Emissions Rate Reduction\"","v":"2030 111(d) CO₂ Emissions Rate Reduction"},"lbs/MWh",{"$f":"INDEX('BB1'!$N$5:$N$54,MATCH(CostData!$C$2,preBB!$B$5:$B$54,0))","v":61.13420625812023},{"$f":"INDEX(BB2a!$V$5:$V$54,MATCH(CostData!$C$2,preBB!$B$5:$B$54,0))","v":122.85972409785904},{"$f":"INDEX(BB2b!$V$5:$V$54,MATCH(CostData!$C$2,preBB!$B$5:$B$54,0))","v":0},{"$f":"INDEX(BB3ai!$H$5:$H$54,MATCH(CostData!$C$2,preBB!$B$5:$B$54,0))","v":28.79004710300751},{"$f":"INDEX(BB3aii!$H$5:$H$54,MATCH(CostData!$C$2,preBB!$B$5:$B$54,0))","v":0},{"$f":"INDEX(BB3b!$I$5:$I$54,MATCH(CostData!$C$2,preBB!$B$5:$B$54,0))","v":125.36161538091596},{"$f":"INDEX('BB4'!$H$5:$H$54,MATCH(CostData!$C$2,preBB!$B$5:$B$54,0))","v":80.094051053641806},{"$f":"SUM(D68:J68)","v":418.23964389354455}]
[null,"Share of Reduction","%",{"$f":"D68/$K$68","v":0.14617028096380277},0.29375437238352947,0,6.8836246212794452E-2,0,0.29973632870829559,0.1915027717315777,1]
[null,{"$f":"CostData!$C$3&\" 111(d) CO₂ Emissions Rate\"","v":"2030 111(d) CO₂ Emissions Rate"},"lbs/MWh",null,null,null,null,null,null,null,{"$f":"F6-K68","v":1059.0148661971609}]
[]
[null,"State",{"$f":"IF(CostData!C2=\"U.S. Total\",CostData!C2,INDEX(EIA_Generation!$H$5:$H$56,MATCH(CostData!C2,EIA_Generation!$I$5:$I$56,0)))","v":"AL"}]
[null,"YearCol",{"$f":"MATCH(CostData!C3,RefTables!$D$13:$F$13,0)","v":3}]
[null,"OptionRow",{"$f":"IF(CostData!C6=\"Proposed - Option 1\",1,2)","v":1}]
[]
[null,"Top Figure",null,null,"Building Block 1",null,null,null,"Building Block 2"]
[null,null,"Gen. (TWh)",null,null,"Cap. (GW)","Label",null,"Gen. (TWh)",2012,{"$f":"CostData!C3","v":2030}]
[null,"Coal",{"$f":"INDEX(GWh_Summary!$C$4:$J$54,MATCH(CostData!$C$2,GWh_Summary!$B$4:$B$54,0),MATCH($B78,GWh_Summary!$C$3:$J$3,0))/1000","v":46.045175999999998},null,10,{"$f":"IF(CostData!$C$2=\"U.S. Total\",\nSUMIFS(Apdx_7_UnitLevelInventory!$I$6:$I$22659,Apdx_7_UnitLevelInventory!$B$6:$B$22659,\"CoalST\",Apdx_7_UnitLevelInventory!$Q$6:$Q$22659,\">=\"&E77,Apdx_7_UnitLevelInventory!$Q$6:$Q$22659,\"<\"&E78),\nSUMIFS(Apdx_7_UnitLevelInventory!$I$6:$I$22659,Apdx_7_UnitLevelInventory!$B$6:$B$22659,\"CoalST\",Apdx_7_UnitLevelInventory!$C$6:$C$22659,$C$72,Apdx_7_UnitLevelInventory!$Q$6:$Q$22659,\">=\"&E77,Apdx_7_UnitLevelInventory!$Q$6:$Q$22659,\"<\"&E78))/1000","v":0},{"$f":"E77+1&\"-\"&E78","v":"1-10"},null,"Coal",{"$f":"INDEX(Apdx_1!$G$5:$G$55,MATCH(CostData!$C$2,Apdx_1!$B$5:$B$55,0))/1000000","v":46.045175999999998},{"$f":"INDEX(Apdx_1!$N$5:$N$55,MATCH(CostData!$C$2,Apdx_1!$B$5:$B$55,0))/1000000","v":36.0011066844}]
[null,"NGCC",{"$f":"INDEX(GWh_Summary!$C$4:$J$54,MATCH(CostData!$C$2,GWh_Summary!$B$4:$B$54,0),MATCH($B79,GWh_Summary!$C$3:$J$3,0))/1000","v":53.492095964400001},null,{"$f":"E78+10","v":20},{"$f":"IF(CostData!$C$2=\"U.S. Total\",\nSUMIFS(Apdx_7_UnitLevelInventory!$I$6:$I$22659,Apdx_7_UnitLevelInventory!$B$6:$B$22659,\"CoalST\",Apdx_7_UnitLevelInventory!$Q$6:$Q$22659,\">=\"&E78,Apdx_7_UnitLevelInventory!$Q$6:$Q$22659,\"<\"&E79),\nSUMIFS(Apdx_7_UnitLevelInventory!$I$6:$I$22659,Apdx_7_UnitLevelInventory!$B$6:$B$22659,\"CoalST\",Apdx_7_UnitLevelInventory!$C$6:$C$22659,$C$72,Apdx_7_UnitLevelInventory!$Q$6:$Q$22659,\">=\"&E78,Apdx_7_UnitLevelInventory!$Q$6:$Q$22659,\"<\"&E79))/1000","v":0},{"$f":"E78+1&\"-\"&E79","v":"11-20"},null,"NGCC",{"$f":"INDEX(Apdx_1!$H$5:$H$55,MATCH(CostData!$C$2,Apdx_1!$B$5:$B$55,0))/1000000","v":53.492095964400001},{"$f":"INDEX(Apdx_1!$P$5:$P$55,MATCH(CostData!$C$2,Apdx_1!$B$5:$B$55,0))/1000000","v":63.536165279999999}]
[null,"O/G",{"$f":"INDEX(GWh_Summary!$C$4:$J$54,MATCH(CostData!$C$2,GWh_Summary!$B$4:$B$54,0),MATCH($B80,GWh_Summary!$C$3:$J$3,0))/1000","v":0},null,{"$f":"E79+10","v":30},{"$f":"IF(CostData!$C$2=\"U.S. Total\",\nSUMIFS(Apdx_7_UnitLevelInventory!$I$6:$I$22659,Apdx_7_UnitLevelInventory!$B$6:$B$22659,\"CoalST\",Apdx_7_UnitLevelInventory!$Q$6:$Q$22659,\">=\"&E79,Apdx_7_UnitLevelInventory!$Q$6:$Q$22659,\"<\"&E80),\nSUMIFS(Apdx_7_UnitLevelInventory!$I$6:$I$22659,Apdx_7_UnitLevelInventory!$B$6:$B$22659,\"CoalST\",Apdx_7_UnitLevelInventory!$C$6:$C$22659,$C$72,Apdx_7_UnitLevelInventory!$Q$6:$Q$22659,\">=\"&E79,Apdx_7_UnitLevelInventory!$Q$6:$Q$22659,\"<\"&E80))/1000","v":2.1164999999999998},"21-30",null,"O/G",{"$f":"INDEX(Apdx_1!$I$5:$I$55,MATCH(CostData!$C$2,Apdx_1!$B$5:$B$55,0))/1000000","v":0},{"$f":"INDEX(Apdx_1!$O$5:$O$55,MATCH(CostData!$C$2,Apdx_1!$B$5:$B$55,0))/1000000","v":0}]
[null,"Other",{"$f":"INDEX(GWh_Summary!$C$4:$J$54,MATCH(CostData!$C$2,GWh_Summary!$B$4:$B$54,0),MATCH($B81,GWh_Summary!$C$3:$J$3,0))/1000","v":0},null,40,{"$f":"IF(CostData!$C$2=\"U.S. Total\",\nSUMIFS(Apdx_7_UnitLevelInventory!$I$6:$I$22659,Apdx_7_UnitLevelInventory!$B$6:$B$22659,\"CoalST\",Apdx_7_UnitLevelInventory!$Q$6:$Q$22659,\">=\"&E80,Apdx_7_UnitLevelInventory!$Q$6:$Q$22659,\"<\"&E81),\nSUMIFS(Apdx_7_UnitLevelInventory!$I$6:$I$22659,Apdx_7_UnitLevelInventory!$B$6:$B$22659,\"CoalST\",Apdx_7_UnitLevelInventory!$C$6:$C$22659,$C$72,Apdx_7_UnitLevelInventory!$Q$6:$Q$22659,\">=\"&E80,Apdx_7_UnitLevelInventory!$Q$6:$Q$22659,\"<\"&E81))/1000","v":1.1775},"31-40",null,"Other",{"$f":"INDEX(Apdx_1!$J$5:$J$55,MATCH(CostData!$C$2,Apdx_1!$B$5:$B$55,0))/1000000","v":0},{"$f":"INDEX(Apdx_1!$R$5:$R$55,MATCH(CostData!$C$2,Apdx_1!$B$5:$B$55,0))/1000000","v":0}]
[null,"Nuclear",{"$f":"INDEX(GWh_Summary!$C$4:$J$54,MATCH(CostData!$C$2,GWh_Summary!$B$4:$B$54,0),MATCH($B82,GWh_Summary!$C$3:$J$3,0))/1000","v":40.841211999999999},null,50,{"$f":"IF(CostData!$C$2=\"U.S. Total\",\nSUMIFS(Apdx_7_UnitLevelInventory!$I$6:$I$22659,Apdx_7_UnitLevelInventory!$B$6:$B$22659,\"CoalST\",Apdx_7_UnitLevelInventory!$Q$6:$Q$22659,\">=\"&E81,Apdx_7_UnitLevelInventory!$Q$6:$Q$22659,\"<\"&E82),\nSUMIFS(Apdx_7_UnitLevelInventory!$I$6:$I$22659,Apdx_7_UnitLevelInventory!$B$6:$B$22659,\"CoalST\",Apdx_7_UnitLevelInventory!$C$6:$C$22659,$C$72,Apdx_7_UnitLevelInventory!$Q$6:$Q$22659,\">=\"&E81,Apdx_7_UnitLevelInventory!$Q$6:$Q$22659,\"<\"&E82))/1000","v":4.6677},"41-50"]
[null,"RE",{"$f":"INDEX(GWh_Summary!$C$4:$J$54,MATCH(CostData!$C$2,GWh_Summary!$B$4:$B$54,0),MATCH($B83,GWh_Summary!$C$3:$J$3,0))/1000","v":2.776554},null,60,{"$f":"IF(CostData!$C$2=\"U.S. Total\",\nSUMIFS(Apdx_7_UnitLevelInventory!$I$6:$I$22659,Apdx_7_UnitLevelInventory!$B$6:$B$22659,\"CoalST\",Apdx_7_UnitLevelInventory!$Q$6:$Q$22659,\">=\"&E82,Apdx_7_UnitLevelInventory!$Q$6:$Q$22659,\"<\"&E83),\nSUMIFS(Apdx_7_UnitLevelInventory!$I$6:$I$22659,Apdx_7_UnitLevelInventory!$B$6:$B$22659,\"CoalST\",Apdx_7_UnitLevelInventory!$C$6:$C$22659,$C$72,Apdx_7_UnitLevelInventory!$Q$6:$Q$22659,\">=\"&E82,Apdx_7_UnitLevelInventory!$Q$6:$Q$22659,\"<\"&E83))/1000","v":3.0857000000000001},"51-60",null,"NGCC CF",{"$f":"IF(CostData!$C$2=\"U.S. Total\",Apdx_1!$S$55,INDEX(Apdx_1!$S$5:$S$53,MATCH(CostData!$C$2,Apdx_1!$B$5:$B$53,0)))","v":0.5893409998866711},{"$f":"IF(CostData!$C$2=\"U.S. Total\",Apdx_1!$T$55,INDEX(Apdx_1!$T$5:$T$53,MATCH(CostData!$C$2,Apdx_1!$B$5:$B$53,0)))","v":0.7}]
[null,"All Else",{"$f":"INDEX(GWh_Summary!$C$4:$J$54,MATCH(CostData!$C$2,GWh_Summary!$B$4:$B$54,0),MATCH($B84,GWh_Summary!$C$3:$J$3,0))/1000","v":9.7236497255999712},null,70,{"$f":"IF(CostData!$C$2=\"U.S. Total\",\nSUMIFS(Apdx_7_UnitLevelInventory!$I$6:$I$22659,Apdx_7_UnitLevelInventory!$B$6:$B$22659,\"CoalST\",Apdx_7_UnitLevelInventory!$Q$6:$Q$22659,\">=\"&E83,Apdx_7_UnitLevelInventory!$Q$6:$Q$22659,\"<\"&E84),\nSUMIFS(Apdx_7_UnitLevelInventory!$I$6:$I$22659,Apdx_7_UnitLevelInventory!$B$6:$B$22659,\"CoalST\",Apdx_7_UnitLevelInventory!$C$6:$C$22659,$C$72,Apdx_7_UnitLevelInventory!$Q$6:$Q$22659,\">=\"&E83,Apdx_7_UnitLevelInventory!$Q$6:$Q$22659,\"<\"&E84))/1000","v":1.5377999999999998},"61-70"]
[null,"Total",{"$f":"INDEX(GWh_Summary!$C$4:$J$54,MATCH(CostData!$C$2,GWh_Summary!$B$4:$B$54,0),MATCH($B85,GWh_Summary!$C$3:$J$3,0))/1000","v":152.87868768999999},null,80,{"$f":"IF(CostData!$C$2=\"U.S. Total\",\nSUMIFS(Apdx_7_UnitLevelInventory!$I$6:$I$22659,Apdx_7_UnitLevelInventory!$B$6:$B$22659,\"CoalST\",Apdx_7_UnitLevelInventory!$Q$6:$Q$22659,\">=\"&E84,Apdx_7_UnitLevelInventory!$Q$6:$Q$22659,\"<\"&E85),\nSUMIFS(Apdx_7_UnitLevelInventory!$I$6:$I$22659,Apdx_7_UnitLevelInventory!$B$6:$B$22659,\"CoalST\",Apdx_7_UnitLevelInventory!$C$6:$C$22659,$C$72,Apdx_7_UnitLevelInventory!$Q$6:$Q$22659,\">=\"&E84,Apdx_7_UnitLevelInventory!$Q$6:$Q$22659,\"<\"&E85))/1000","v":0},"71-80"]
[]
[null,"Building Block 3"]
[null,"# of nuclear units",null,{"$f":"IF(CostData!$C$2=\"U.S. Total\",COUNTIFS(EIA_Units!$J$6:$J$22655,\"OP\",EIA_Units!$Q$6:$Q$22655,\"NUC\"),\nCOUNTIFS(EIA_Units!$F$6:$F$22655,$C$72,EIA_Units!$J$6:$J$22655,\"OP\",EIA_Units!$Q$6:$Q$22655,\"NUC\"))","v":5}]
[null,"Nuclear Cap. (GW)",null,{"$f":"IF(CostData!$C$2=\"U.S. Total\",SUMIFS(EIA_Units!$K$6:$K$22655,EIA_Units!$J$6:$J$22655,\"OP\",EIA_Units!$Q$6:$Q$22655,\"NUC\"),\nSUMIFS(EIA_Units!$K$6:$K$22655,EIA_Units!$F$6:$F$22655,$C$72,EIA_Units!$J$6:$J$22655,\"OP\",EIA_Units!$Q$6:$Q$22655,\"NUC\"))/1000","v":5.2703999999999995}]
[null,"New Nuc. Cap (GW)",null,{"$f":"IF(CostData!$C$2=\"U.S. Total\",SUM(RefTables!$D$43:$D$45),\nINDEX(RefTables!$D$43:$D$45,MATCH(CostData!$C$2,RefTables!$C$43:$C$45,0)))/1000","v":{"$error":"#N/A"}}]
[null,"New nuclear units (final)",null,{"$f":"IF(ISNA(D90),0,D90)","v":0}]
[null,"At-risk Cap. (GW)",null,{"$f":"D89*5.3%","v":0.27933119999999995}]
[]
[null,"Building Block 4"]
[null,null,{"$f":"C72","v":"AL"},"U.S. Avg"]
[null,2012,{"$f":"INDEX(Apdx_RE_Gen!$J$19:$J$69,MATCH(CostData!$C$2,Apdx_RE_Gen!$B$19:$B$69,0))","v":1.816181209933293E-2},{"$f":"Apdx_RE_Gen!J71","v":6.5128574061301459E-2}]
[null,{"$f":"B96+1","v":2013},{"$f":"($C$101-$C$96)/5+C96","v":1.8649746463045253E-2},{"$f":"($D$101-$D$96)/5+D96","v":6.5096995796984039E-2}]
[null,{"$f":"B97+1","v":2014},{"$f":"($C$101-$C$96)/5+C97","v":1.9137680826757576E-2},{"$f":"($D$101-$D$96)/5+D97","v":6.506541753266662E-2}]
[null,2015,1.9625615190469899E-2,6.50338392683492E-2]
[null,2016,2.0113549554182222E-2,6.5002261004031781E-2]
[null,2017,{"$f":"INDEX(Apdx_RE_Gen!$K$19:$W$69,MATCH(CostData!$C$2,Apdx_RE_Gen!$B$19:$B$69,0),MATCH($B101,Apdx_RE_Gen!$K$18:$W$18,0))","v":2.0601483917894542E-2},{"$f":"Apdx_RE_Gen!$K$71","v":6.4970682739714389E-2}]
[null,2018,{"$f":"INDEX(Apdx_RE_Gen!$K$19:$W$69,MATCH(CostData!$C$2,Apdx_RE_Gen!$B$19:$B$69,0),MATCH($B102,Apdx_RE_Gen!$K$18:$W$18,0))","v":2.3368876260692957E-2},{"$f":"Apdx_RE_Gen!$L$71","v":6.8956900808251995E-2}]
[null,2019,{"$f":"INDEX(Apdx_RE_Gen!$K$19:$W$69,MATCH(CostData!$C$2,Apdx_RE_Gen!$B$19:$B$69,0),MATCH($B103,Apdx_RE_Gen!$K$18:$W$18,0))","v":2.6508011746339794E-2},{"$f":"Apdx_RE_Gen!$M$71","v":7.3252944553235597E-2}]
[null,2020,{"$f":"INDEX(Apdx_RE_Gen!$K$19:$W$69,MATCH(CostData!$C$2,Apdx_RE_Gen!$B$19:$B$69,0),MATCH($B104,Apdx_RE_Gen!$K$18:$W$18,0))","v":3.0068826541137756E-2},{"$f":"Apdx_RE_Gen!$N$71","v":7.7986644255066531E-2}]
[null,2021,{"$f":"INDEX(Apdx_RE_Gen!$K$19:$W$69,MATCH(CostData!$C$2,Apdx_RE_Gen!$B$19:$B$69,0),MATCH($B105,Apdx_RE_Gen!$K$18:$W$18,0))","v":3.4107964724509096E-2},{"$f":"Apdx_RE_Gen!$O$71","v":8.2968556743960767E-2}]
[null,2022,{"$f":"INDEX(Apdx_RE_Gen!$K$19:$W$69,MATCH(CostData!$C$2,Apdx_RE_Gen!$B$19:$B$69,0),MATCH($B106,Apdx_RE_Gen!$K$18:$W$18,0))","v":3.8689679361339567E-2},{"$f":"Apdx_RE_Gen!$P$71","v":8.8306993577282833E-2}]
[null,2023,{"$f":"INDEX(Apdx_RE_Gen!$K$19:$W$69,MATCH(CostData!$C$2,Apdx_RE_Gen!$B$19:$B$69,0),MATCH($B107,Apdx_RE_Gen!$K$18:$W$18,0))","v":4.3886854615152036E-2},{"$f":"Apdx_RE_Gen!$Q$71","v":9.3992111920938731E-2}]
[null,2024,{"$f":"INDEX(Apdx_RE_Gen!$K$19:$W$69,MATCH(CostData!$C$2,Apdx_RE_Gen!$B$19:$B$69,0),MATCH($B108,Apdx_RE_Gen!$K$18:$W$18,0))","v":4.9782165161495022E-2},{"$f":"Apdx_RE_Gen!$R$71","v":9.9971940133158604E-2}]
[null,2025,{"$f":"INDEX(Apdx_RE_Gen!$K$19:$W$69,MATCH(CostData!$C$2,Apdx_RE_Gen!$B$19:$B$69,0),MATCH($B109,Apdx_RE_Gen!$K$18:$W$18,0))","v":5.6469391345050787E-2},{"$f":"Apdx_RE_Gen!$S$71","v":0.10646890025474946}]
[null,2026,{"$f":"INDEX(Apdx_RE_Gen!$K$19:$W$69,MATCH(CostData!$C$2,Apdx_RE_Gen!$B$19:$B$69,0),MATCH($B110,Apdx_RE_Gen!$K$18:$W$18,0))","v":6.4054911001479087E-2},{"$f":"Apdx_RE_Gen!$T$71","v":0.11334015968257195}]
[null,2027,{"$f":"INDEX(Apdx_RE_Gen!$K$19:$W$69,MATCH(CostData!$C$2,Apdx_RE_Gen!$B$19:$B$69,0),MATCH($B111,Apdx_RE_Gen!$K$18:$W$18,0))","v":7.2659391675327728E-2},{"$f":"Apdx_RE_Gen!$U$71","v":0.11955020412349758}]
[null,2028,{"$f":"INDEX(Apdx_RE_Gen!$K$19:$W$69,MATCH(CostData!$C$2,Apdx_RE_Gen!$B$19:$B$69,0),MATCH($B112,Apdx_RE_Gen!$K$18:$W$18,0))","v":8.2419710153164974E-2},{"$f":"Apdx_RE_Gen!$V$71","v":0.12561588057368106}]
[null,2029,{"$f":"INDEX(Apdx_RE_Gen!$K$19:$W$69,MATCH(CostData!$C$2,Apdx_RE_Gen!$B$19:$B$69,0),MATCH($B113,Apdx_RE_Gen!$K$18:$W$18,0))","v":9.3491129847132537E-2},{"$f":"Apdx_RE_Gen!$W$71","v":0.13120706355521006}]
[null,2030,{"$f":"C113","v":9.3491129847132537E-2},{"$f":"D113","v":0.13120706355521006}]
[]
[null,"Building Block 5"]
[null,null,"EPA Total Goal",null,"State Target (User-entered)",null,"EPA In-state Goal"]
[null,null,"Incremental","Cumulative","Incremental","Cumulative","Incremental","Cumulative"]
[null,2014]
[null,2015]
[null,2016]
[null,2017,{"$f":"IF(CostData!$C$6=\"Proposed - Option 1\",\nINDEX(Apdx_5_5_Opt_1_IncSavingsPcnt!$D$7:$Q$59,MATCH(CostData!$C$2,Apdx_5_5_Opt_1_IncSavingsPcnt!$C$7:$C$59,0),MATCH($B122,Apdx_5_5_Opt_1_IncSavingsPcnt!$D$6:$Q$6,0)),\nINDEX(Apdx_5_5_Opt_2_IncSavingsPcnt!$D$7:$Q$59,MATCH(CostData!$C$2,Apdx_5_5_Opt_2_IncSavingsPcnt!$C$7:$C$59,0),MATCH($B122,Apdx_5_5_Opt_2_IncSavingsPcnt!$D$6:$Q$6,0)))","v":5.9999999999999995E-4},{"$f":"IF(CostData!$C$6=\"Proposed - Option 1\",\nINDEX(Apdx_5_5_Opt_1_CumSavingsPcnt!$D$7:$Q$59,MATCH(CostData!$C$2,Apdx_5_5_Opt_1_CumSavingsPcnt!$C$7:$C$59,0),MATCH($B122,Apdx_5_5_Opt_1_CumSavingsPcnt!$D$6:$Q$6,0)),\nINDEX(Apdx_5_5_Opt_2_CumSavingsPcnt!$D$7:$Q$59,MATCH(CostData!$C$2,Apdx_5_5_Opt_2_CumSavingsPcnt!$C$7:$C$59,0),MATCH($B122,Apdx_5_5_Opt_2_CumSavingsPcnt!$D$6:$Q$6,0)))","v":5.9999999999999995E-4},null,null,null,{"$f":"IF($F$10>=1,NA(),IF(CostData!$C$6=\"Proposed - Option 1\",\nINDEX(Apdx_5_5_Opt_1_CumSavingsPcnt!$D$7:$Q$59,MATCH(CostData!$C$2,Apdx_5_5_Opt_1_CumSavingsPcnt!$C$7:$C$59,0),MATCH($B122,Apdx_5_5_Opt_1_CumSavingsPcnt!$D$6:$Q$6,0)),\nINDEX(Apdx_5_5_Opt_2_CumSavingsPcnt!$D$7:$Q$59,MATCH(CostData!$C$2,Apdx_5_5_Opt_2_CumSavingsPcnt!$C$7:$C$59,0),MATCH($B122,Apdx_5_5_Opt_2_CumSavingsPcnt!$D$6:$Q$6,0)))*$F$10)","v":{"$error":"#N/A"}}]
[null,2018,{"$f":"IF(CostData!$C$6=\"Proposed - Option 1\",\nINDEX(Apdx_5_5_Opt_1_IncSavingsPcnt!$D$7:$Q$59,MATCH(CostData!$C$2,Apdx_5_5_Opt_1_IncSavingsPcnt!$C$7:$C$59,0),MATCH($B123,Apdx_5_5_Opt_1_IncSavingsPcnt!$D$6:$Q$6,0)),\nINDEX(Apdx_5_5_Opt_2_IncSavingsPcnt!$D$7:$Q$59,MATCH(CostData!$C$2,Apdx_5_5_Opt_2_IncSavingsPcnt!$C$7:$C$59,0),MATCH($B123,Apdx_5_5_Opt_2_IncSavingsPcnt!$D$6:$Q$6,0)))","v":2.5999999999999999E-3},{"$f":"IF(CostData!$C$6=\"Proposed - Option 1\",\nINDEX(Apdx_5_5_Opt_1_CumSavingsPcnt!$D$7:$Q$59,MATCH(CostData!$C$2,Apdx_5_5_Opt_1_CumSavingsPcnt!$C$7:$C$59,0),MATCH($B123,Apdx_5_5_Opt_1_CumSavingsPcnt!$D$6:$Q$6,0)),\nINDEX(Apdx_5_5_Opt_2_CumSavingsPcnt!$D$7:$Q$59,MATCH(CostData!$C$2,Apdx_5_5_Opt_2_CumSavingsPcnt!$C$7:$C$59,0),MATCH($B123,Apdx_5_5_Opt_2_CumSavingsPcnt!$D$6:$Q$6,0)))","v":3.2000000000000002E-3},null,null,null,{"$f":"IF($F$10>=1,NA(),IF(CostData!$C$6=\"Proposed - Option 1\",\nINDEX(Apdx_5_5_Opt_1_CumSavingsPcnt!$D$7:$Q$59,MATCH(CostData!$C$2,Apdx_5_5_Opt_1_CumSavingsPcnt!$C$7:$C$59,0),MATCH($B123,Apdx_5_5_Opt_1_CumSavingsPcnt!$D$6:$Q$6,0)),\nINDEX(Apdx_5_5_Opt_2_CumSavingsPcnt!$D$7:$Q$59,MATCH(CostData!$C$2,Apdx_5_5_Opt_2_CumSavingsPcnt!$C$7:$C$59,0),MATCH($B123,Apdx_5_5_Opt_2_CumSavingsPcnt!$D$6:$Q$6,0)))*$F$10)","v":{"$error":"#N/A"}}]
[null,2019,{"$f":"IF(CostData!$C$6=\"Proposed - Option 1\",\nINDEX(Apdx_5_5_Opt_1_IncSavingsPcnt!$D$7:$Q$59,MATCH(CostData!$C$2,Apdx_5_5_Opt_1_IncSavingsPcnt!$C$7:$C$59,0),MATCH($B124,Apdx_5_5_Opt_1_IncSavingsPcnt!$D$6:$Q$6,0)),\nINDEX(Apdx_5_5_Opt_2_IncSavingsPcnt!$D$7:$Q$59,MATCH(CostData!$C$2,Apdx_5_5_Opt_2_IncSavingsPcnt!$C$7:$C$59,0),MATCH($B124,Apdx_5_5_Opt_2_IncSavingsPcnt!$D$6:$Q$6,0)))","v":4.5999999999999999E-3},{"$f":"IF(CostData!$C$6=\"Proposed - Option 1\",\nINDEX(Apdx_5_5_Opt_1_CumSavingsPcnt!$D$7:$Q$59,MATCH(CostData!$C$2,Apdx_5_5_Opt_1_CumSavingsPcnt!$C$7:$C$59,0),MATCH($B124,Apdx_5_5_Opt_1_CumSavingsPcnt!$D$6:$Q$6,0)),\nINDEX(Apdx_5_5_Opt_2_CumSavingsPcnt!$D$7:$Q$59,MATCH(CostData!$C$2,Apdx_5_5_Opt_2_CumSavingsPcnt!$C$7:$C$59,0),MATCH($B124,Apdx_5_5_Opt_2_CumSavingsPcnt!$D$6:$Q$6,0)))","v":7.4999999999999997E-3},null,null,null,{"$f":"IF($F$10>=1,NA(),IF(CostData!$C$6=\"Proposed - Option 1\",\nINDEX(Apdx_5_5_Opt_1_CumSavingsPcnt!$D$7:$Q$59,MATCH(CostData!$C$2,Apdx_5_5_Opt_1_CumSavingsPcnt!$C$7:$C$59,0),MATCH($B124,Apdx_5_5_Opt_1_CumSavingsPcnt!$D$6:$Q$6,0)),\nINDEX(Apdx_5_5_Opt_2_CumSavingsPcnt!$D$7:$Q$59,MATCH(CostData!$C$2,Apdx_5_5_Opt_2_CumSavingsPcnt!$C$7:$C$59,0),MATCH($B124,Apdx_5_5_Opt_2_CumSavingsPcnt!$D$6:$Q$6,0)))*$F$10)","v":{"$error":"#N/A"}}]
[null,2020,{"$f":"IF(CostData!$C$6=\"Proposed - Option 1\",\nINDEX(Apdx_5_5_Opt_1_IncSavingsPcnt!$D$7:$Q$59,MATCH(CostData!$C$2,Apdx_5_5_Opt_1_IncSavingsPcnt!$C$7:$C$59,0),MATCH($B125,Apdx_5_5_Opt_1_IncSavingsPcnt!$D$6:$Q$6,0)),\nINDEX(Apdx_5_5_Opt_2_IncSavingsPcnt!$D$7:$Q$59,MATCH(CostData!$C$2,Apdx_5_5_Opt_2_IncSavingsPcnt!$C$7:$C$59,0),MATCH($B125,Apdx_5_5_Opt_2_IncSavingsPcnt!$D$6:$Q$6,0)))","v":6.6E-3},{"$f":"IF(CostData!$C$6=\"Proposed - Option 1\",\nINDEX(Apdx_5_5_Opt_1_CumSavingsPcnt!$D$7:$Q$59,MATCH(CostData!$C$2,Apdx_5_5_Opt_1_CumSavingsPcnt!$C$7:$C$59,0),MATCH($B125,Apdx_5_5_Opt_1_CumSavingsPcnt!$D$6:$Q$6,0)),\nINDEX(Apdx_5_5_Opt_2_CumSavingsPcnt!$D$7:$Q$59,MATCH(CostData!$C$2,Apdx_5_5_Opt_2_CumSavingsPcnt!$C$7:$C$59,0),MATCH($B125,Apdx_5_5_Opt_2_CumSavingsPcnt!$D$6:$Q$6,0)))","v":1.3599999999999999E-2},null,null,null,{"$f":"IF($F$10>=1,NA(),IF(CostData!$C$6=\"Proposed - Option 1\",\nINDEX(Apdx_5_5_Opt_1_CumSavingsPcnt!$D$7:$Q$59,MATCH(CostData!$C$2,Apdx_5_5_Opt_1_CumSavingsPcnt!$C$7:$C$59,0),MATCH($B125,Apdx_5_5_Opt_1_CumSavingsPcnt!$D$6:$Q$6,0)),\nINDEX(Apdx_5_5_Opt_2_CumSavingsPcnt!$D$7:$Q$59,MATCH(CostData!$C$2,Apdx_5_5_Opt_2_CumSavingsPcnt!$C$7:$C$59,0),MATCH($B125,Apdx_5_5_Opt_2_CumSavingsPcnt!$D$6:$Q$6,0)))*$F$10)","v":{"$error":"#N/A"}}]
[null,2021,{"$f":"IF(CostData!$C$6=\"Proposed - Option 1\",\nINDEX(Apdx_5_5_Opt_1_IncSavingsPcnt!$D$7:$Q$59,MATCH(CostData!$C$2,Apdx_5_5_Opt_1_IncSavingsPcnt!$C$7:$C$59,0),MATCH($B126,Apdx_5_5_Opt_1_IncSavingsPcnt!$D$6:$Q$6,0)),\nINDEX(Apdx_5_5_Opt_2_IncSavingsPcnt!$D$7:$Q$59,MATCH(CostData!$C$2,Apdx_5_5_Opt_2_IncSavingsPcnt!$C$7:$C$59,0),MATCH($B126,Apdx_5_5_Opt_2_IncSavingsPcnt!$D$6:$Q$6,0)))","v":8.6E-3},{"$f":"IF(CostData!$C$6=\"Proposed - Option 1\",\nINDEX(Apdx_5_5_Opt_1_CumSavingsPcnt!$D$7:$Q$59,MATCH(CostData!$C$2,Apdx_5_5_Opt_1_CumSavingsPcnt!$C$7:$C$59,0),MATCH($B126,Apdx_5_5_Opt_1_CumSavingsPcnt!$D$6:$Q$6,0)),\nINDEX(Apdx_5_5_Opt_2_CumSavingsPcnt!$D$7:$Q$59,MATCH(CostData!$C$2,Apdx_5_5_Opt_2_CumSavingsPcnt!$C$7:$C$59,0),MATCH($B126,Apdx_5_5_Opt_2_CumSavingsPcnt!$D$6:$Q$6,0)))","v":2.1100000000000001E-2},null,null,null,{"$f":"IF($F$10>=1,NA(),IF(CostData!$C$6=\"Proposed - Option 1\",\nINDEX(Apdx_5_5_Opt_1_CumSavingsPcnt!$D$7:$Q$59,MATCH(CostData!$C$2,Apdx_5_5_Opt_1_CumSavingsPcnt!$C$7:$C$59,0),MATCH($B126,Apdx_5_5_Opt_1_CumSavingsPcnt!$D$6:$Q$6,0)),\nINDEX(Apdx_5_5_Opt_2_CumSavingsPcnt!$D$7:$Q$59,MATCH(CostData!$C$2,Apdx_5_5_Opt_2_CumSavingsPcnt!$C$7:$C$59,0),MATCH($B126,Apdx_5_5_Opt_2_CumSavingsPcnt!$D$6:$Q$6,0)))*$F$10)","v":{"$error":"#N/A"}}]
[null,2022,{"$f":"IF(CostData!$C$6=\"Proposed - Option 1\",\nINDEX(Apdx_5_5_Opt_1_IncSavingsPcnt!$D$7:$Q$59,MATCH(CostData!$C$2,Apdx_5_5_Opt_1_IncSavingsPcnt!$C$7:$C$59,0),MATCH($B127,Apdx_5_5_Opt_1_IncSavingsPcnt!$D$6:$Q$6,0)),\nINDEX(Apdx_5_5_Opt_2_IncSavingsPcnt!$D$7:$Q$59,MATCH(CostData!$C$2,Apdx_5_5_Opt_2_IncSavingsPcnt!$C$7:$C$59,0),MATCH($B127,Apdx_5_5_Opt_2_IncSavingsPcnt!$D$6:$Q$6,0)))","v":1.06E-2},{"$f":"IF(CostData!$C$6=\"Proposed - Option 1\",\nINDEX(Apdx_5_5_Opt_1_CumSavingsPcnt!$D$7:$Q$59,MATCH(CostData!$C$2,Apdx_5_5_Opt_1_CumSavingsPcnt!$C$7:$C$59,0),MATCH($B127,Apdx_5_5_Opt_1_CumSavingsPcnt!$D$6:$Q$6,0)),\nINDEX(Apdx_5_5_Opt_2_CumSavingsPcnt!$D$7:$Q$59,MATCH(CostData!$C$2,Apdx_5_5_Opt_2_CumSavingsPcnt!$C$7:$C$59,0),MATCH($B127,Apdx_5_5_Opt_2_CumSavingsPcnt!$D$6:$Q$6,0)))","v":0.03},null,null,null,{"$f":"IF($F$10>=1,NA(),IF(CostData!$C$6=\"Proposed - Option 1\",\nINDEX(Apdx_5_5_Opt_1_CumSavingsPcnt!$D$7:$Q$59,MATCH(CostData!$C$2,Apdx_5_5_Opt_1_CumSavingsPcnt!$C$7:$C$59,0),MATCH($B127,Apdx_5_5_Opt_1_CumSavingsPcnt!$D$6:$Q$6,0)),\nINDEX(Apdx_5_5_Opt_2_CumSavingsPcnt!$D$7:$Q$59,MATCH(CostData!$C$2,Apdx_5_5_Opt_2_CumSavingsPcnt!$C$7:$C$59,0),MATCH($B127,Apdx_5_5_Opt_2_CumSavingsPcnt!$D$6:$Q$6,0)))*$F$10)","v":{"$error":"#N/A"}}]
[null,2023,{"$f":"IF(CostData!$C$6=\"Proposed - Option 1\",\nINDEX(Apdx_5_5_Opt_1_IncSavingsPcnt!$D$7:$Q$59,MATCH(CostData!$C$2,Apdx_5_5_Opt_1_IncSavingsPcnt!$C$7:$C$59,0),MATCH($B128,Apdx_5_5_Opt_1_IncSavingsPcnt!$D$6:$Q$6,0)),\nINDEX(Apdx_5_5_Opt_2_IncSavingsPcnt!$D$7:$Q$59,MATCH(CostData!$C$2,Apdx_5_5_Opt_2_IncSavingsPcnt!$C$7:$C$59,0),MATCH($B128,Apdx_5_5_Opt_2_IncSavingsPcnt!$D$6:$Q$6,0)))","v":1.26E-2},{"$f":"IF(CostData!$C$6=\"Proposed - Option 1\",\nINDEX(Apdx_5_5_Opt_1_CumSavingsPcnt!$D$7:$Q$59,MATCH(CostData!$C$2,Apdx_5_5_Opt_1_CumSavingsPcnt!$C$7:$C$59,0),MATCH($B128,Apdx_5_5_Opt_1_CumSavingsPcnt!$D$6:$Q$6,0)),\nINDEX(Apdx_5_5_Opt_2_CumSavingsPcnt!$D$7:$Q$59,MATCH(CostData!$C$2,Apdx_5_5_Opt_2_CumSavingsPcnt!$C$7:$C$59,0),MATCH($B128,Apdx_5_5_Opt_2_CumSavingsPcnt!$D$6:$Q$6,0)))","v":4.0099999999999997E-2},null,null,null,{"$f":"IF($F$10>=1,NA(),IF(CostData!$C$6=\"Proposed - Option 1\",\nINDEX(Apdx_5_5_Opt_1_CumSavingsPcnt!$D$7:$Q$59,MATCH(CostData!$C$2,Apdx_5_5_Opt_1_CumSavingsPcnt!$C$7:$C$59,0),MATCH($B128,Apdx_5_5_Opt_1_CumSavingsPcnt!$D$6:$Q$6,0)),\nINDEX(Apdx_5_5_Opt_2_CumSavingsPcnt!$D$7:$Q$59,MATCH(CostData!$C$2,Apdx_5_5_Opt_2_CumSavingsPcnt!$C$7:$C$59,0),MATCH($B128,Apdx_5_5_Opt_2_CumSavingsPcnt!$D$6:$Q$6,0)))*$F$10)","v":{"$error":"#N/A"}}]
[null,2024,{"$f":"IF(CostData!$C$6=\"Proposed - Option 1\",\nINDEX(Apdx_5_5_Opt_1_IncSavingsPcnt!$D$7:$Q$59,MATCH(CostData!$C$2,Apdx_5_5_Opt_1_IncSavingsPcnt!$C$7:$C$59,0),MATCH($B129,Apdx_5_5_Opt_1_IncSavingsPcnt!$D$6:$Q$6,0)),\nINDEX(Apdx_5_5_Opt_2_IncSavingsPcnt!$D$7:$Q$59,MATCH(CostData!$C$2,Apdx_5_5_Opt_2_IncSavingsPcnt!$C$7:$C$59,0),MATCH($B129,Apdx_5_5_Opt_2_IncSavingsPcnt!$D$6:$Q$6,0)))","v":1.46E-2},{"$f":"IF(CostData!$C$6=\"Proposed - Option 1\",\nINDEX(Apdx_5_5_Opt_1_CumSavingsPcnt!$D$7:$Q$59,MATCH(CostData!$C$2,Apdx_5_5_Opt_1_CumSavingsPcnt!$C$7:$C$59,0),MATCH($B129,Apdx_5_5_Opt_1_CumSavingsPcnt!$D$6:$Q$6,0)),\nINDEX(Apdx_5_5_Opt_2_CumSavingsPcnt!$D$7:$Q$59,MATCH(CostData!$C$2,Apdx_5_5_Opt_2_CumSavingsPcnt!$C$7:$C$59,0),MATCH($B129,Apdx_5_5_Opt_2_CumSavingsPcnt!$D$6:$Q$6,0)))","v":5.1299999999999998E-2},null,null,null,{"$f":"IF($F$10>=1,NA(),IF(CostData!$C$6=\"Proposed - Option 1\",\nINDEX(Apdx_5_5_Opt_1_CumSavingsPcnt!$D$7:$Q$59,MATCH(CostData!$C$2,Apdx_5_5_Opt_1_CumSavingsPcnt!$C$7:$C$59,0),MATCH($B129,Apdx_5_5_Opt_1_CumSavingsPcnt!$D$6:$Q$6,0)),\nINDEX(Apdx_5_5_Opt_2_CumSavingsPcnt!$D$7:$Q$59,MATCH(CostData!$C$2,Apdx_5_5_Opt_2_CumSavingsPcnt!$C$7:$C$59,0),MATCH($B129,Apdx_5_5_Opt_2_CumSavingsPcnt!$D$6:$Q$6,0)))*$F$10)","v":{"$error":"#N/A"}}]
[null,2025,{"$f":"IF(CostData!$C$6=\"Proposed - Option 1\",\nINDEX(Apdx_5_5_Opt_1_IncSavingsPcnt!$D$7:$Q$59,MATCH(CostData!$C$2,Apdx_5_5_Opt_1_IncSavingsPcnt!$C$7:$C$59,0),MATCH($B130,Apdx_5_5_Opt_1_IncSavingsPcnt!$D$6:$Q$6,0)),\nINDEX(Apdx_5_5_Opt_2_IncSavingsPcnt!$D$7:$Q$59,MATCH(CostData!$C$2,Apdx_5_5_Opt_2_IncSavingsPcnt!$C$7:$C$59,0),MATCH($B130,Apdx_5_5_Opt_2_IncSavingsPcnt!$D$6:$Q$6,0)))","v":1.4999999999999999E-2},{"$f":"IF(CostData!$C$6=\"Proposed - Option 1\",\nINDEX(Apdx_5_5_Opt_1_CumSavingsPcnt!$D$7:$Q$59,MATCH(CostData!$C$2,Apdx_5_5_Opt_1_CumSavingsPcnt!$C$7:$C$59,0),MATCH($B130,Apdx_5_5_Opt_1_CumSavingsPcnt!$D$6:$Q$6,0)),\nINDEX(Apdx_5_5_Opt_2_CumSavingsPcnt!$D$7:$Q$59,MATCH(CostData!$C$2,Apdx_5_5_Opt_2_CumSavingsPcnt!$C$7:$C$59,0),MATCH($B130,Apdx_5_5_Opt_2_CumSavingsPcnt!$D$6:$Q$6,0)))","v":6.1899999999999997E-2},null,null,null,{"$f":"IF($F$10>=1,NA(),IF(CostData!$C$6=\"Proposed - Option 1\",\nINDEX(Apdx_5_5_Opt_1_CumSavingsPcnt!$D$7:$Q$59,MATCH(CostData!$C$2,Apdx_5_5_Opt_1_CumSavingsPcnt!$C$7:$C$59,0),MATCH($B130,Apdx_5_5_Opt_1_CumSavingsPcnt!$D$6:$Q$6,0)),\nINDEX(Apdx_5_5_Opt_2_CumSavingsPcnt!$D$7:$Q$59,MATCH(CostData!$C$2,Apdx_5_5_Opt_2_CumSavingsPcnt!$C$7:$C$59,0),MATCH($B130,Apdx_5_5_Opt_2_CumSavingsPcnt!$D$6:$Q$6,0)))*$F$10)","v":{"$error":"#N/A"}}]
[null,2026,{"$f":"IF(CostData!$C$6=\"Proposed - Option 1\",\nINDEX(Apdx_5_5_Opt_1_IncSavingsPcnt!$D$7:$Q$59,MATCH(CostData!$C$2,Apdx_5_5_Opt_1_IncSavingsPcnt!$C$7:$C$59,0),MATCH($B131,Apdx_5_5_Opt_1_IncSavingsPcnt!$D$6:$Q$6,0)),\nINDEX(Apdx_5_5_Opt_2_IncSavingsPcnt!$D$7:$Q$59,MATCH(CostData!$C$2,Apdx_5_5_Opt_2_IncSavingsPcnt!$C$7:$C$59,0),MATCH($B131,Apdx_5_5_Opt_2_IncSavingsPcnt!$D$6:$Q$6,0)))","v":1.4999999999999999E-2},{"$f":"IF(CostData!$C$6=\"Proposed - Option 1\",\nINDEX(Apdx_5_5_Opt_1_CumSavingsPcnt!$D$7:$Q$59,MATCH(CostData!$C$2,Apdx_5_5_Opt_1_CumSavingsPcnt!$C$7:$C$59,0),MATCH($B131,Apdx_5_5_Opt_1_CumSavingsPcnt!$D$6:$Q$6,0)),\nINDEX(Apdx_5_5_Opt_2_CumSavingsPcnt!$D$7:$Q$59,MATCH(CostData!$C$2,Apdx_5_5_Opt_2_CumSavingsPcnt!$C$7:$C$59,0),MATCH($B131,Apdx_5_5_Opt_2_CumSavingsPcnt!$D$6:$Q$6,0)))","v":7.1499999999999994E-2},null,null,null,{"$f":"IF($F$10>=1,NA(),IF(CostData!$C$6=\"Proposed - Option 1\",\nINDEX(Apdx_5_5_Opt_1_CumSavingsPcnt!$D$7:$Q$59,MATCH(CostData!$C$2,Apdx_5_5_Opt_1_CumSavingsPcnt!$C$7:$C$59,0),MATCH($B131,Apdx_5_5_Opt_1_CumSavingsPcnt!$D$6:$Q$6,0)),\nINDEX(Apdx_5_5_Opt_2_CumSavingsPcnt!$D$7:$Q$59,MATCH(CostData!$C$2,Apdx_5_5_Opt_2_CumSavingsPcnt!$C$7:$C$59,0),MATCH($B131,Apdx_5_5_Opt_2_CumSavingsPcnt!$D$6:$Q$6,0)))*$F$10)","v":{"$error":"#N/A"}}]
[null,2027,{"$f":"IF(CostData!$C$6=\"Proposed - Option 1\",\nINDEX(Apdx_5_5_Opt_1_IncSavingsPcnt!$D$7:$Q$59,MATCH(CostData!$C$2,Apdx_5_5_Opt_1_IncSavingsPcnt!$C$7:$C$59,0),MATCH($B132,Apdx_5_5_Opt_1_IncSavingsPcnt!$D$6:$Q$6,0)),\nINDEX(Apdx_5_5_Opt_2_IncSavingsPcnt!$D$7:$Q$59,MATCH(CostData!$C$2,Apdx_5_5_Opt_2_IncSavingsPcnt!$C$7:$C$59,0),MATCH($B132,Apdx_5_5_Opt_2_IncSavingsPcnt!$D$6:$Q$6,0)))","v":1.4999999999999999E-2},{"$f":"IF(CostData!$C$6=\"Proposed - Option 1\",\nINDEX(Apdx_5_5_Opt_1_CumSavingsPcnt!$D$7:$Q$59,MATCH(CostData!$C$2,Apdx_5_5_Opt_1_CumSavingsPcnt!$C$7:$C$59,0),MATCH($B132,Apdx_5_5_Opt_1_CumSavingsPcnt!$D$6:$Q$6,0)),\nINDEX(Apdx_5_5_Opt_2_CumSavingsPcnt!$D$7:$Q$59,MATCH(CostData!$C$2,Apdx_5_5_Opt_2_CumSavingsPcnt!$C$7:$C$59,0),MATCH($B132,Apdx_5_5_Opt_2_CumSavingsPcnt!$D$6:$Q$6,0)))","v":8.0100000000000005E-2},null,null,null,{"$f":"IF($F$10>=1,NA(),IF(CostData!$C$6=\"Proposed - Option 1\",\nINDEX(Apdx_5_5_Opt_1_CumSavingsPcnt!$D$7:$Q$59,MATCH(CostData!$C$2,Apdx_5_5_Opt_1_CumSavingsPcnt!$C$7:$C$59,0),MATCH($B132,Apdx_5_5_Opt_1_CumSavingsPcnt!$D$6:$Q$6,0)),\nINDEX(Apdx_5_5_Opt_2_CumSavingsPcnt!$D$7:$Q$59,MATCH(CostData!$C$2,Apdx_5_5_Opt_2_CumSavingsPcnt!$C$7:$C$59,0),MATCH($B132,Apdx_5_5_Opt_2_CumSavingsPcnt!$D$6:$Q$6,0)))*$F$10)","v":{"$error":"#N/A"}}]
[null,2028,{"$f":"IF(CostData!$C$6=\"Proposed - Option 1\",\nINDEX(Apdx_5_5_Opt_1_IncSavingsPcnt!$D$7:$Q$59,MATCH(CostData!$C$2,Apdx_5_5_Opt_1_IncSavingsPcnt!$C$7:$C$59,0),MATCH($B133,Apdx_5_5_Opt_1_IncSavingsPcnt!$D$6:$Q$6,0)),\nINDEX(Apdx_5_5_Opt_2_IncSavingsPcnt!$D$7:$Q$59,MATCH(CostData!$C$2,Apdx_5_5_Opt_2_IncSavingsPcnt!$C$7:$C$59,0),MATCH($B133,Apdx_5_5_Opt_2_IncSavingsPcnt!$D$6:$Q$6,0)))","v":1.4999999999999999E-2},{"$f":"IF(CostData!$C$6=\"Proposed - Option 1\",\nINDEX(Apdx_5_5_Opt_1_CumSavingsPcnt!$D$7:$Q$59,MATCH(CostData!$C$2,Apdx_5_5_Opt_1_CumSavingsPcnt!$C$7:$C$59,0),MATCH($B133,Apdx_5_5_Opt_1_CumSavingsPcnt!$D$6:$Q$6,0)),\nINDEX(Apdx_5_5_Opt_2_CumSavingsPcnt!$D$7:$Q$59,MATCH(CostData!$C$2,Apdx_5_5_Opt_2_CumSavingsPcnt!$C$7:$C$59,0),MATCH($B133,Apdx_5_5_Opt_2_CumSavingsPcnt!$D$6:$Q$6,0)))","v":8.7900000000000006E-2},null,null,null,{"$f":"IF($F$10>=1,NA(),IF(CostData!$C$6=\"Proposed - Option 1\",\nINDEX(Apdx_5_5_Opt_1_CumSavingsPcnt!$D$7:$Q$59,MATCH(CostData!$C$2,Apdx_5_5_Opt_1_CumSavingsPcnt!$C$7:$C$59,0),MATCH($B133,Apdx_5_5_Opt_1_CumSavingsPcnt!$D$6:$Q$6,0)),\nINDEX(Apdx_5_5_Opt_2_CumSavingsPcnt!$D$7:$Q$59,MATCH(CostData!$C$2,Apdx_5_5_Opt_2_CumSavingsPcnt!$C$7:$C$59,0),MATCH($B133,Apdx_5_5_Opt_2_CumSavingsPcnt!$D$6:$Q$6,0)))*$F$10)","v":{"$error":"#N/A"}}]
[null,2029,{"$f":"IF(CostData!$C$6=\"Proposed - Option 1\",\nINDEX(Apdx_5_5_Opt_1_IncSavingsPcnt!$D$7:$Q$59,MATCH(CostData!$C$2,Apdx_5_5_Opt_1_IncSavingsPcnt!$C$7:$C$59,0),MATCH($B134,Apdx_5_5_Opt_1_IncSavingsPcnt!$D$6:$Q$6,0)),\nINDEX(Apdx_5_5_Opt_2_IncSavingsPcnt!$D$7:$Q$59,MATCH(CostData!$C$2,Apdx_5_5_Opt_2_IncSavingsPcnt!$C$7:$C$59,0),MATCH($B134,Apdx_5_5_Opt_2_IncSavingsPcnt!$D$6:$Q$6,0)))","v":1.4999999999999999E-2},{"$f":"IF(CostData!$C$6=\"Proposed - Option 1\",\nINDEX(Apdx_5_5_Opt_1_CumSavingsPcnt!$D$7:$Q$59,MATCH(CostData!$C$2,Apdx_5_5_Opt_1_CumSavingsPcnt!$C$7:$C$59,0),MATCH($B134,Apdx_5_5_Opt_1_CumSavingsPcnt!$D$6:$Q$6,0)),\nINDEX(Apdx_5_5_Opt_2_CumSavingsPcnt!$D$7:$Q$59,MATCH(CostData!$C$2,Apdx_5_5_Opt_2_CumSavingsPcnt!$C$7:$C$59,0),MATCH($B134,Apdx_5_5_Opt_2_CumSavingsPcnt!$D$6:$Q$6,0)))","v":9.4799999999999995E-2},null,null,null,{"$f":"IF($F$10>=1,NA(),IF(CostData!$C$6=\"Proposed - Option 1\",\nINDEX(Apdx_5_5_Opt_1_CumSavingsPcnt!$D$7:$Q$59,MATCH(CostData!$C$2,Apdx_5_5_Opt_1_CumSavingsPcnt!$C$7:$C$59,0),MATCH($B134,Apdx_5_5_Opt_1_CumSavingsPcnt!$D$6:$Q$6,0)),\nINDEX(Apdx_5_5_Opt_2_CumSavingsPcnt!$D$7:$Q$59,MATCH(CostData!$C$2,Apdx_5_5_Opt_2_CumSavingsPcnt!$C$7:$C$59,0),MATCH($B134,Apdx_5_5_Opt_2_CumSavingsPcnt!$D$6:$Q$6,0)))*$F$10)","v":{"$error":"#N/A"}}]
[null,2030,{"$f":"IF(CostData!$C$6=\"Proposed - Option 1\",\nINDEX(Apdx_5_5_Opt_1_IncSavingsPcnt!$D$7:$Q$59,MATCH(CostData!$C$2,Apdx_5_5_Opt_1_IncSavingsPcnt!$C$7:$C$59,0),MATCH($B135,Apdx_5_5_Opt_1_IncSavingsPcnt!$D$6:$Q$6,0)),\nINDEX(Apdx_5_5_Opt_2_IncSavingsPcnt!$D$7:$Q$59,MATCH(CostData!$C$2,Apdx_5_5_Opt_2_IncSavingsPcnt!$C$7:$C$59,0),MATCH($B135,Apdx_5_5_Opt_2_IncSavingsPcnt!$D$6:$Q$6,0)))","v":1.4999999999999999E-2},{"$f":"IF(CostData!$C$6=\"Proposed - Option 1\",\nINDEX(Apdx_5_5_Opt_1_CumSavingsPcnt!$D$7:$Q$59,MATCH(CostData!$C$2,Apdx_5_5_Opt_1_CumSavingsPcnt!$C$7:$C$59,0),MATCH($B135,Apdx_5_5_Opt_1_CumSavingsPcnt!$D$6:$Q$6,0)),\nINDEX(Apdx_5_5_Opt_2_CumSavingsPcnt!$D$7:$Q$59,MATCH(CostData!$C$2,Apdx_5_5_Opt_2_CumSavingsPcnt!$C$7:$C$59,0),MATCH($B135,Apdx_5_5_Opt_2_CumSavingsPcnt!$D$6:$Q$6,0)))","v":0.1009},null,null,null,{"$f":"IF($F$10>=1,NA(),IF(CostData!$C$6=\"Proposed - Option 1\",\nINDEX(Apdx_5_5_Opt_1_CumSavingsPcnt!$D$7:$Q$59,MATCH(CostData!$C$2,Apdx_5_5_Opt_1_CumSavingsPcnt!$C$7:$C$59,0),MATCH($B135,Apdx_5_5_Opt_1_CumSavingsPcnt!$D$6:$Q$6,0)),\nINDEX(Apdx_5_5_Opt_2_CumSavingsPcnt!$D$7:$Q$59,MATCH(CostData!$C$2,Apdx_5_5_Opt_2_CumSavingsPcnt!$C$7:$C$59,0),MATCH($B135,Apdx_5_5_Opt_2_CumSavingsPcnt!$D$6:$Q$6,0)))*$F$10)","v":{"$error":"#N/A"}}]

{"sheet":"GWh_Summary","index":3,"n_rows":54,"n_cols":36,"rows_kept":54,"cut":false,"hidden":true,"merged":[[1,2,1,9],[1,10,1,19],[1,20,1,28]]}
[]
[null,null,"2012 Generation (GWh)",null,null,null,null,null,null,null,{"$f":"CostData!$C$3&\" Generation + Incremental EE (GWh)\"","v":"2030 Generation + Incremental EE (GWh)"},null,null,null,null,null,null,null,null,null,{"$f":"\"Change from 2012 to \"&CostData!$C$3&\" CO2 Generation (GWh)\"","v":"Change from 2012 to 2030 CO2 Generation (GWh)"},null,null,null,null,null,null,null,null,"Percentage change from 2012","EE share of 2012","Difference",null,"Initial Rate Fossil Rate","Initial Fossil, RE, Nuclear* Rate","Final Rate"]
[null,"State","Coal","NGCC","O/G","Other","Nuclear","RE","All Else","Total","Coal","NGCC","O/G","Other","Nuclear","Nuclear*","RE ","EE*","All Else","Total","Coal","NGCC","O/G","Other","Nuclear","RE ","EE*","All Else","Total","Total",null,null,null,"(lbs/MWh)","(lbs/MWh)","(lbs/MWh)"]
[null,"U.S. Total",{"$f":"SUM(C5:C53)","v":1474059.0323537996},{"$f":"SUM(D5:D53)","v":959171.73364020023},100063.88113590001,80160.966015414408,764341.91099999996,217867.80116999985,{"$f":"SUM(I5:I53)","v":445458.4769346856},4041123.8022499988,{"$f":"SUM(K5:K53)","v":1097840.2290321658},{"$f":"SUM(L5:L53)","v":1399839.2591832995},35615.158914434091,129180.16585541445,720010.08016200003,{"$f":"SUM(P5:P53)","v":88597.367999999988},{"$f":"SUM(Q5:Q53)","v":522722.65695658949},{"$f":"SUM(R5:R53)","v":380569.49262142676},{"$f":"SUM(S5:S53)","v":445458.4769346856},4819832.8876600154,-376218.80332163395,440667.52554309985,-64448.722221465905,49019.199840000001,44265.537161999986,304854.85578658944,380569.49262142676,{"$f":"SUM(AB5:AB53)","v":0},{"$f":"SUM(AC5:AC53)","v":778709.08541001601},{"$f":"AC5/J5","v":0.13253789130963103},{"$f":"R5/J5","v":5.7465391649594119E-2},{"$f":"AD4-AE4","v":7.5072499660036915E-2}]
[null,"Alabama",{"$f":"Apdx_1!G5*1/1000","v":46045.175999999999},{"$f":"Apdx_1!H5*1/1000","v":53492.095964400003},{"$f":"Apdx_1!I5*1/1000","v":0},{"$f":"Apdx_1!J5*1/1000","v":0},{"$f":"INDEX(EIA_Generation!$N$5:$N$56,MATCH(B5,EIA_Generation!$I$5:$I$56,0))","v":40841.212},{"$f":"INDEX(EIA_Generation!$Y$5:$Y$56,MATCH(GWh_Summary!B5,EIA_Generation!$I$5:$I$56,0))","v":2776.5540000000001},{"$f":"J5-SUM(C5:H5)","v":9723.6497255999711},{"$f":"INDEX(EIA_Generation!$U$5:$U$56,MATCH(GWh_Summary!B5,EIA_Generation!$I$5:$I$56,0))","v":152878.68768999999},{"$f":"Apdx_1!N5*1/1000","v":36001.106684400002},{"$f":"Apdx_1!P5*1/1000","v":63536.165280000001},{"$f":"Apdx_1!O5*1/1000","v":0},{"$f":"Apdx_1!R5*1/1000","v":0},{"$f":"G5*(1-0.058)","v":38472.421704},{"$f":"Apdx_1!U5*1/1000","v":2329.5282830145165},{"$f":"IF(CostData!$C$3=2020,Apdx_1!V5,IF(CostData!$C$3=2020,Apdx_1!AA5,Apdx_1!AE5))/1000","v":14292.80124261992},{"$f":"IF(CostData!$C$3=2020,MIN(Apdx_1!AF5*Apdx_1!AQ5,Apdx_1!AF5*Apdx_1!AP5*Apdx_1!AQ5),\nIF(CostData!$C$3=2025,MIN(Apdx_1!AK5*Apdx_1!AQ5,Apdx_1!AK5*Apdx_1!AP5*Apdx_1!AQ5),\nMIN(Apdx_1!AO5*Apdx_1!AQ5,Apdx_1!AO5*Apdx_1!AP5*Apdx_1!AQ5)))/1000","v":8785.2336629818328},{"$f":"I5","v":9723.6497255999711},{"$f":"SUM(K5:S5)","v":173140.90658261624},{"$f":"K5-C5","v":-10044.069315599998},{"$f":"L5-D5","v":10044.069315599998},{"$f":"M5-E5","v":0},{"$f":"N5-F5","v":0},{"$f":"O5+P5-G5","v":-39.262012985484034},{"$f":"Q5-H5","v":11516.24724261992},{"$f":"R5","v":8785.2336629818328},{"$f":"S5-I5","v":0},{"$f":"T5-J5","v":20262.218892616249},{"$f":"AC5/J5","v":0.13253789130963103},{"$f":"R5/J5","v":5.7465391649594119E-2},{"$f":"AD5-AE5","v":7.5072499660036915E-2},null,{"$f":"(Emission_Summary!$G5*2000)/SUM(GWh_Summary!$C5:$F5)","v":1377.2449956281162},{"$f":"(Emission_Summary!$G5*2000)/(SUM(GWh_Summary!$C5:$F5,H5)+G5*0.058)","v":1309.5508556113809},{"$f":"Apdx_1!BC5","v":1059.0148661971609}]
[null,"Alaska",{"$f":"Apdx_1!G6*1/1000","v":215.40700000000001},{"$f":"Apdx_1!H6*1/1000","v":2204.9420011000002},{"$f":"Apdx_1!I6*1/1000","v":0},{"$f":"Apdx_1!J6*1/1000","v":741.85283059999995},{"$f":"INDEX(EIA_Generation!$N$5:$N$56,MATCH(B6,EIA_Generation!$I$5:$I$56,0))","v":0},{"$f":"INDEX(EIA_Generation!$Y$5:$Y$56,MATCH(GWh_Summary!B6,EIA_Generation!$I$5:$I$56,0))","v":39.957990000000002},{"$f":"J6-SUM(C6:H6)","v":3744.2592883000007},{"$f":"INDEX(EIA_Generation!$U$5:$U$56,MATCH(GWh_Summary!B6,EIA_Generation!$I$5:$I$56,0))","v":6946.4191100000007},{"$f":"Apdx_1!N6*1/1000","v":0},{"$f":"Apdx_1!P6*1/1000","v":2420.3490010999999},{"$f":"Apdx_1!O6*1/1000","v":0},{"$f":"Apdx_1!R6*1/1000","v":741.85283059999995},{"$f":"G6*(1-0.058)","v":0},{"$f":"Apdx_1!U6*1/1000","v":0},{"$f":"IF(CostData!$C$3=2020,Apdx_1!V6,IF(CostData!$C$3=2020,Apdx_1!AA6,Apdx_1!AE6))/1000","v":163.089},{"$f":"IF(CostData!$C$3=2020,MIN(Apdx_1!AF6*Apdx_1!AQ6,Apdx_1!AF6*Apdx_1!AP6*Apdx_1!AQ6),\nIF(CostData!$C$3=2025,MIN(Apdx_1!AK6*Apdx_1!AQ6,Apdx_1!AK6*Apdx_1!AP6*Apdx_1!AQ6),\nMIN(Apdx_1!AO6*Apdx_1!AQ6,Apdx_1!AO6*Apdx_1!AP6*Apdx_1!AQ6)))/1000","v":622.81715083906397},{"$f":"I6","v":3744.2592883000007},{"$f":"SUM(K6:S6)","v":7692.3672708390641},{"$f":"K6-C6","v":-215.40700000000001},215.4069999999997,0,0,{"$f":"O6+P6-G6","v":0},{"$f":"Q6-H6","v":123.13101},{"$f":"R6","v":622.81715083906397},{"$f":"S6-I6","v":0},745.94816083906335,0.10738599975420476,8.9660174685178756E-2,{"$f":"AD6-AE6","v":1.7725825069026008E-2},null,{"$f":"(Emission_Summary!$G6*2000)/SUM(GWh_Summary!$C6:$F6)","v":1241.0571896727593},{"$f":"(Emission_Summary!$G6*2000)/(SUM(GWh_Summary!$C6:$F6,H6)+G6*0.058)","v":1225.5707200598699},{"$f":"Apdx_1!BC6","v":1003.0300713079674}]
[null,"Arizona",{"$f":"Apdx_1!G7*1/1000","v":24335.93},{"$f":"Apdx_1!H7*1/1000","v":26782.3254041},{"$f":"Apdx_1!I7*1/1000","v":1033.8714027999999},{"$f":"Apdx_1!J7*1/1000","v":19.3613842611},{"$f":"INDEX(EIA_Generation!$N$5:$N$56,MATCH(B7,EIA_Generation!$I$5:$I$56,0))","v":31933.916000000001},{"$f":"INDEX(EIA_Generation!$Y$5:$Y$56,MATCH(GWh_Summary!B7,EIA_Generation!$I$5:$I$56,0))","v":1697.6524800000002},25101.936918838896,{"$f":"INDEX(EIA_Generation!$U$5:$U$56,MATCH(GWh_Summary!B7,EIA_Generation!$I$5:$I$56,0))","v":110904.99359},{"$f":"Apdx_1!N7*1/1000","v":0},{"$f":"Apdx_1!P7*1/1000","v":52152.1268069},{"$f":"Apdx_1!O7*1/1000","v":0},{"$f":"Apdx_1!R7*1/1000","v":19.3613842611},30081.748872,{"$f":"Apdx_1!U7*1/1000","v":1818.4861106055739},{"$f":"IF(CostData!$C$3=2020,Apdx_1!V7,IF(CostData!$C$3=2020,Apdx_1!AA7,Apdx_1!AE7))/1000","v":3663.3252863320349},{"$f":"IF(CostData!$C$3=2020,MIN(Apdx_1!AF7*Apdx_1!AQ7,Apdx_1!AF7*Apdx_1!AP7*Apdx_1!AQ7),\nIF(CostData!$C$3=2025,MIN(Apdx_1!AK7*Apdx_1!AQ7,Apdx_1!AK7*Apdx_1!AP7*Apdx_1!AQ7),\nMIN(Apdx_1!AO7*Apdx_1!AQ7,Apdx_1!AO7*Apdx_1!AP7*Apdx_1!AQ7)))/1000","v":9215.8840589643987},25101.936918838896,122052.869437902,-24335.93,25369.8014028,-1033.8714027999999,0,-33.681017394428636,1965.6728063320347,9215.8840589643987,{"$f":"S7-I7","v":0},11147.875847902003,0.10051734811070921,8.3097106457029446E-2,1.7420241653679766E-2,null,{"$f":"(Emission_Summary!$G7*2000)/SUM(GWh_Summary!$C7:$F7)","v":1406.9638268710257},{"$f":"(Emission_Summary!$G7*2000)/(SUM(GWh_Summary!$C7:$F7,H7)+G7*0.058)","v":1317.330830488829},{"$f":"Apdx_1!BC7","v":702.07060566763369}]
[null,"Arkansas",{"$f":"Apdx_1!G8*1/1000","v":28378.830999999998},{"$f":"Apdx_1!H8*1/1000","v":15651.1849989},{"$f":"Apdx_1!I8*1/1000","v":860.46977339999989},{"$f":"Apdx_1!J8*1/1000","v":1310.9171879999999},{"$f":"INDEX(EIA_Generation!$N$5:$N$56,MATCH(B8,EIA_Generation!$I$5:$I$56,0))","v":15493.130999999999},{"$f":"INDEX(EIA_Generation!$Y$5:$Y$56,MATCH(GWh_Summary!B8,EIA_Generation!$I$5:$I$56,0))","v":1660.3700700000002},1650.7739497000002,{"$f":"INDEX(EIA_Generation!$U$5:$U$56,MATCH(GWh_Summary!B8,EIA_Generation!$I$5:$I$56,0))","v":65005.677979999993},{"$f":"Apdx_1!N8*1/1000","v":10218.692588789812},{"$f":"Apdx_1!P8*1/1000","v":34361.953919999993},{"$f":"Apdx_1!O8*1/1000","v":309.83926351019284},{"$f":"Apdx_1!R8*1/1000","v":1310.9171879999999},14594.529401999998,{"$f":"Apdx_1!U8*1/1000","v":842.03712970128572},{"$f":"IF(CostData!$C$3=2020,Apdx_1!V8,IF(CostData!$C$3=2020,Apdx_1!AA8,Apdx_1!AE8))/1000","v":4708.8225468645051},{"$f":"IF(CostData!$C$3=2020,MIN(Apdx_1!AF8*Apdx_1!AQ8,Apdx_1!AF8*Apdx_1!AP8*Apdx_1!AQ8),\nIF(CostData!$C$3=2025,MIN(Apdx_1!AK8*Apdx_1!AQ8,Apdx_1!AK8*Apdx_1!AP8*Apdx_1!AQ8),\nMIN(Apdx_1!AO8*Apdx_1!AQ8,Apdx_1!AO8*Apdx_1!AP8*Apdx_1!AQ8)))/1000","v":4890.5340512333141},1650.7739497000002,72888.100039799101,-18160.138411210188,18710.768921099992,-550.63050988980706,0,-56.564468298714928,3048.4524768645051,4890.5340512333141,0,7882.422059799108,0.12125743942281869,7.5232413586055716E-2,4.6025025836762976E-2,null,{"$f":"(Emission_Summary!$G8*2000)/SUM(GWh_Summary!$C8:$F8)","v":1562.1786188939745},{"$f":"(Emission_Summary!$G8*2000)/(SUM(GWh_Summary!$C8:$F8,H8)+G8*0.058)","v":1480.1946133038105},{"$f":"Apdx_1!BC8","v":909.65714587854814}]
[null,"California",{"$f":"Apdx_1!G9*1/1000","v":933.15700000000004},{"$f":"Apdx_1!H9*1/1000","v":81298.989272799998},{"$f":"Apdx_1!I9*1/1000","v":10403.921},{"$f":"Apdx_1!J9*1/1000","v":14405.899252831599},{"$f":"INDEX(EIA_Generation!$N$5:$N$56,MATCH(B9,EIA_Generation!$I$5:$I$56,0))","v":18507.407999999999},{"$f":"INDEX(EIA_Generation!$Y$5:$Y$56,MATCH(GWh_Summary!B9,EIA_Generation!$I$5:$I$56,0))","v":29966.845640000003},44002.346544368396,{"$f":"INDEX(EIA_Generation!$U$5:$U$56,MATCH(GWh_Summary!B9,EIA_Generation!$I$5:$I$56,0))","v":199518.56671000001},{"$f":"Apdx_1!N9*1/1000","v":0},{"$f":"Apdx_1!P9*1/1000","v":92636.067272799992},{"$f":"Apdx_1!O9*1/1000","v":0},{"$f":"Apdx_1!R9*1/1000","v":23368.741492831599},17433.978336,{"$f":"Apdx_1!U9*1/1000","v":1034.6479267860011},{"$f":"IF(CostData!$C$3=2020,Apdx_1!V9,IF(CostData!$C$3=2020,Apdx_1!AA9,Apdx_1!AE9))/1000","v":41150.704383937504},{"$f":"IF(CostData!$C$3=2020,MIN(Apdx_1!AF9*Apdx_1!AQ9,Apdx_1!AF9*Apdx_1!AP9*Apdx_1!AQ9),\nIF(CostData!$C$3=2025,MIN(Apdx_1!AK9*Apdx_1!AQ9,Apdx_1!AK9*Apdx_1!AP9*Apdx_1!AQ9),\nMIN(Apdx_1!AO9*Apdx_1!AQ9,Apdx_1!AO9*Apdx_1!AP9*Apdx_1!AQ9)))/1000","v":22924.770836850192},44002.346544368396,242551.25679357367,-933.15700000000004,11337.077999999994,-10403.921,8962.8422399999999,-38.781737213997985,11183.858743937501,22924.770836850192,0,43032.69008357366,0.21568263441929,0.11490043866529634,0.10078219575399366,null,{"$f":"(Emission_Summary!$G9*2000)/SUM(GWh_Summary!$C9:$F9)","v":816.11767034651893},{"$f":"(Emission_Summary!$G9*2000)/(SUM(GWh_Summary!$C9:$F9,H9)+G9*0.058)","v":632.65803909813008},{"$f":"Apdx_1!BC9","v":536.96223668956668}]
[null,"Colorado",{"$f":"Apdx_1!G10*1/1000","v":34385.542000000001},{"$f":"Apdx_1!H10*1/1000","v":8811.7059947999987},{"$f":"Apdx_1!I10*1/1000","v":0.61799999999999999},{"$f":"Apdx_1!J10*1/1000","v":62.201513267400003},{"$f":"INDEX(EIA_Generation!$N$5:$N$56,MATCH(B10,EIA_Generation!$I$5:$I$56,0))","v":0},{"$f":"INDEX(EIA_Generation!$Y$5:$Y$56,MATCH(GWh_Summary!B10,EIA_Generation!$I$5:$I$56,0))","v":6192.0817999999999},3104.5517919326012,{"$f":"INDEX(EIA_Generation!$U$5:$U$56,MATCH(GWh_Summary!B10,EIA_Generation!$I$5:$I$56,0))","v":52556.701099999998},{"$f":"Apdx_1!N10*1/1000","v":22548.824092225135},{"$f":"Apdx_1!P10*1/1000","v":20648.636640000001},{"$f":"Apdx_1!O10*1/1000","v":0.40526257486344502},{"$f":"Apdx_1!R10*1/1000","v":1028.4415132674001},0,{"$f":"Apdx_1!U10*1/1000","v":0},{"$f":"IF(CostData!$C$3=2020,Apdx_1!V10,IF(CostData!$C$3=2020,Apdx_1!AA10,Apdx_1!AE10))/1000","v":10839.8196039375},{"$f":"IF(CostData!$C$3=2020,MIN(Apdx_1!AF10*Apdx_1!AQ10,Apdx_1!AF10*Apdx_1!AP10*Apdx_1!AQ10),\nIF(CostData!$C$3=2025,MIN(Apdx_1!AK10*Apdx_1!AQ10,Apdx_1!AK10*Apdx_1!AP10*Apdx_1!AQ10),\nMIN(Apdx_1!AO10*Apdx_1!AQ10,Apdx_1!AO10*Apdx_1!AP10*Apdx_1!AQ10)))/1000","v":5658.359756475108},3104.5517919326012,63829.038660412618,-11836.717907774866,11836.930645200002,-0.21273742513655497,966.24,0,4647.7378039374998,5658.359756475108,0,11272.337560412619,0.21447954921989235,0.10766200385577679,0.10681754536411556,null,{"$f":"(Emission_Summary!$G10*2000)/SUM(GWh_Summary!$C10:$F10)","v":1776.883277654671},{"$f":"(Emission_Summary!$G10*2000)/(SUM(GWh_Summary!$C10:$F10,H10)+G10*0.058)","v":1554.3933200241556},{"$f":"Apdx_1!BC10","v":1107.8318527572528}]
[null,"Connecticut",{"$f":"Apdx_1!G11*1/1000","v":99.460999999999999},{"$f":"Apdx_1!H11*1/1000","v":15299.704404100001},{"$f":"Apdx_1!I11*1/1000","v":335.267},{"$f":"Apdx_1!J11*1/1000","v":30.041165594800013},{"$f":"INDEX(EIA_Generation!$N$5:$N$56,MATCH(B11,EIA_Generation!$I$5:$I$56,0))","v":17077.886999999999},{"$f":"INDEX(EIA_Generation!$Y$5:$Y$56,MATCH(GWh_Summary!B11,EIA_Generation!$I$5:$I$56,0))","v":666.52490999999998},2608.6584703052067,{"$f":"INDEX(EIA_Generation!$U$5:$U$56,MATCH(GWh_Summary!B11,EIA_Generation!$I$5:$I$56,0))","v":36117.543950000007},{"$f":"Apdx_1!N11*1/1000","v":0},{"$f":"Apdx_1!P11*1/1000","v":15734.4324041},{"$f":"Apdx_1!O11*1/1000","v":0},{"$f":"Apdx_1!R11*1/1000","v":30.041165594800013},16087.369553999997,{"$f":"Apdx_1!U11*1/1000","v":971.13717235159243},{"$f":"IF(CostData!$C$3=2020,Apdx_1!V11,IF(CostData!$C$3=2020,Apdx_1!AA11,Apdx_1!AE11))/1000","v":3114.3745909184181},{"$f":"IF(CostData!$C$3=2020,MIN(Apdx_1!AF11*Apdx_1!AQ11,Apdx_1!AF11*Apdx_1!AP11*Apdx_1!AQ11),\nIF(CostData!$C$3=2025,MIN(Apdx_1!AK11*Apdx_1!AQ11,Apdx_1!AK11*Apdx_1!AP11*Apdx_1!AQ11),\nMIN(Apdx_1!AO11*Apdx_1!AQ11,Apdx_1!AO11*Apdx_1!AP11*Apdx_1!AQ11)))/1000","v":3767.5832402889955},2608.6584703052067,42313.596597559008,-99.460999999999999,434.72799999999916,-335.267,0,-19.380273648410366,2447.849680918418,3767.5832402889955,0,6196.0526475590013,0.17155243601659687,0.10431449174685631,6.7237944269740557E-2,null,{"$f":"(Emission_Summary!$G11*2000)/SUM(GWh_Summary!$C11:$F11)","v":765.88297965473294},{"$f":"(Emission_Summary!$G11*2000)/(SUM(GWh_Summary!$C11:$F11,H11)+G11*0.058)","v":693.03624562537129},{"$f":"Apdx_1!BC11","v":540.26053533608024}]
[null,"Delaware",{"$f":"Apdx_1!G12*1/1000","v":1406.502},{"$f":"Apdx_1!H12*1/1000","v":5179.2700000999994},{"$f":"Apdx_1!I12*1/1000","v":1076.07},{"$f":"Apdx_1!J12*1/1000","v":1.4323572751999891},{"$f":"INDEX(EIA_Generation!$N$5:$N$56,MATCH(B12,EIA_Generation!$I$5:$I$56,0))","v":0},{"$f":"INDEX(EIA_Generation!$Y$5:$Y$56,MATCH(GWh_Summary!B12,EIA_Generation!$I$5:$I$56,0))","v":131.05061999999998},839.36902262479998,{"$f":"INDEX(EIA_Generation!$U$5:$U$56,MATCH(GWh_Summary!B12,EIA_Generation!$I$5:$I$56,0))","v":8633.6939999999995},{"$f":"Apdx_1!N12*1/1000","v":184.87874518356378},{"$f":"Apdx_1!P12*1/1000","v":7335.518399999999},{"$f":"Apdx_1!O12*1/1000","v":141.44485491643636},{"$f":"Apdx_1!R12*1/1000","v":1.4323572751999891},0,{"$f":"Apdx_1!U12*1/1000","v":0},{"$f":"IF(CostData!$C$3=2020,Apdx_1!V12,IF(CostData!$C$3=2020,Apdx_1!AA12,Apdx_1!AE12))/1000","v":1038.3512709709639},{"$f":"IF(CostData!$C$3=2020,MIN(Apdx_1!AF12*Apdx_1!AQ12,Apdx_1!AF12*Apdx_1!AP12*Apdx_1!AQ12),\nIF(CostData!$C$3=2025,MIN(Apdx_1!AK12*Apdx_1!AQ12,Apdx_1!AK12*Apdx_1!AP12*Apdx_1!AQ12),\nMIN(Apdx_1!AO12*Apdx_1!AQ12,Apdx_1!AO12*Apdx_1!AP12*Apdx_1!AQ12)))/1000","v":529.06822911496351},839.36902262479998,10070.062880085927,-1221.6232548164362,2156.2483998999996,-934.62514508356355,0,0,907.30065097096394,529.06822911496351,0,1436.3688800859272,0.16636782356265201,6.1279474245318807E-2,0.1050883493173332,null,{"$f":"(Emission_Summary!$G12*2000)/SUM(GWh_Summary!$C12:$F12)","v":1138.4168437727708},{"$f":"(Emission_Summary!$G12*2000)/(SUM(GWh_Summary!$C12:$F12,H12)+G12*0.058)","v":1119.2759645269191},{"$f":"Apdx_1!BC12","v":840.64059603933811}]
[null,"Florida",{"$f":"Apdx_1!G13*1/1000","v":44537.196000000004},{"$f":"Apdx_1!H13*1/1000","v":133320.41925790001},{"$f":"Apdx_1!I13*1/1000","v":10025.973},{"$f":"Apdx_1!J13*1/1000","v":3567.3827075262002},{"$f":"INDEX(EIA_Generation!$N$5:$N$56,MATCH(B13,EIA_Generation!$I$5:$I$56,0))","v":17869.935000000001},{"$f":"INDEX(EIA_Generation!$Y$5:$Y$56,MATCH(GWh_Summary!B13,EIA_Generation!$I$5:$I$56,0))","v":4523.7979899999991},7251.432014573802,{"$f":"INDEX(EIA_Generation!$U$5:$U$56,MATCH(GWh_Summary!B13,EIA_Generation!$I$5:$I$56,0))","v":221096.13597},{"$f":"Apdx_1!N13*1/1000","v":4131.1581657033339},{"$f":"Apdx_1!P13*1/1000","v":182822.44607999997},{"$f":"Apdx_1!O13*1/1000","v":929.98401219670848},{"$f":"Apdx_1!R13*1/1000","v":9157.081107526199},16833.478770000002,{"$f":"Apdx_1!U13*1/1000","v":1623.1039351455393},{"$f":"IF(CostData!$C$3=2020,Apdx_1!V13,IF(CostData!$C$3=2020,Apdx_1!AA13,Apdx_1!AE13))/1000","v":22109.613599},{"$f":"IF(CostData!$C$3=2020,MIN(Apdx_1!AF13*Apdx_1!AQ13,Apdx_1!AF13*Apdx_1!AP13*Apdx_1!AQ13),\nIF(CostData!$C$3=2025,MIN(Apdx_1!AK13*Apdx_1!AQ13,Apdx_1!AK13*Apdx_1!AP13*Apdx_1!AQ13),\nMIN(Apdx_1!AO13*Apdx_1!AQ13,Apdx_1!AO13*Apdx_1!AP13*Apdx_1!AQ13)))/1000","v":21348.682478423169},7251.432014573802,266206.98016256874,-40406.037834296672,49502.026822099957,-9095.9889878032918,5589.6983999999993,586.64770514554039,17585.815609000001,21348.682478423169,0,45110.844192568737,0.20403271180953483,9.6558369890823961E-2,0.10747434191871087,null,{"$f":"(Emission_Summary!$G13*2000)/SUM(GWh_Summary!$C13:$F13)","v":1122.8617180759315},{"$f":"(Emission_Summary!$G13*2000)/(SUM(GWh_Summary!$C13:$F13,H13)+G13*0.058)","v":1091.1711552639299},{"$f":"Apdx_1!BC13","v":740.20908147114642}]
[null,"Georgia",{"$f":"Apdx_1!G14*1/1000","v":40972.089999999997},{"$f":"Apdx_1!H14*1/1000","v":37591.1230019},{"$f":"Apdx_1!I14*1/1000","v":0},{"$f":"Apdx_1!J14*1/1000","v":83.815361271299963},{"$f":"INDEX(EIA_Generation!$N$5:$N$56,MATCH(B14,EIA_Generation!$I$5:$I$56,0))","v":33941.633999999998},{"$f":"INDEX(EIA_Generation!$Y$5:$Y$56,MATCH(GWh_Summary!B14,EIA_Generation!$I$5:$I$56,0))","v":3278.5362100000002},6439.1652768286731,{"$f":"INDEX(EIA_Generation!$U$5:$U$56,MATCH(GWh_Summary!B14,EIA_Generation!$I$5:$I$56,0))","v":122306.36384999999},{"$f":"Apdx_1!N14*1/1000","v":27190.603881900013},{"$f":"Apdx_1!P14*1/1000","v":51372.609119999986},{"$f":"Apdx_1!O14*1/1000","v":0},{"$f":"Apdx_1!R14*1/1000","v":83.815361271299963},31973.019227999997,{"$f":"Apdx_1!U14*1/1000","v":19220.561263695512},{"$f":"IF(CostData!$C$3=2020,Apdx_1!V14,IF(CostData!$C$3=2020,Apdx_1!AA14,Apdx_1!AE14))/1000","v":12230.636385},{"$f":"IF(CostData!$C$3=2020,MIN(Apdx_1!AF14*Apdx_1!AQ14,Apdx_1!AF14*Apdx_1!AP14*Apdx_1!AQ14),\nIF(CostData!$C$3=2025,MIN(Apdx_1!AK14*Apdx_1!AQ14,Apdx_1!AK14*Apdx_1!AP14*Apdx_1!AQ14),\nMIN(Apdx_1!AO14*Apdx_1!AQ14,Apdx_1!AO14*Apdx_1!AP14*Apdx_1!AQ14)))/1000","v":12149.396526212227},6439.1652768286731,160659.80704290769,-13781.486118099983,13781.486118099987,0,0,17251.946491695511,8952.1001749999996,12149.396526212227,0,38353.443192907696,0.31358501704739949,9.9335767524841093E-2,0.21424924952255842,null,{"$f":"(Emission_Summary!$G14*2000)/SUM(GWh_Summary!$C14:$F14)","v":1449.65580655284},{"$f":"(Emission_Summary!$G14*2000)/(SUM(GWh_Summary!$C14:$F14,H14)+G14*0.058)","v":1358.9872649652339},{"$f":"Apdx_1!BC14","v":833.78458382214069}]
[null,"Hawaii",{"$f":"Apdx_1!G15*1/1000","v":1502.308},{"$f":"Apdx_1!H15*1/1000","v":0},{"$f":"Apdx_1!I15*1/1000","v":4093.8310000000001},{"$f":"Apdx_1!J15*1/1000","v":250.08958781180004},{"$f":"INDEX(EIA_Generation!$N$5:$N$56,MATCH(B15,EIA_Generation!$I$5:$I$56,0))","v":0},{"$f":"INDEX(EIA_Generation!$Y$5:$Y$56,MATCH(GWh_Summary!B15,EIA_Generation!$I$5:$I$56,0))","v":924.8150999999998},3698.2249821881996,{"$f":"INDEX(EIA_Generation!$U$5:$U$56,MATCH(GWh_Summary!B15,EIA_Generation!$I$5:$I$56,0))","v":10469.268669999999},{"$f":"Apdx_1!N15*1/1000","v":1502.308},{"$f":"Apdx_1!P15*1/1000","v":0},{"$f":"Apdx_1!O15*1/1000","v":4093.8310000000001},{"$f":"Apdx_1!R15*1/1000","v":250.08958781180004},0,{"$f":"Apdx_1!U15*1/1000","v":0},{"$f":"IF(CostData!$C$3=2020,Apdx_1!V15,IF(CostData!$C$3=2020,Apdx_1!AA15,Apdx_1!AE15))/1000","v":1046.926868},{"$f":"IF(CostData!$C$3=2020,MIN(Apdx_1!AF15*Apdx_1!AQ15,Apdx_1!AF15*Apdx_1!AP15*Apdx_1!AQ15),\nIF(CostData!$C$3=2025,MIN(Apdx_1!AK15*Apdx_1!AQ15,Apdx_1!AK15*Apdx_1!AP15*Apdx_1!AQ15),\nMIN(Apdx_1!AO15*Apdx_1!AQ15,Apdx_1!AO15*Apdx_1!AP15*Apdx_1!AQ15)))/1000","v":949.32957120729156},3698.2249821881996,11540.710009207291,0,0,0,0,0,122.11176800000021,949.32957120729156,0,1071.4413392072911,0.10234156491537351,9.0677735105568896E-2,1.1663829809804613E-2,null,{"$f":"(Emission_Summary!$G15*2000)/SUM(GWh_Summary!$C15:$F15)","v":1617.4997277643224},{"$f":"(Emission_Summary!$G15*2000)/(SUM(GWh_Summary!$C15:$F15,H15)+G15*0.058)","v":1396.5754151395192},{"$f":"Apdx_1!BC15","v":1305.5378190093093}]
[null,"Idaho",{"$f":"Apdx_1!G16*1/1000","v":0},{"$f":"Apdx_1!H16*1/1000","v":1639.922},{"$f":"Apdx_1!I16*1/1000","v":0},{"$f":"Apdx_1!J16*1/1000","v":0},{"$f":"INDEX(EIA_Generation!$N$5:$N$56,MATCH(B16,EIA_Generation!$I$5:$I$56,0))","v":0},{"$f":"INDEX(EIA_Generation!$Y$5:$Y$56,MATCH(GWh_Summary!B16,EIA_Generation!$I$5:$I$56,0))","v":2514.5021699999998},11344.665140000001,{"$f":"INDEX(EIA_Generation!$U$5:$U$56,MATCH(GWh_Summary!B16,EIA_Generation!$I$5:$I$56,0))","v":15499.089310000001},{"$f":"Apdx_1!N16*1/1000","v":0},{"$f":"Apdx_1!P16*1/1000","v":1639.922},{"$f":"Apdx_1!O16*1/1000","v":0},{"$f":"Apdx_1!R16*1/1000","v":0},0,{"$f":"Apdx_1!U16*1/1000","v":0},{"$f":"IF(CostData!$C$3=2020,Apdx_1!V16,IF(CostData!$C$3=2020,Apdx_1!AA16,Apdx_1!AE16))/1000","v":3196.6871701874998},{"$f":"IF(CostData!$C$3=2020,MIN(Apdx_1!AF16*Apdx_1!AQ16,Apdx_1!AF16*Apdx_1!AP16*Apdx_1!AQ16),\nIF(CostData!$C$3=2025,MIN(Apdx_1!AK16*Apdx_1!AQ16,Apdx_1!AK16*Apdx_1!AP16*Apdx_1!AQ16),\nMIN(Apdx_1!AO16*Apdx_1!AQ16,Apdx_1!AO16*Apdx_1!AP16*Apdx_1!AQ16)))/1000","v":1324.480882763005},11344.665140000001,17505.755192950506,0,0,0,0,0,682.18500018750001,1324.480882763005,0,2006.665882950505,0.1294699219299166,8.5455400396231729E-2,4.4014521533684875E-2,null,{"$f":"(Emission_Summary!$G16*2000)/SUM(GWh_Summary!$C16:$F16)","v":778.19587543110003},{"$f":"(Emission_Summary!$G16*2000)/(SUM(GWh_Summary!$C16:$F16,H16)+G16*0.058)","v":307.1859021147377},{"$f":"Apdx_1!BC16","v":228.37432304188948}]
[null,"Illinois",{"$f":"Apdx_1!G17*1/1000","v":79166.164999999994},{"$f":"Apdx_1!H17*1/1000","v":7870.4230049999996},{"$f":"Apdx_1!I17*1/1000","v":0},{"$f":"Apdx_1!J17*1/1000","v":727.38322051619991},{"$f":"INDEX(EIA_Generation!$N$5:$N$56,MATCH(B17,EIA_Generation!$I$5:$I$56,0))","v":96401.308999999994},{"$f":"INDEX(EIA_Generation!$Y$5:$Y$56,MATCH(GWh_Summary!B17,EIA_Generation!$I$5:$I$56,0))","v":8372.6599000000006},5027.4225444837939,{"$f":"INDEX(EIA_Generation!$U$5:$U$56,MATCH(GWh_Summary!B17,EIA_Generation!$I$5:$I$56,0))","v":197565.36266999997},{"$f":"Apdx_1!N17*1/1000","v":66157.722725},{"$f":"Apdx_1!P17*1/1000","v":20878.865279999998},{"$f":"Apdx_1!O17*1/1000","v":0},{"$f":"Apdx_1!R17*1/1000","v":727.38322051619991},90810.033077999993,{"$f":"Apdx_1!U17*1/1000","v":5305.3420031535761},{"$f":"IF(CostData!$C$3=2020,Apdx_1!V17,IF(CostData!$C$3=2020,Apdx_1!AA17,Apdx_1!AE17))/1000","v":17818.003953741267},{"$f":"IF(CostData!$C$3=2020,MIN(Apdx_1!AF17*Apdx_1!AQ17,Apdx_1!AF17*Apdx_1!AP17*Apdx_1!AQ17),\nIF(CostData!$C$3=2025,MIN(Apdx_1!AK17*Apdx_1!AQ17,Apdx_1!AK17*Apdx_1!AP17*Apdx_1!AQ17),\nMIN(Apdx_1!AO17*Apdx_1!AQ17,Apdx_1!AO17*Apdx_1!AP17*Apdx_1!AQ17)))/1000","v":17952.529763177899},5027.4225444837939,224677.30256807274,-13008.442274999994,13008.442274999998,0,0,-285.93391884642188,9445.3440537412662,17952.529763177899,0,27111.939898072771,0.13723022867808438,9.0868811822873069E-2,4.6361416855211307E-2,null,{"$f":"(Emission_Summary!$G17*2000)/SUM(GWh_Summary!$C17:$F17)","v":1985.2204855537632},{"$f":"(Emission_Summary!$G17*2000)/(SUM(GWh_Summary!$C17:$F17,H17)+G17*0.058)","v":1712.7142258914666},{"$f":"Apdx_1!BC17","v":1270.7311985672013}]
[null,"Indiana",{"$f":"Apdx_1!G18*1/1000","v":87213.267999999996},{"$f":"Apdx_1!H18*1/1000","v":12839.3089999},{"$f":"Apdx_1!I18*1/1000","v":0},{"$f":"Apdx_1!J18*1/1000","v":1631.1766947403999},{"$f":"INDEX(EIA_Generation!$N$5:$N$56,MATCH(B18,EIA_Generation!$I$5:$I$56,0))","v":0},{"$f":"INDEX(EIA_Generation!$Y$5:$Y$56,MATCH(GWh_Summary!B18,EIA_Generation!$I$5:$I$56,0))","v":3546.3673999999996},9465.6081753596081,{"$f":"INDEX(EIA_Generation!$U$5:$U$56,MATCH(GWh_Summary!B18,EIA_Generation!$I$5:$I$56,0))","v":114695.72927},{"$f":"Apdx_1!N18*1/1000","v":83034.543239900013},{"$f":"Apdx_1!P18*1/1000","v":17018.033759999998},{"$f":"Apdx_1!O18*1/1000","v":0},{"$f":"Apdx_1!R18*1/1000","v":1631.1766947403999},0,{"$f":"Apdx_1!U18*1/1000","v":0},{"$f":"IF(CostData!$C$3=2020,Apdx_1!V18,IF(CostData!$C$3=2020,Apdx_1!AA18,Apdx_1!AE18))/1000","v":7547.0864825906965},{"$f":"IF(CostData!$C$3=2020,MIN(Apdx_1!AF18*Apdx_1!AQ18,Apdx_1!AF18*Apdx_1!AP18*Apdx_1!AQ18),\nIF(CostData!$C$3=2025,MIN(Apdx_1!AK18*Apdx_1!AQ18,Apdx_1!AK18*Apdx_1!AP18*Apdx_1!AQ18),\nMIN(Apdx_1!AO18*Apdx_1!AQ18,Apdx_1!AO18*Apdx_1!AP18*Apdx_1!AQ18)))/1000","v":12564.128501287238},9465.6081753596081,131260.57685387795,-4178.7247600999835,4178.7247600999981,0,0,0,4000.7190825906969,12564.128501287238,0,16564.847583877956,0.1444242753353388,0.10954312406620298,3.4881151269135824E-2,null,{"$f":"(Emission_Summary!$G18*2000)/SUM(GWh_Summary!$C18:$F18)","v":1805.8352990789356},{"$f":"(Emission_Summary!$G18*2000)/(SUM(GWh_Summary!$C18:$F18,H18)+G18*0.058)","v":1744.9767220117942},{"$f":"Apdx_1!BC18","v":1531.270287193553}]
[null,"Iowa",{"$f":"Apdx_1!G19*1/1000","v":33055.156000000003},{"$f":"Apdx_1!H19*1/1000","v":1437.4960001000002},{"$f":"Apdx_1!I19*1/1000","v":305.11099999999999},{"$f":"Apdx_1!J19*1/1000","v":0},{"$f":"INDEX(EIA_Generation!$N$5:$N$56,MATCH(B19,EIA_Generation!$I$5:$I$56,0))","v":4346.9949999999999},{"$f":"INDEX(EIA_Generation!$Y$5:$Y$56,MATCH(GWh_Summary!B19,EIA_Generation!$I$5:$I$56,0))","v":14183.424140000001},3347.2217798999991,{"$f":"INDEX(EIA_Generation!$U$5:$U$56,MATCH(GWh_Summary!B19,EIA_Generation!$I$5:$I$56,0))","v":56675.403920000004},{"$f":"Apdx_1!N19*1/1000","v":26779.113810829978},{"$f":"Apdx_1!P19*1/1000","v":7771.4683199999999},{"$f":"Apdx_1!O19*1/1000","v":247.18086927002085},{"$f":"Apdx_1!R19*1/1000","v":0},4094.8692899999996,{"$f":"Apdx_1!U19*1/1000","v":277.78449248620581},{"$f":"IF(CostData!$C$3=2020,Apdx_1!V19,IF(CostData!$C$3=2020,Apdx_1!AA19,Apdx_1!AE19))/1000","v":8565.9205484688009},{"$f":"IF(CostData!$C$3=2020,MIN(Apdx_1!AF19*Apdx_1!AQ19,Apdx_1!AF19*Apdx_1!AP19*Apdx_1!AQ19),\nIF(CostData!$C$3=2025,MIN(Apdx_1!AK19*Apdx_1!AQ19,Apdx_1!AK19*Apdx_1!AP19*Apdx_1!AQ19),\nMIN(Apdx_1!AO19*Apdx_1!AQ19,Apdx_1!AO19*Apdx_1!AP19*Apdx_1!AQ19)))/1000","v":5730.3063533339218},3347.2217798999991,56813.865464288931,-6276.0421891700244,6333.9723199,-57.93013072997914,0,25.658782486205382,-5617.5035915312001,5730.3063533339218,0,138.46154428892623,2.4430623288432354E-3,0.10110746385544105,-9.8664401526597806E-2,null,{"$f":"(Emission_Summary!$G19*2000)/SUM(GWh_Summary!$C19:$F19)","v":1992.4655051386585},{"$f":"(Emission_Summary!$G19*2000)/(SUM(GWh_Summary!$C19:$F19,H19)+G19*0.058)","v":1408.2607571988472},{"$f":"Apdx_1!BC19","v":1300.7321938481659}]
[null,"Kansas",{"$f":"Apdx_1!G20*1/1000","v":27979.593000000001},{"$f":"Apdx_1!H20*1/1000","v":0},{"$f":"Apdx_1!I20*1/1000","v":1632.9970000000001},{"$f":"Apdx_1!J20*1/1000","v":0},{"$f":"INDEX(EIA_Generation!$N$5:$N$56,MATCH(B20,EIA_Generation!$I$5:$I$56,0))","v":8284.9240000000009},{"$f":"INDEX(EIA_Generation!$Y$5:$Y$56,MATCH(GWh_Summary!B20,EIA_Generation!$I$5:$I$56,0))","v":5252.6533499999996},1274.5234199999977,{"$f":"INDEX(EIA_Generation!$U$5:$U$56,MATCH(GWh_Summary!B20,EIA_Generation!$I$5:$I$56,0))","v":44424.690770000001},{"$f":"Apdx_1!N20*1/1000","v":27979.593000000001},{"$f":"Apdx_1!P20*1/1000","v":0},{"$f":"Apdx_1!O20*1/1000","v":1632.9970000000001},{"$f":"Apdx_1!R20*1/1000","v":0},7804.398408,{"$f":"Apdx_1!U20*1/1000","v":542.728265166764},{"$f":"IF(CostData!$C$3=2020,Apdx_1!V20,IF(CostData!$C$3=2020,Apdx_1!AA20,Apdx_1!AE20))/1000","v":8884.9381540000013},{"$f":"IF(CostData!$C$3=2020,MIN(Apdx_1!AF20*Apdx_1!AQ20,Apdx_1!AF20*Apdx_1!AP20*Apdx_1!AQ20),\nIF(CostData!$C$3=2025,MIN(Apdx_1!AK20*Apdx_1!AQ20,Apdx_1!AK20*Apdx_1!AP20*Apdx_1!AQ20),\nMIN(Apdx_1!AO20*Apdx_1!AQ20,Apdx_1!AO20*Apdx_1!AP20*Apdx_1!AQ20)))/1000","v":4123.4168640274165},1274.5234199999977,52242.595111194176,0,0,0,0,62.202673166762906,3632.2848040000017,4123.4168640274165,0,7817.9043411941748,0.17598106381133455,9.2818133172284462E-2,8.3162930639050087E-2,null,{"$f":"(Emission_Summary!$G20*2000)/SUM(GWh_Summary!$C20:$F20)","v":2103.8268976938566},{"$f":"(Emission_Summary!$G20*2000)/(SUM(GWh_Summary!$C20:$F20,H20)+G20*0.058)","v":1762.58050729098},{"$f":"Apdx_1!BC20","v":1499.3939005280477}]
[null,"Kentucky",{"$f":"Apdx_1!G21*1/1000","v":84358.282999999996},{"$f":"Apdx_1!H21*1/1000","v":0},{"$f":"Apdx_1!I21*1/1000","v":0},{"$f":"Apdx_1!J21*1/1000","v":0},{"$f":"INDEX(EIA_Generation!$N$5:$N$56,MATCH(B21,EIA_Generation!$I$5:$I$56,0))","v":0},{"$f":"INDEX(EIA_Generation!$Y$5:$Y$56,MATCH(GWh_Summary!B21,EIA_Generation!$I$5:$I$56,0))","v":332.87945000000002},5258.5262500000099,{"$f":"INDEX(EIA_Generation!$U$5:$U$56,MATCH(GWh_Summary!B21,EIA_Generation!$I$5:$I$56,0))","v":89949.688699999999},{"$f":"Apdx_1!N21*1/1000","v":83515.019},{"$f":"Apdx_1!P21*1/1000","v":843.26400000000001},{"$f":"Apdx_1!O21*1/1000","v":0},{"$f":"Apdx_1!R21*1/1000","v":3091.9680000000003},0,{"$f":"Apdx_1!U21*1/1000","v":0},{"$f":"IF(CostData!$C$3=2020,Apdx_1!V21,IF(CostData!$C$3=2020,Apdx_1!AA21,Apdx_1!AE21))/1000","v":1713.5556580576626},{"$f":"IF(CostData!$C$3=2020,MIN(Apdx_1!AF21*Apdx_1!AQ21,Apdx_1!AF21*Apdx_1!AP21*Apdx_1!AQ21),\nIF(CostData!$C$3=2025,MIN(Apdx_1!AK21*Apdx_1!AQ21,Apdx_1!AK21*Apdx_1!AP21*Apdx_1!AQ21),\nMIN(Apdx_1!AO21*Apdx_1!AQ21,Apdx_1!AO21*Apdx_1!AP21*Apdx_1!AQ21)))/1000","v":9317.8772147674536},5258.5262500000099,103740.21012282513,-843.26399999999558,843.26400000000001,0,3091.9680000000003,0,1380.6762080576627,9317.8772147674536,0,13790.521422825128,0.15331372039339952,0.10358987729067543,4.9723843102724097E-2,null,{"$f":"(Emission_Summary!$G21*2000)/SUM(GWh_Summary!$C21:$F21)","v":1964.8580488815003},{"$f":"(Emission_Summary!$G21*2000)/(SUM(GWh_Summary!$C21:$F21,H21)+G21*0.058)","v":1957.1351549251694},{"$f":"Apdx_1!BC21","v":1763.11768826295}]
[null,"Louisiana",{"$f":"Apdx_1!G22*1/1000","v":24300.393},{"$f":"Apdx_1!H22*1/1000","v":19771.182009100001},{"$f":"Apdx_1!I22*1/1000","v":14254.748},{"$f":"Apdx_1!J22*1/1000","v":5223.7283741198999},{"$f":"INDEX(EIA_Generation!$N$5:$N$56,MATCH(B22,EIA_Generation!$I$5:$I$56,0))","v":15659.132},{"$f":"INDEX(EIA_Generation!$Y$5:$Y$56,MATCH(GWh_Summary!B22,EIA_Generation!$I$5:$I$56,0))","v":2430.04223},21768.480196780089,{"$f":"INDEX(EIA_Generation!$U$5:$U$56,MATCH(GWh_Summary!B22,EIA_Generation!$I$5:$I$56,0))","v":103407.70581},{"$f":"Apdx_1!N22*1/1000","v":11538.767058381507},{"$f":"Apdx_1!P22*1/1000","v":40018.849919999993},{"$f":"Apdx_1!O22*1/1000","v":6768.706030718502},{"$f":"Apdx_1!R22*1/1000","v":5223.7283741198999},14750.902343999998,{"$f":"Apdx_1!U22*1/1000","v":985.22501242613396},{"$f":"IF(CostData!$C$3=2020,Apdx_1!V22,IF(CostData!$C$3=2020,Apdx_1!AA22,Apdx_1!AE22))/1000","v":6891.6188319733446},{"$f":"IF(CostData!$C$3=2020,MIN(Apdx_1!AF22*Apdx_1!AQ22,Apdx_1!AF22*Apdx_1!AP22*Apdx_1!AQ22),\nIF(CostData!$C$3=2025,MIN(Apdx_1!AK22*Apdx_1!AQ22,Apdx_1!AK22*Apdx_1!AP22*Apdx_1!AQ22),\nMIN(Apdx_1!AO22*Apdx_1!AQ22,Apdx_1!AO22*Apdx_1!AP22*Apdx_1!AQ22)))/1000","v":7654.7790008732982},21768.480196780089,115601.05676927276,-12761.625941618493,20247.667910899992,-7486.0419692814976,0,76.995356426132275,4461.5766019733446,7654.7790008732982,0,12193.350959272764,0.1179153029627857,7.4025228012872576E-2,4.3890074949913122E-2,null,{"$f":"(Emission_Summary!$G22*2000)/SUM(GWh_Summary!$C22:$F22)","v":1390.2938975220025},{"$f":"(Emission_Summary!$G22*2000)/(SUM(GWh_Summary!$C22:$F22,H22)+G22*0.058)","v":1320.9069132991403},{"$f":"Apdx_1!BC22","v":883.07331730358283}]
[null,"Maine",{"$f":"Apdx_1!G23*1/1000","v":0},{"$f":"Apdx_1!H23*1/1000","v":4053.3780001},{"$f":"Apdx_1!I23*1/1000","v":59.067},{"$f":"Apdx_1!J23*1/1000","v":0},{"$f":"INDEX(EIA_Generation!$N$5:$N$56,MATCH(B23,EIA_Generation!$I$5:$I$56,0))","v":0},{"$f":"INDEX(EIA_Generation!$Y$5:$Y$56,MATCH(GWh_Summary!B23,EIA_Generation!$I$5:$I$56,0))","v":4098.7953399999997},6217.3555699000008,{"$f":"INDEX(EIA_Generation!$U$5:$U$56,MATCH(GWh_Summary!B23,EIA_Generation!$I$5:$I$56,0))","v":14428.59591},{"$f":"Apdx_1!N23*1/1000","v":0},{"$f":"Apdx_1!P23*1/1000","v":4112.4450000999996},{"$f":"Apdx_1!O23*1/1000","v":0},{"$f":"Apdx_1!R23*1/1000","v":0},0,{"$f":"Apdx_1!U23*1/1000","v":0},{"$f":"IF(CostData!$C$3=2020,Apdx_1!V23,IF(CostData!$C$3=2020,Apdx_1!AA23,Apdx_1!AE23))/1000","v":3611.7284319631735},{"$f":"IF(CostData!$C$3=2020,MIN(Apdx_1!AF23*Apdx_1!AQ23,Apdx_1!AF23*Apdx_1!AP23*Apdx_1!AQ23),\nIF(CostData!$C$3=2025,MIN(Apdx_1!AK23*Apdx_1!AQ23,Apdx_1!AK23*Apdx_1!AP23*Apdx_1!AQ23),\nMIN(Apdx_1!AO23*Apdx_1!AQ23,Apdx_1!AO23*Apdx_1!AP23*Apdx_1!AQ23)))/1000","v":1507.3964694284346},6217.3555699000008,15448.925471391609,0,59.066999999999553,-59.067,0,0,-487.06690803682613,1507.3964694284346,0,1020.3295613916089,7.0715790209666271E-2,0.10447284537116366,-3.3757055161497393E-2,null,{"$f":"(Emission_Summary!$G23*2000)/SUM(GWh_Summary!$C23:$F23)","v":792.05265735525916},{"$f":"(Emission_Summary!$G23*2000)/(SUM(GWh_Summary!$C23:$F23,H23)+G23*0.058)","v":396.68464880384749},{"$f":"Apdx_1!BC23","v":377.58213098950591}]
[null,"Maryland",{"$f":"Apdx_1!G24*1/1000","v":16297.834999999999},{"$f":"Apdx_1!H24*1/1000","v":676.55559400000004},{"$f":"Apdx_1!I24*1/1000","v":2892.3539999999998},{"$f":"Apdx_1!J24*1/1000","v":20.917471837500109},{"$f":"INDEX(EIA_Generation!$N$5:$N$56,MATCH(B24,EIA_Generation!$I$5:$I$56,0))","v":13579.266},{"$f":"INDEX(EIA_Generation!$Y$5:$Y$56,MATCH(GWh_Summary!B24,EIA_Generation!$I$5:$I$56,0))","v":898.15246000000002},3444.6630241625026,{"$f":"INDEX(EIA_Generation!$U$5:$U$56,MATCH(GWh_Summary!B24,EIA_Generation!$I$5:$I$56,0))","v":37809.743549999999},{"$f":"Apdx_1!N24*1/1000","v":15364.291766884193},{"$f":"Apdx_1!P24*1/1000","v":1775.7734399999999},{"$f":"Apdx_1!O24*1/1000","v":2726.6793871158079},{"$f":"Apdx_1!R24*1/1000","v":20.917471837500109},12791.668571999999,{"$f":"Apdx_1!U24*1/1000","v":787.53335498666604},{"$f":"IF(CostData!$C$3=2020,Apdx_1!V24,IF(CostData!$C$3=2020,Apdx_1!AA24,Apdx_1!AE24))/1000","v":5982.0685757632509},{"$f":"IF(CostData!$C$3=2020,MIN(Apdx_1!AF24*Apdx_1!AQ24,Apdx_1!AF24*Apdx_1!AP24*Apdx_1!AQ24),\nIF(CostData!$C$3=2025,MIN(Apdx_1!AK24*Apdx_1!AQ24,Apdx_1!AK24*Apdx_1!AP24*Apdx_1!AQ24),\nMIN(Apdx_1!AO24*Apdx_1!AQ24,Apdx_1!AO24*Apdx_1!AP24*Apdx_1!AQ24)))/1000","v":4653.8368408942715},3444.6630241625026,47547.432433644186,-933.54323311580629,1099.217846,-165.6746128841919,0,-6.4073013334564166E-2,5083.9161157632507,4653.8368408942715,0,9737.6888836441867,0.25754443086256235,0.12308564946334505,0.1344587813992173,null,{"$f":"(Emission_Summary!$G24*2000)/SUM(GWh_Summary!$C24:$F24)","v":1839.9866109207367},{"$f":"(Emission_Summary!$G24*2000)/(SUM(GWh_Summary!$C24:$F24,H24)+G24*0.058)","v":1696.2097605125475},{"$f":"Apdx_1!BC24","v":1186.7124341020524}]
[null,"Massachusetts",{"$f":"Apdx_1!G25*1/1000","v":2268.1329999999998},{"$f":"Apdx_1!H25*1/1000","v":23603.159816200001},{"$f":"Apdx_1!I25*1/1000","v":329.88323700000001},{"$f":"Apdx_1!J25*1/1000","v":34.98396912900008},{"$f":"INDEX(EIA_Generation!$N$5:$N$56,MATCH(B25,EIA_Generation!$I$5:$I$56,0))","v":5859.54},{"$f":"INDEX(EIA_Generation!$Y$5:$Y$56,MATCH(GWh_Summary!B25,EIA_Generation!$I$5:$I$56,0))","v":1843.4189900000001},2259.0024776709979,{"$f":"INDEX(EIA_Generation!$U$5:$U$56,MATCH(GWh_Summary!B25,EIA_Generation!$I$5:$I$56,0))","v":36198.121490000005},{"$f":"Apdx_1!N25*1/1000","v":4.6566128730773927E-13},{"$f":"Apdx_1!P25*1/1000","v":26201.176053200001},{"$f":"Apdx_1!O25*1/1000","v":5.8207660913467408E-14},{"$f":"Apdx_1!R25*1/1000","v":34.98396912900008},5519.6866799999998,{"$f":"Apdx_1!U25*1/1000","v":316.26046226356021},{"$f":"IF(CostData!$C$3=2020,Apdx_1!V25,IF(CostData!$C$3=2020,Apdx_1!AA25,Apdx_1!AE25))/1000","v":8613.4774210801752},{"$f":"IF(CostData!$C$3=2020,MIN(Apdx_1!AF25*Apdx_1!AQ25,Apdx_1!AF25*Apdx_1!AP25*Apdx_1!AQ25),\nIF(CostData!$C$3=2025,MIN(Apdx_1!AK25*Apdx_1!AQ25,Apdx_1!AK25*Apdx_1!AP25*Apdx_1!AQ25),\nMIN(Apdx_1!AO25*Apdx_1!AQ25,Apdx_1!AO25*Apdx_1!AP25*Apdx_1!AQ25)))/1000","v":5234.8167918280915},2259.0024776709979,48179.403855171819,-2268.1329999999994,2598.0162369999998,-329.88323699999995,0,-23.592857736440237,6770.0584310801751,5234.8167918280915,0,11981.282365171814,0.33099182697869362,0.14461570314565211,0.1863761238330415,null,{"$f":"(Emission_Summary!$G25*2000)/SUM(GWh_Summary!$C25:$F25)","v":907.70844691322952},{"$f":"(Emission_Summary!$G25*2000)/(SUM(GWh_Summary!$C25:$F25,H25)+G25*0.058)","v":837.97536095554983},{"$f":"Apdx_1!BC25","v":575.64490969352948}]
[null,"Michigan",{"$f":"Apdx_1!G26*1/1000","v":53210.78},{"$f":"Apdx_1!H26*1/1000","v":18499.950609700001},{"$f":"Apdx_1!I26*1/1000","v":774.87199999999996},{"$f":"Apdx_1!J26*1/1000","v":4299.1728757442997},{"$f":"INDEX(EIA_Generation!$N$5:$N$56,MATCH(B26,EIA_Generation!$I$5:$I$56,0))","v":28019.714},{"$f":"INDEX(EIA_Generation!$Y$5:$Y$56,MATCH(GWh_Summary!B26,EIA_Generation!$I$5:$I$56,0))","v":3785.4391300000007},-423.85094544429739,{"$f":"INDEX(EIA_Generation!$U$5:$U$56,MATCH(GWh_Summary!B26,EIA_Generation!$I$5:$I$56,0))","v":108166.07767},{"$f":"Apdx_1!N26*1/1000","v":41091.564491654841},{"$f":"Apdx_1!P26*1/1000","v":30795.649919999993},{"$f":"Apdx_1!O26*1/1000","v":598.38819804516254},{"$f":"Apdx_1!R26*1/1000","v":4299.1728757442997},26394.570587999999,{"$f":"Apdx_1!U26*1/1000","v":1827.9087970816611},{"$f":"IF(CostData!$C$3=2020,Apdx_1!V26,IF(CostData!$C$3=2020,Apdx_1!AA26,Apdx_1!AE26))/1000","v":8055.8592120751146},{"$f":"IF(CostData!$C$3=2020,MIN(Apdx_1!AF26*Apdx_1!AQ26,Apdx_1!AF26*Apdx_1!AP26*Apdx_1!AQ26),\nIF(CostData!$C$3=2025,MIN(Apdx_1!AK26*Apdx_1!AQ26,Apdx_1!AK26*Apdx_1!AP26*Apdx_1!AQ26),\nMIN(Apdx_1!AO26*Apdx_1!AQ26,Apdx_1!AO26*Apdx_1!AP26*Apdx_1!AQ26)))/1000","v":13262.541009107563},-423.85094544429739,125901.80414626435,-12119.215508345158,12295.699310299991,-176.48380195483742,0,202.7653850816605,4270.4200820751139,13262.541009107563,0,17735.726476264346,0.16396754748169418,0.12261275711198268,4.13547903697115E-2,null,{"$f":"(Emission_Summary!$G26*2000)/SUM(GWh_Summary!$C26:$F26)","v":1644.876921885731},{"$f":"(Emission_Summary!$G26*2000)/(SUM(GWh_Summary!$C26:$F26,H26)+G26*0.058)","v":1536.6014356432829},{"$f":"Apdx_1!BC26","v":1161.2726650816751}]
[null,"Minnesota",{"$f":"Apdx_1!G27*1/1000","v":21989.583999999999},{"$f":"Apdx_1!H27*1/1000","v":5715.5100219999995},{"$f":"Apdx_1!I27*1/1000","v":29.242999999999999},{"$f":"Apdx_1!J27*1/1000","v":97.924447742399991},{"$f":"INDEX(EIA_Generation!$N$5:$N$56,MATCH(B27,EIA_Generation!$I$5:$I$56,0))","v":11943.79},{"$f":"INDEX(EIA_Generation!$Y$5:$Y$56,MATCH(GWh_Summary!B27,EIA_Generation!$I$5:$I$56,0))","v":9453.8705100000006},2963.702200257605,{"$f":"INDEX(EIA_Generation!$U$5:$U$56,MATCH(GWh_Summary!B27,EIA_Generation!$I$5:$I$56,0))","v":52193.624179999999},{"$f":"Apdx_1!N27*1/1000","v":10699.000722071774},{"$f":"Apdx_1!P27*1/1000","v":17021.108159999996},{"$f":"Apdx_1!O27*1/1000","v":14.22813992822897},{"$f":"Apdx_1!R27*1/1000","v":97.924447742399991},11251.05018,{"$f":"Apdx_1!U27*1/1000","v":840.18954411773927},{"$f":"IF(CostData!$C$3=2020,Apdx_1!V27,IF(CostData!$C$3=2020,Apdx_1!AA27,Apdx_1!AE27))/1000","v":7888.5443585652001},{"$f":"IF(CostData!$C$3=2020,MIN(Apdx_1!AF27*Apdx_1!AQ27,Apdx_1!AF27*Apdx_1!AP27*Apdx_1!AQ27),\nIF(CostData!$C$3=2025,MIN(Apdx_1!AK27*Apdx_1!AQ27,Apdx_1!AK27*Apdx_1!AP27*Apdx_1!AQ27),\nMIN(Apdx_1!AO27*Apdx_1!AQ27,Apdx_1!AO27*Apdx_1!AP27*Apdx_1!AQ27)))/1000","v":7095.8304027061586},2963.702200257605,57871.578155389107,-11290.583277928225,11305.598137999998,-15.014860071771029,0,147.44972411773779,-1565.3261514348005,7095.8304027061586,0,5677.9539753891077,0.10878635206107866,0.13595205380325362,-2.7165701742174961E-2,null,{"$f":"(Emission_Summary!$G27*2000)/SUM(GWh_Summary!$C27:$F27)","v":1825.9881417355039},{"$f":"(Emission_Summary!$G27*2000)/(SUM(GWh_Summary!$C27:$F27,H27)+G27*0.058)","v":1338.1487388410599},{"$f":"Apdx_1!BC27","v":872.75923243264003}]
[null,"Mississippi",{"$f":"Apdx_1!G28*1/1000","v":7503.1139999999996},{"$f":"Apdx_1!H28*1/1000","v":31813.676742600001},{"$f":"Apdx_1!I28*1/1000","v":4402.7780000000002},{"$f":"Apdx_1!J28*1/1000","v":0},{"$f":"INDEX(EIA_Generation!$N$5:$N$56,MATCH(B28,EIA_Generation!$I$5:$I$56,0))","v":7296.134},{"$f":"INDEX(EIA_Generation!$Y$5:$Y$56,MATCH(GWh_Summary!B28,EIA_Generation!$I$5:$I$56,0))","v":1509.18994},2059.4023174000031,{"$f":"INDEX(EIA_Generation!$U$5:$U$56,MATCH(GWh_Summary!B28,EIA_Generation!$I$5:$I$56,0))","v":54584.294999999998},{"$f":"Apdx_1!N28*1/1000","v":0},{"$f":"Apdx_1!P28*1/1000","v":43719.5687426},{"$f":"Apdx_1!O28*1/1000","v":0},{"$f":"Apdx_1!R28*1/1000","v":6561.6480000000001},6872.9582279999995,{"$f":"Apdx_1!U28*1/1000","v":631.87426957287937},{"$f":"IF(CostData!$C$3=2020,Apdx_1!V28,IF(CostData!$C$3=2020,Apdx_1!AA28,Apdx_1!AE28))/1000","v":5458.4295010000005},{"$f":"IF(CostData!$C$3=2020,MIN(Apdx_1!AF28*Apdx_1!AQ28,Apdx_1!AF28*Apdx_1!AP28*Apdx_1!AQ28),\nIF(CostData!$C$3=2025,MIN(Apdx_1!AK28*Apdx_1!AQ28,Apdx_1!AK28*Apdx_1!AP28*Apdx_1!AQ28),\nMIN(Apdx_1!AO28*Apdx_1!AQ28,Apdx_1!AO28*Apdx_1!AP28*Apdx_1!AQ28)))/1000","v":4920.5270757302033},2059.4023174000031,70224.408134303085,-7503.1139999999996,11905.892,-4402.7780000000002,6561.6480000000001,208.69849757287921,3949.2395610000003,4920.5270757302033,0,15640.113134303087,0.28653137563291947,9.014547271756837E-2,0.1963859029153511,null,{"$f":"(Emission_Summary!$G28*2000)/SUM(GWh_Summary!$C28:$F28)","v":1074.7967018012607},{"$f":"(Emission_Summary!$G28*2000)/(SUM(GWh_Summary!$C28:$F28,H28)+G28*0.058)","v":1029.3024567327},{"$f":"Apdx_1!BC28","v":691.77415940892911}]
[null,"Missouri",{"$f":"Apdx_1!G29*1/1000","v":72939.512000000002},{"$f":"Apdx_1!H29*1/1000","v":4854.5690001000003},{"$f":"Apdx_1!I29*1/1000","v":0},{"$f":"Apdx_1!J29*1/1000","v":0},{"$f":"INDEX(EIA_Generation!$N$5:$N$56,MATCH(B29,EIA_Generation!$I$5:$I$56,0))","v":10718.329},{"$f":"INDEX(EIA_Generation!$Y$5:$Y$56,MATCH(GWh_Summary!B29,EIA_Generation!$I$5:$I$56,0))","v":1298.5789},1993.3316998999944,{"$f":"INDEX(EIA_Generation!$U$5:$U$56,MATCH(GWh_Summary!B29,EIA_Generation!$I$5:$I$56,0))","v":91804.320599999992},{"$f":"Apdx_1!N29*1/1000","v":65012.570440099997},{"$f":"Apdx_1!P29*1/1000","v":12781.510559999997},{"$f":"Apdx_1!O29*1/1000","v":0},{"$f":"Apdx_1!R29*1/1000","v":0},10096.665917999999,{"$f":"Apdx_1!U29*1/1000","v":549.6567111050631},{"$f":"IF(CostData!$C$3=2020,Apdx_1!V29,IF(CostData!$C$3=2020,Apdx_1!AA29,Apdx_1!AE29))/1000","v":2763.5284665563677},{"$f":"IF(CostData!$C$3=2020,MIN(Apdx_1!AF29*Apdx_1!AQ29,Apdx_1!AF29*Apdx_1!AP29*Apdx_1!AQ29),\nIF(CostData!$C$3=2025,MIN(Apdx_1!AK29*Apdx_1!AQ29,Apdx_1!AK29*Apdx_1!AP29*Apdx_1!AQ29),\nMIN(Apdx_1!AO29*Apdx_1!AQ29,Apdx_1!AO29*Apdx_1!AP29*Apdx_1!AQ29)))/1000","v":8741.1410774491742},1993.3316998999944,101938.4048731106,-7926.9415599000058,7926.9415598999967,0,0,-72.0063708949383,1464.9495665563677,8741.1410774491742,0,10134.08427311061,0.11038787942525888,9.5214920390676847E-2,1.5172959034582031E-2,null,{"$f":"(Emission_Summary!$G29*2000)/SUM(GWh_Summary!$C29:$F29)","v":1823.0678247074479},{"$f":"(Emission_Summary!$G29*2000)/(SUM(GWh_Summary!$C29:$F29,H29)+G29*0.058)","v":1779.1518602725153},{"$f":"Apdx_1!BC29","v":1544.4142493563741}]
[null,"Montana",{"$f":"Apdx_1!G30*1/1000","v":14447.406000000001},{"$f":"Apdx_1!H30*1/1000","v":0},{"$f":"Apdx_1!I30*1/1000","v":0},{"$f":"Apdx_1!J30*1/1000","v":257.5167018734},{"$f":"INDEX(EIA_Generation!$N$5:$N$56,MATCH(B30,EIA_Generation!$I$5:$I$56,0))","v":0},{"$f":"INDEX(EIA_Generation!$Y$5:$Y$56,MATCH(GWh_Summary!B30,EIA_Generation!$I$5:$I$56,0))","v":1261.7522200000001},11838.108698126602,{"$f":"INDEX(EIA_Generation!$U$5:$U$56,MATCH(GWh_Summary!B30,EIA_Generation!$I$5:$I$56,0))","v":27804.783620000002},{"$f":"Apdx_1!N30*1/1000","v":14447.406000000001},{"$f":"Apdx_1!P30*1/1000","v":0},{"$f":"Apdx_1!O30*1/1000","v":0},{"$f":"Apdx_1!R30*1/1000","v":257.5167018734},0,{"$f":"Apdx_1!U30*1/1000","v":0},{"$f":"IF(CostData!$C$3=2020,Apdx_1!V30,IF(CostData!$C$3=2020,Apdx_1!AA30,Apdx_1!AE30))/1000","v":2722.7061292376984},{"$f":"IF(CostData!$C$3=2020,MIN(Apdx_1!AF30*Apdx_1!AQ30,Apdx_1!AF30*Apdx_1!AP30*Apdx_1!AQ30),\nIF(CostData!$C$3=2025,MIN(Apdx_1!AK30*Apdx_1!AQ30,Apdx_1!AK30*Apdx_1!AP30*Apdx_1!AQ30),\nMIN(Apdx_1!AO30*Apdx_1!AQ30,Apdx_1!AO30*Apdx_1!AP30*Apdx_1!AQ30)))/1000","v":1624.3207865618806},11838.108698126602,30890.058315799582,0,0,0,0,0,1460.9539092376983,1624.3207865618806,0,3085.2746957995805,0.11096201063691573,5.8418753001677932E-2,5.2543257635237796E-2,null,{"$f":"(Emission_Summary!$G30*2000)/SUM(GWh_Summary!$C30:$F30)","v":2211.813241844573},{"$f":"(Emission_Summary!$G30*2000)/(SUM(GWh_Summary!$C30:$F30,H30)+G30*0.058)","v":2037.0266765904883},{"$f":"Apdx_1!BC30","v":1771.2714290773936}]
[null,"Nebraska",{"$f":"Apdx_1!G31*1/1000","v":24660.983},{"$f":"Apdx_1!H31*1/1000","v":423.63799900000004},{"$f":"Apdx_1!I31*1/1000","v":37.524000000000001},{"$f":"Apdx_1!J31*1/1000","v":0},{"$f":"INDEX(EIA_Generation!$N$5:$N$56,MATCH(B31,EIA_Generation!$I$5:$I$56,0))","v":5801.5780000000004},{"$f":"INDEX(EIA_Generation!$Y$5:$Y$56,MATCH(GWh_Summary!B31,EIA_Generation!$I$5:$I$56,0))","v":1346.76178},1946.8077909999956,{"$f":"INDEX(EIA_Generation!$U$5:$U$56,MATCH(GWh_Summary!B31,EIA_Generation!$I$5:$I$56,0))","v":34217.292569999998},{"$f":"Apdx_1!N31*1/1000","v":22208.869080452743},{"$f":"Apdx_1!P31*1/1000","v":2879.4830400000001},{"$f":"Apdx_1!O31*1/1000","v":33.792878547254539},{"$f":"Apdx_1!R31*1/1000","v":0},5465.0864760000004,{"$f":"Apdx_1!U31*1/1000","v":574.8300646808832},{"$f":"IF(CostData!$C$3=2020,Apdx_1!V31,IF(CostData!$C$3=2020,Apdx_1!AA31,Apdx_1!AE31))/1000","v":3819.426975649696},{"$f":"IF(CostData!$C$3=2020,MIN(Apdx_1!AF31*Apdx_1!AQ31,Apdx_1!AF31*Apdx_1!AP31*Apdx_1!AQ31),\nIF(CostData!$C$3=2025,MIN(Apdx_1!AK31*Apdx_1!AQ31,Apdx_1!AK31*Apdx_1!AP31*Apdx_1!AQ31),\nMIN(Apdx_1!AO31*Apdx_1!AQ31,Apdx_1!AO31*Apdx_1!AP31*Apdx_1!AQ31)))/1000","v":3448.2972888495492},1946.8077909999956,40376.593595180122,-2452.113919547257,2455.845041,-3.7311214527454624,0,238.33854068088294,2472.6651956496962,3448.2972888495492,0,6159.3010251801243,0.18000550489433784,0.100776450439356,7.9229054454981837E-2,null,{"$f":"(Emission_Summary!$G31*2000)/SUM(GWh_Summary!$C31:$F31)","v":1961.1483318119401},{"$f":"(Emission_Summary!$G31*2000)/(SUM(GWh_Summary!$C31:$F31,H31)+G31*0.058)","v":1837.9974137826011},{"$f":"Apdx_1!BC31","v":1478.940222784646}]
[null,"Nevada",{"$f":"Apdx_1!G32*1/1000","v":4133.6620000000003},{"$f":"Apdx_1!H32*1/1000","v":23783.255668000002},{"$f":"Apdx_1!I32*1/1000","v":279.983},{"$f":"Apdx_1!J32*1/1000","v":198.03666767519996},{"$f":"INDEX(EIA_Generation!$N$5:$N$56,MATCH(B32,EIA_Generation!$I$5:$I$56,0))","v":0},{"$f":"INDEX(EIA_Generation!$Y$5:$Y$56,MATCH(GWh_Summary!B32,EIA_Generation!$I$5:$I$56,0))","v":2968.6303499999995},3809.6955143248015,{"$f":"INDEX(EIA_Generation!$U$5:$U$56,MATCH(GWh_Summary!B32,EIA_Generation!$I$5:$I$56,0))","v":35173.263200000001},{"$f":"Apdx_1!N32*1/1000","v":0},{"$f":"Apdx_1!P32*1/1000","v":28196.900668000002},{"$f":"Apdx_1!O32*1/1000","v":0},{"$f":"Apdx_1!R32*1/1000","v":198.03666767519996},0,{"$f":"Apdx_1!U32*1/1000","v":0},{"$f":"IF(CostData!$C$3=2020,Apdx_1!V32,IF(CostData!$C$3=2020,Apdx_1!AA32,Apdx_1!AE32))/1000","v":6405.939233763389},{"$f":"IF(CostData!$C$3=2020,MIN(Apdx_1!AF32*Apdx_1!AQ32,Apdx_1!AF32*Apdx_1!AP32*Apdx_1!AQ32),\nIF(CostData!$C$3=2025,MIN(Apdx_1!AK32*Apdx_1!AQ32,Apdx_1!AK32*Apdx_1!AP32*Apdx_1!AQ32),\nMIN(Apdx_1!AO32*Apdx_1!AQ32,Apdx_1!AO32*Apdx_1!AP32*Apdx_1!AQ32)))/1000","v":3908.7608529588406},3809.6955143248015,42519.332936722232,-4133.6620000000003,4413.6450000000004,-279.983,0,0,3437.3088837633895,3908.7608529588406,0,7346.069736722231,0.20885380167746934,0.11112875227791888,9.7725049399550457E-2,null,{"$f":"(Emission_Summary!$G32*2000)/SUM(GWh_Summary!$C32:$F32)","v":989.34933160118987},{"$f":"(Emission_Summary!$G32*2000)/(SUM(GWh_Summary!$C32:$F32,H32)+G32*0.058)","v":895.70525124725293},{"$f":"Apdx_1!BC32","v":647.31205393369419}]
[null,"New Hampshire",{"$f":"Apdx_1!G33*1/1000","v":1281.3409999999999},{"$f":"Apdx_1!H33*1/1000","v":6946.8689998999998},{"$f":"Apdx_1!I33*1/1000","v":72.614000000000004},{"$f":"Apdx_1!J33*1/1000","v":0},{"$f":"INDEX(EIA_Generation!$N$5:$N$56,MATCH(B33,EIA_Generation!$I$5:$I$56,0))","v":8189.1809999999996},{"$f":"INDEX(EIA_Generation!$Y$5:$Y$56,MATCH(GWh_Summary!B33,EIA_Generation!$I$5:$I$56,0))","v":1381.2850600000002},1393.1448601000047,{"$f":"INDEX(EIA_Generation!$U$5:$U$56,MATCH(GWh_Summary!B33,EIA_Generation!$I$5:$I$56,0))","v":19264.434920000003},{"$f":"Apdx_1!N33*1/1000","v":0},{"$f":"Apdx_1!P33*1/1000","v":8300.8239998999998},{"$f":"Apdx_1!O33*1/1000","v":0},{"$f":"Apdx_1!R33*1/1000","v":0},7714.2085019999995,{"$f":"Apdx_1!U33*1/1000","v":575.61528855389054},{"$f":"IF(CostData!$C$3=2020,Apdx_1!V33,IF(CostData!$C$3=2020,Apdx_1!AA33,Apdx_1!AE33))/1000","v":4822.2230163039412},{"$f":"IF(CostData!$C$3=2020,MIN(Apdx_1!AF33*Apdx_1!AQ33,Apdx_1!AF33*Apdx_1!AP33*Apdx_1!AQ33),\nIF(CostData!$C$3=2025,MIN(Apdx_1!AK33*Apdx_1!AQ33,Apdx_1!AK33*Apdx_1!AP33*Apdx_1!AQ33),\nMIN(Apdx_1!AO33*Apdx_1!AQ33,Apdx_1!AO33*Apdx_1!AP33*Apdx_1!AQ33)))/1000","v":1286.0542808481123},1393.1448601000047,24092.06994770595,-1281.3409999999999,1353.9549999999999,-72.614000000000004,0,100.64279055389034,3440.9379563039411,1286.0542808481123,0,4827.6350277059464,0.25059832005214849,6.6757955070509384E-2,0.18384036498163911,null,{"$f":"(Emission_Summary!$G33*2000)/SUM(GWh_Summary!$C33:$F33)","v":1014.6242675475083},{"$f":"(Emission_Summary!$G33*2000)/(SUM(GWh_Summary!$C33:$F33,H33)+G33*0.058)","v":829.19659775584489},{"$f":"Apdx_1!BC33","v":486.13625709794945}]
[null,"New Jersey",{"$f":"Apdx_1!G34*1/1000","v":2602.9899999999998},{"$f":"Apdx_1!H34*1/1000","v":20015.729511599999},{"$f":"Apdx_1!I34*1/1000","v":173.97200000000001},{"$f":"Apdx_1!J34*1/1000","v":2295.2151743479999},{"$f":"INDEX(EIA_Generation!$N$5:$N$56,MATCH(B34,EIA_Generation!$I$5:$I$56,0))","v":33110.224000000002},{"$f":"INDEX(EIA_Generation!$Y$5:$Y$56,MATCH(GWh_Summary!B34,EIA_Generation!$I$5:$I$56,0))","v":1280.7146399999999},5784.5626240519996,{"$f":"INDEX(EIA_Generation!$U$5:$U$56,MATCH(GWh_Summary!B34,EIA_Generation!$I$5:$I$56,0))","v":65263.407950000001},{"$f":"Apdx_1!N34*1/1000","v":0},{"$f":"Apdx_1!P34*1/1000","v":22792.691511599998},{"$f":"Apdx_1!O34*1/1000","v":0},{"$f":"Apdx_1!R34*1/1000","v":2295.2151743479999},31189.831008000001,{"$f":"Apdx_1!U34*1/1000","v":1616.036920288474},{"$f":"IF(CostData!$C$3=2020,Apdx_1!V34,IF(CostData!$C$3=2020,Apdx_1!AA34,Apdx_1!AE34))/1000","v":10147.465721223754},{"$f":"IF(CostData!$C$3=2020,MIN(Apdx_1!AF34*Apdx_1!AQ34,Apdx_1!AF34*Apdx_1!AP34*Apdx_1!AQ34),\nIF(CostData!$C$3=2025,MIN(Apdx_1!AK34*Apdx_1!AQ34,Apdx_1!AK34*Apdx_1!AP34*Apdx_1!AQ34),\nMIN(Apdx_1!AO34*Apdx_1!AQ34,Apdx_1!AO34*Apdx_1!AP34*Apdx_1!AQ34)))/1000","v":5889.3510607682701},5784.5626240519996,79715.15402028049,-2602.9899999999998,2776.9619999999995,-173.97200000000001,0,-304.35607171152515,8866.7510812237542,5889.3510607682701,0,14451.746070280489,0.22143719619043414,9.0239710823563732E-2,0.13119748536687043,null,{"$f":"(Emission_Summary!$G34*2000)/SUM(GWh_Summary!$C34:$F34)","v":938.41072326132053},{"$f":"(Emission_Summary!$G34*2000)/(SUM(GWh_Summary!$C34:$F34,H34)+G34*0.058)","v":832.22272765213484},{"$f":"Apdx_1!BC34","v":531.08638610036337}]
[null,"New Mexico",{"$f":"Apdx_1!G35*1/1000","v":11353.986999999999},{"$f":"Apdx_1!H35*1/1000","v":5730.9570000000003},{"$f":"Apdx_1!I35*1/1000","v":2208.0010000000002},{"$f":"Apdx_1!J35*1/1000","v":0},{"$f":"INDEX(EIA_Generation!$N$5:$N$56,MATCH(B35,EIA_Generation!$I$5:$I$56,0))","v":0},{"$f":"INDEX(EIA_Generation!$Y$5:$Y$56,MATCH(GWh_Summary!B35,EIA_Generation!$I$5:$I$56,0))","v":2573.85131},14769.113129999998,{"$f":"INDEX(EIA_Generation!$U$5:$U$56,MATCH(GWh_Summary!B35,EIA_Generation!$I$5:$I$56,0))","v":36635.909439999996},{"$f":"Apdx_1!N35*1/1000","v":7594.3186524115445},{"$f":"Apdx_1!P35*1/1000","v":10221.765120000002},{"$f":"Apdx_1!O35*1/1000","v":1476.8612275884539},{"$f":"Apdx_1!R35*1/1000","v":0},0,{"$f":"Apdx_1!U35*1/1000","v":0},{"$f":"IF(CostData!$C$3=2020,Apdx_1!V35,IF(CostData!$C$3=2020,Apdx_1!AA35,Apdx_1!AE35))/1000","v":4721.9956329768756},{"$f":"IF(CostData!$C$3=2020,MIN(Apdx_1!AF35*Apdx_1!AQ35,Apdx_1!AF35*Apdx_1!AP35*Apdx_1!AQ35),\nIF(CostData!$C$3=2025,MIN(Apdx_1!AK35*Apdx_1!AQ35,Apdx_1!AK35*Apdx_1!AP35*Apdx_1!AQ35),\nMIN(Apdx_1!AO35*Apdx_1!AQ35,Apdx_1!AO35*Apdx_1!AP35*Apdx_1!AQ35)))/1000","v":2641.8663685453148},14769.113129999998,41425.920131522187,-3759.6683475884547,4490.8081200000015,-731.13977241154635,0,0,2148.1443229768756,2641.8663685453148,0,4790.0106915221913,0.13074632961867569,7.2111390407053999E-2,5.8634939211621689E-2,null,{"$f":"(Emission_Summary!$G35*2000)/SUM(GWh_Summary!$C35:$F35)","v":1630.3464957520171},{"$f":"(Emission_Summary!$G35*2000)/(SUM(GWh_Summary!$C35:$F35,H35)+G35*0.058)","v":1438.4450665551749},{"$f":"Apdx_1!BC35","v":1047.6213492874169}]
[null,"New York",{"$f":"Apdx_1!G36*1/1000","v":4156.1434079999999},{"$f":"Apdx_1!H36*1/1000","v":44002.776772899997},{"$f":"Apdx_1!I36*1/1000","v":12502.558000000001},{"$f":"Apdx_1!J36*1/1000","v":2590.2114823018005},{"$f":"INDEX(EIA_Generation!$N$5:$N$56,MATCH(B36,EIA_Generation!$I$5:$I$56,0))","v":40774.559999999998},{"$f":"INDEX(EIA_Generation!$Y$5:$Y$56,MATCH(GWh_Summary!B36,EIA_Generation!$I$5:$I$56,0))","v":5192.4274400000004},26549.573966798198,{"$f":"INDEX(EIA_Generation!$U$5:$U$56,MATCH(GWh_Summary!B36,EIA_Generation!$I$5:$I$56,0))","v":135768.25107},{"$f":"Apdx_1!N36*1/1000","v":27.582203066219577},{"$f":"Apdx_1!P36*1/1000","v":60550.922880000006},{"$f":"Apdx_1!O36*1/1000","v":82.973097833776848},{"$f":"Apdx_1!R36*1/1000","v":2590.2114823018005},38409.635519999996,{"$f":"Apdx_1!U36*1/1000","v":2410.6372901322052},{"$f":"IF(CostData!$C$3=2020,Apdx_1!V36,IF(CostData!$C$3=2020,Apdx_1!AA36,Apdx_1!AE36))/1000","v":24261.905056667081},{"$f":"IF(CostData!$C$3=2020,MIN(Apdx_1!AF36*Apdx_1!AQ36,Apdx_1!AF36*Apdx_1!AP36*Apdx_1!AQ36),\nIF(CostData!$C$3=2025,MIN(Apdx_1!AK36*Apdx_1!AQ36,Apdx_1!AK36*Apdx_1!AP36*Apdx_1!AQ36),\nMIN(Apdx_1!AO36*Apdx_1!AQ36,Apdx_1!AO36*Apdx_1!AP36*Apdx_1!AQ36)))/1000","v":16847.623862426266},26549.573966798198,171731.06535922553,-4128.5612049337806,16548.146107100009,-12419.584902166223,0,45.712810132201412,19069.477616667082,16847.623862426266,0,35962.814289225527,0.2648838296567852,0.12409104285905467,0.14079278679773052,null,{"$f":"(Emission_Summary!$G36*2000)/SUM(GWh_Summary!$C36:$F36)","v":993.9471656245438},{"$f":"(Emission_Summary!$G36*2000)/(SUM(GWh_Summary!$C36:$F36,H36)+G36*0.058)","v":887.86454746504012},{"$f":"Apdx_1!BC36","v":549.13660729089474}]
[null,"North Carolina",{"$f":"Apdx_1!G37*1/1000","v":50607.838000000003},{"$f":"Apdx_1!H37*1/1000","v":15195.3350018},{"$f":"Apdx_1!I37*1/1000","v":0},{"$f":"Apdx_1!J37*1/1000","v":362.53125863500009},{"$f":"INDEX(EIA_Generation!$N$5:$N$56,MATCH(B37,EIA_Generation!$I$5:$I$56,0))","v":39385.591999999997},{"$f":"INDEX(EIA_Generation!$Y$5:$Y$56,MATCH(GWh_Summary!B37,EIA_Generation!$I$5:$I$56,0))","v":2703.91932},8426.5475195649778,{"$f":"INDEX(EIA_Generation!$U$5:$U$56,MATCH(GWh_Summary!B37,EIA_Generation!$I$5:$I$56,0))","v":116681.7631},{"$f":"Apdx_1!N37*1/1000","v":33884.576521799994},{"$f":"Apdx_1!P37*1/1000","v":31918.59648},{"$f":"Apdx_1!O37*1/1000","v":0},{"$f":"Apdx_1!R37*1/1000","v":11227.900058634999},37101.227663999998,{"$f":"Apdx_1!U37*1/1000","v":2295.6250875564401},{"$f":"IF(CostData!$C$3=2020,Apdx_1!V37,IF(CostData!$C$3=2020,Apdx_1!AA37,Apdx_1!AE37))/1000","v":11668.176311000001},{"$f":"IF(CostData!$C$3=2020,MIN(Apdx_1!AF37*Apdx_1!AQ37,Apdx_1!AF37*Apdx_1!AP37*Apdx_1!AQ37),\nIF(CostData!$C$3=2025,MIN(Apdx_1!AK37*Apdx_1!AQ37,Apdx_1!AK37*Apdx_1!AP37*Apdx_1!AQ37),\nMIN(Apdx_1!AO37*Apdx_1!AQ37,Apdx_1!AO37*Apdx_1!AP37*Apdx_1!AQ37)))/1000","v":12169.414476055143},8426.5475195649778,148692.06411861157,-16723.261478200009,16723.261478200002,0,10865.3688,11.260751556437754,8964.256991000002,12169.414476055143,0,32010.301018611572,0.27433850987645536,0.10429577127340428,0.17004273860305108,null,{"$f":"(Emission_Summary!$G37*2000)/SUM(GWh_Summary!$C37:$F37)","v":1606.8312353930382},{"$f":"(Emission_Summary!$G37*2000)/(SUM(GWh_Summary!$C37:$F37,H37)+G37*0.058)","v":1494.1835788923966},{"$f":"Apdx_1!BC37","v":992.19803486218882}]
[null,"North Dakota",{"$f":"Apdx_1!G38*1/1000","v":28186.690999999999},{"$f":"Apdx_1!H38*1/1000","v":0},{"$f":"Apdx_1!I38*1/1000","v":0},{"$f":"Apdx_1!J38*1/1000","v":0},{"$f":"INDEX(EIA_Generation!$N$5:$N$56,MATCH(B38,EIA_Generation!$I$5:$I$56,0))","v":0},{"$f":"INDEX(EIA_Generation!$Y$5:$Y$56,MATCH(GWh_Summary!B38,EIA_Generation!$I$5:$I$56,0))","v":5280.0519999999997},2658.4158599999937,{"$f":"INDEX(EIA_Generation!$U$5:$U$56,MATCH(GWh_Summary!B38,EIA_Generation!$I$5:$I$56,0))","v":36125.158859999996},{"$f":"Apdx_1!N38*1/1000","v":28186.690999999999},{"$f":"Apdx_1!P38*1/1000","v":0},{"$f":"Apdx_1!O38*1/1000","v":0},{"$f":"Apdx_1!R38*1/1000","v":0},0,{"$f":"Apdx_1!U38*1/1000","v":0},{"$f":"IF(CostData!$C$3=2020,Apdx_1!V38,IF(CostData!$C$3=2020,Apdx_1!AA38,Apdx_1!AE38))/1000","v":5459.9565101004},{"$f":"IF(CostData!$C$3=2020,MIN(Apdx_1!AF38*Apdx_1!AQ38,Apdx_1!AF38*Apdx_1!AP38*Apdx_1!AQ38),\nIF(CostData!$C$3=2025,MIN(Apdx_1!AK38*Apdx_1!AQ38,Apdx_1!AK38*Apdx_1!AP38*Apdx_1!AQ38),\nMIN(Apdx_1!AO38*Apdx_1!AQ38,Apdx_1!AO38*Apdx_1!AP38*Apdx_1!AQ38)))/1000","v":1536.491071611664},2658.4158599999937,37841.554441712055,0,0,0,0,0,179.90451010040033,1536.491071611664,0,1716.3955817120586,4.7512471526113001E-2,4.2532437782936965E-2,4.9800337431760364E-3,null,{"$f":"(Emission_Summary!$G38*2000)/SUM(GWh_Summary!$C38:$F38)","v":2147.6372532169003},{"$f":"(Emission_Summary!$G38*2000)/(SUM(GWh_Summary!$C38:$F38,H38)+G38*0.058)","v":1808.8042698542106},{"$f":"Apdx_1!BC38","v":1783.1628631579874}]
[null,"Ohio",{"$f":"Apdx_1!G39*1/1000","v":86473.074999999997},{"$f":"Apdx_1!H39*1/1000","v":20907.183119900001},{"$f":"Apdx_1!I39*1/1000","v":321.60199999999998},{"$f":"Apdx_1!J39*1/1000","v":214.1783423119},{"$f":"INDEX(EIA_Generation!$N$5:$N$56,MATCH(B39,EIA_Generation!$I$5:$I$56,0))","v":17086.998},{"$f":"INDEX(EIA_Generation!$Y$5:$Y$56,MATCH(GWh_Summary!B39,EIA_Generation!$I$5:$I$56,0))","v":1738.62175},3004.0723977880989,{"$f":"INDEX(EIA_Generation!$U$5:$U$56,MATCH(GWh_Summary!B39,EIA_Generation!$I$5:$I$56,0))","v":129745.73061},{"$f":"Apdx_1!N39*1/1000","v":79993.007737065971},{"$f":"Apdx_1!P39*1/1000","v":27411.350399999999},{"$f":"Apdx_1!O39*1/1000","v":297.50198283403114},{"$f":"Apdx_1!R39*1/1000","v":2818.1951423119003},16095.952115999999,{"$f":"Apdx_1!U39*1/1000","v":993.07725115620633},{"$f":"IF(CostData!$C$3=2020,Apdx_1!V39,IF(CostData!$C$3=2020,Apdx_1!AA39,Apdx_1!AE39))/1000","v":13775.593765601883},{"$f":"IF(CostData!$C$3=2020,MIN(Apdx_1!AF39*Apdx_1!AQ39,Apdx_1!AF39*Apdx_1!AP39*Apdx_1!AQ39),\nIF(CostData!$C$3=2025,MIN(Apdx_1!AK39*Apdx_1!AQ39,Apdx_1!AK39*Apdx_1!AP39*Apdx_1!AQ39),\nMIN(Apdx_1!AO39*Apdx_1!AQ39,Apdx_1!AO39*Apdx_1!AP39*Apdx_1!AQ39)))/1000","v":16284.583823605097},3004.0723977880989,160673.33461636316,-6480.0672629340261,6504.1672800999986,-24.100017165968836,2604.0168000000003,2.031367156203487,12036.972015601883,16284.583823605097,0,30927.604006363166,0.23837088018971361,0.12551151970121152,0.11285936048850209,null,{"$f":"(Emission_Summary!$G39*2000)/SUM(GWh_Summary!$C39:$F39)","v":1720.6362487647673},{"$f":"(Emission_Summary!$G39*2000)/(SUM(GWh_Summary!$C39:$F39,H39)+G39*0.058)","v":1678.1875605702492},{"$f":"Apdx_1!BC39","v":1338.3405300152783}]
[null,"Oklahoma",{"$f":"Apdx_1!G40*1/1000","v":29102.16},{"$f":"Apdx_1!H40*1/1000","v":29943.376000300002},{"$f":"Apdx_1!I40*1/1000","v":8488.7577227000002},{"$f":"Apdx_1!J40*1/1000","v":13.846757718600028},{"$f":"INDEX(EIA_Generation!$N$5:$N$56,MATCH(B40,EIA_Generation!$I$5:$I$56,0))","v":0},{"$f":"INDEX(EIA_Generation!$Y$5:$Y$56,MATCH(GWh_Summary!B40,EIA_Generation!$I$5:$I$56,0))","v":8520.7240499999989},1827.7235792813881,{"$f":"INDEX(EIA_Generation!$U$5:$U$56,MATCH(GWh_Summary!B40,EIA_Generation!$I$5:$I$56,0))","v":77896.588109999997},{"$f":"Apdx_1!N40*1/1000","v":14034.40112997667},{"$f":"Apdx_1!P40*1/1000","v":49406.222880000001},{"$f":"Apdx_1!O40*1/1000","v":4093.6697130233301},{"$f":"Apdx_1!R40*1/1000","v":13.846757718600028},0,{"$f":"Apdx_1!U40*1/1000","v":0},{"$f":"IF(CostData!$C$3=2020,Apdx_1!V40,IF(CostData!$C$3=2020,Apdx_1!AA40,Apdx_1!AE40))/1000","v":15579.317626},{"$f":"IF(CostData!$C$3=2020,MIN(Apdx_1!AF40*Apdx_1!AQ40,Apdx_1!AF40*Apdx_1!AP40*Apdx_1!AQ40),\nIF(CostData!$C$3=2025,MIN(Apdx_1!AK40*Apdx_1!AQ40,Apdx_1!AK40*Apdx_1!AP40*Apdx_1!AQ40),\nMIN(Apdx_1!AO40*Apdx_1!AQ40,Apdx_1!AO40*Apdx_1!AP40*Apdx_1!AQ40)))/1000","v":6362.3229503799339},1827.7235792813881,91317.504636379934,-15067.75887002333,19462.846879699999,-4395.0880096766705,0,0,7058.5935760000011,6362.3229503799339,0,13420.916526379937,0.17229145527436807,8.1676529161912925E-2,9.0614926112455141E-2,null,{"$f":"(Emission_Summary!$G40*2000)/SUM(GWh_Summary!$C40:$F40)","v":1416.7516306163202},{"$f":"(Emission_Summary!$G40*2000)/(SUM(GWh_Summary!$C40:$F40,H40)+G40*0.058)","v":1258.0566143788383},{"$f":"Apdx_1!BC40","v":895.30379340656816}]
[null,"Oregon",{"$f":"Apdx_1!G41*1/1000","v":2640.259},{"$f":"Apdx_1!H41*1/1000","v":11424.2909999},{"$f":"Apdx_1!I41*1/1000","v":0},{"$f":"Apdx_1!J41*1/1000","v":123.81630492919997},{"$f":"INDEX(EIA_Generation!$N$5:$N$56,MATCH(B41,EIA_Generation!$I$5:$I$56,0))","v":0},{"$f":"INDEX(EIA_Generation!$Y$5:$Y$56,MATCH(GWh_Summary!B41,EIA_Generation!$I$5:$I$56,0))","v":7207.22937},39537.1188451708,{"$f":"INDEX(EIA_Generation!$U$5:$U$56,MATCH(GWh_Summary!B41,EIA_Generation!$I$5:$I$56,0))","v":60932.714520000001},{"$f":"Apdx_1!N41*1/1000","v":0},{"$f":"Apdx_1!P41*1/1000","v":14064.5499999},{"$f":"Apdx_1!O41*1/1000","v":0},{"$f":"Apdx_1!R41*1/1000","v":123.81630492919997},0,{"$f":"Apdx_1!U41*1/1000","v":0},{"$f":"IF(CostData!$C$3=2020,Apdx_1!V41,IF(CostData!$C$3=2020,Apdx_1!AA41,Apdx_1!AE41))/1000","v":12567.3723718125},{"$f":"IF(CostData!$C$3=2020,MIN(Apdx_1!AF41*Apdx_1!AQ41,Apdx_1!AF41*Apdx_1!AP41*Apdx_1!AQ41),\nIF(CostData!$C$3=2025,MIN(Apdx_1!AK41*Apdx_1!AQ41,Apdx_1!AK41*Apdx_1!AP41*Apdx_1!AQ41),\nMIN(Apdx_1!AO41*Apdx_1!AQ41,Apdx_1!AO41*Apdx_1!AP41*Apdx_1!AQ41)))/1000","v":5727.909966715295},39537.1188451708,72020.767488527796,-2640.259,2640.259,0,0,0,5360.1430018125002,5727.909966715295,0,11088.052968527794,0.18197208274527721,9.4003853460938758E-2,8.7968229284338451E-2,null,{"$f":"(Emission_Summary!$G41*2000)/SUM(GWh_Summary!$C41:$F41)","v":980.28091366104093},{"$f":"(Emission_Summary!$G41*2000)/(SUM(GWh_Summary!$C41:$F41,H41)+G41*0.058)","v":650.06765392459806},{"$f":"Apdx_1!BC41","v":372.35316403718747}]
[null,"Pennsylvania",{"$f":"Apdx_1!G42*1/1000","v":87052.562000000005},{"$f":"Apdx_1!H42*1/1000","v":50028.719112699997},{"$f":"Apdx_1!I42*1/1000","v":1638.3869999999999},{"$f":"Apdx_1!J42*1/1000","v":3804.2053246400005},{"$f":"INDEX(EIA_Generation!$N$5:$N$56,MATCH(B42,EIA_Generation!$I$5:$I$56,0))","v":75174.407999999996},{"$f":"INDEX(EIA_Generation!$Y$5:$Y$56,MATCH(GWh_Summary!B42,EIA_Generation!$I$5:$I$56,0))","v":4459.1176100000002},1262.3164226600202,{"$f":"INDEX(EIA_Generation!$U$5:$U$56,MATCH(GWh_Summary!B42,EIA_Generation!$I$5:$I$56,0))","v":223419.71547},{"$f":"Apdx_1!N42*1/1000","v":78328.89448585319},{"$f":"Apdx_1!P42*1/1000","v":58916.57183999999},{"$f":"Apdx_1!O42*1/1000","v":1474.2017868468197},{"$f":"Apdx_1!R42*1/1000","v":3804.2053246400005},70814.292335999999,{"$f":"Apdx_1!U42*1/1000","v":4480.3950401000939},{"$f":"IF(CostData!$C$3=2020,Apdx_1!V42,IF(CostData!$C$3=2020,Apdx_1!AA42,Apdx_1!AE42))/1000","v":35330.854884566805},{"$f":"IF(CostData!$C$3=2020,MIN(Apdx_1!AF42*Apdx_1!AQ42,Apdx_1!AF42*Apdx_1!AP42*Apdx_1!AQ42),\nIF(CostData!$C$3=2025,MIN(Apdx_1!AK42*Apdx_1!AQ42,Apdx_1!AK42*Apdx_1!AP42*Apdx_1!AQ42),\nMIN(Apdx_1!AO42*Apdx_1!AQ42,Apdx_1!AO42*Apdx_1!AP42*Apdx_1!AQ42)))/1000","v":18188.84518760076},1262.3164226600202,272600.5773082677,-8723.6675141468149,8887.8527272999927,-164.18521315318026,0,120.27937610009394,30871.737274566804,18188.84518760076,0,49180.861838267709,0.22012767196846394,8.141110174336022E-2,0.13871657022510372,null,{"$f":"(Emission_Summary!$G42*2000)/SUM(GWh_Summary!$C42:$F42)","v":1475.7225253768318},{"$f":"(Emission_Summary!$G42*2000)/(SUM(GWh_Summary!$C42:$F42,H42)+G42*0.058)","v":1389.7275865797978},{"$f":"Apdx_1!BC42","v":1051.9570690241305}]
[null,"Rhode Island",{"$f":"Apdx_1!G43*1/1000","v":0},{"$f":"Apdx_1!H43*1/1000","v":8140.0172831},{"$f":"Apdx_1!I43*1/1000","v":0},{"$f":"Apdx_1!J43*1/1000","v":0},{"$f":"INDEX(EIA_Generation!$N$5:$N$56,MATCH(B43,EIA_Generation!$I$5:$I$56,0))","v":0},{"$f":"INDEX(EIA_Generation!$Y$5:$Y$56,MATCH(GWh_Summary!B43,EIA_Generation!$I$5:$I$56,0))","v":101.895},67.123546900000292,{"$f":"INDEX(EIA_Generation!$U$5:$U$56,MATCH(GWh_Summary!B43,EIA_Generation!$I$5:$I$56,0))","v":8309.0358300000007},{"$f":"Apdx_1!N43*1/1000","v":0},{"$f":"Apdx_1!P43*1/1000","v":8140.0172831},{"$f":"Apdx_1!O43*1/1000","v":0},{"$f":"Apdx_1!R43*1/1000","v":0},0,{"$f":"Apdx_1!U43*1/1000","v":0},{"$f":"IF(CostData!$C$3=2020,Apdx_1!V43,IF(CostData!$C$3=2020,Apdx_1!AA43,Apdx_1!AE43))/1000","v":476.11003606996815},{"$f":"IF(CostData!$C$3=2020,MIN(Apdx_1!AF43*Apdx_1!AQ43,Apdx_1!AF43*Apdx_1!AP43*Apdx_1!AQ43),\nIF(CostData!$C$3=2025,MIN(Apdx_1!AK43*Apdx_1!AQ43,Apdx_1!AK43*Apdx_1!AP43*Apdx_1!AQ43),\nMIN(Apdx_1!AO43*Apdx_1!AQ43,Apdx_1!AO43*Apdx_1!AP43*Apdx_1!AQ43)))/1000","v":935.11790729408483},67.123546900000292,9618.3687733640527,0,0,0,0,0,374.21503606996816,935.11790729408483,0,1309.332943364052,0.15757940754529781,0.1125422884708014,4.5037119074496409E-2,null,{"$f":"(Emission_Summary!$G43*2000)/SUM(GWh_Summary!$C43:$F43)","v":832.51848331299993},{"$f":"(Emission_Summary!$G43*2000)/(SUM(GWh_Summary!$C43:$F43,H43)+G43*0.058)","v":822.22603321848476},{"$f":"Apdx_1!BC43","v":782.26144999347662}]
[null,"South Carolina",{"$f":"Apdx_1!G44*1/1000","v":28460.317999999999},{"$f":"Apdx_1!H44*1/1000","v":11209.393612},{"$f":"Apdx_1!I44*1/1000","v":405.61599999999999},{"$f":"Apdx_1!J44*1/1000","v":14.6708146452},{"$f":"INDEX(EIA_Generation!$N$5:$N$56,MATCH(B44,EIA_Generation!$I$5:$I$56,0))","v":51145.302000000003},{"$f":"INDEX(EIA_Generation!$Y$5:$Y$56,MATCH(GWh_Summary!B44,EIA_Generation!$I$5:$I$56,0))","v":2143.47262},3376.9088333547843,{"$f":"INDEX(EIA_Generation!$U$5:$U$56,MATCH(GWh_Summary!B44,EIA_Generation!$I$5:$I$56,0))","v":96755.681879999989},{"$f":"Apdx_1!N44*1/1000","v":22299.837719094747},{"$f":"Apdx_1!P44*1/1000","v":17457.672959999996},{"$f":"Apdx_1!O44*1/1000","v":317.81693290525897},{"$f":"Apdx_1!R44*1/1000","v":14.6708146452},48178.874484,{"$f":"Apdx_1!U44*1/1000","v":20340.660485616932},{"$f":"IF(CostData!$C$3=2020,Apdx_1!V44,IF(CostData!$C$3=2020,Apdx_1!AA44,Apdx_1!AE44))/1000","v":9675.5681879999993},{"$f":"IF(CostData!$C$3=2020,MIN(Apdx_1!AF44*Apdx_1!AQ44,Apdx_1!AF44*Apdx_1!AP44*Apdx_1!AQ44),\nIF(CostData!$C$3=2025,MIN(Apdx_1!AK44*Apdx_1!AQ44,Apdx_1!AK44*Apdx_1!AP44*Apdx_1!AQ44),\nMIN(Apdx_1!AO44*Apdx_1!AQ44,Apdx_1!AO44*Apdx_1!AP44*Apdx_1!AQ44)))/1000","v":8553.4023461489487},3376.9088333547843,130215.41276376588,-6160.4802809052526,6248.2793479999964,-87.799067094741019,0,17374.232969616925,7532.0955679999988,8553.4023461489487,0,33459.730883765893,0.3458167027882032,8.8402067764425427E-2,0.25741463502377776,null,{"$f":"(Emission_Summary!$G44*2000)/SUM(GWh_Summary!$C44:$F44)","v":1624.2703020353435},{"$f":"(Emission_Summary!$G44*2000)/(SUM(GWh_Summary!$C44:$F44,H44)+G44*0.058)","v":1440.6446900050887},{"$f":"Apdx_1!BC44","v":771.74969795971606}]
[null,"South Dakota",{"$f":"Apdx_1!G45*1/1000","v":2923.1610000000001},{"$f":"Apdx_1!H45*1/1000","v":27.096},{"$f":"Apdx_1!I45*1/1000","v":0},{"$f":"Apdx_1!J45*1/1000","v":0},{"$f":"INDEX(EIA_Generation!$N$5:$N$56,MATCH(B45,EIA_Generation!$I$5:$I$56,0))","v":0},{"$f":"INDEX(EIA_Generation!$Y$5:$Y$56,MATCH(GWh_Summary!B45,EIA_Generation!$I$5:$I$56,0))","v":2914.6660000000002},6169.2829999999994,{"$f":"INDEX(EIA_Generation!$U$5:$U$56,MATCH(GWh_Summary!B45,EIA_Generation!$I$5:$I$56,0))","v":12034.206},{"$f":"Apdx_1!N45*1/1000","v":958.0458000000001},{"$f":"Apdx_1!P45*1/1000","v":1992.2112},{"$f":"Apdx_1!O45*1/1000","v":0},{"$f":"Apdx_1!R45*1/1000","v":0},0,{"$f":"Apdx_1!U45*1/1000","v":0},{"$f":"IF(CostData!$C$3=2020,Apdx_1!V45,IF(CostData!$C$3=2020,Apdx_1!AA45,Apdx_1!AE45))/1000","v":1818.8498948399999},{"$f":"IF(CostData!$C$3=2020,MIN(Apdx_1!AF45*Apdx_1!AQ45,Apdx_1!AF45*Apdx_1!AP45*Apdx_1!AQ45),\nIF(CostData!$C$3=2025,MIN(Apdx_1!AK45*Apdx_1!AQ45,Apdx_1!AK45*Apdx_1!AP45*Apdx_1!AQ45),\nMIN(Apdx_1!AO45*Apdx_1!AQ45,Apdx_1!AO45*Apdx_1!AP45*Apdx_1!AQ45)))/1000","v":1028.767707530599},6169.2829999999994,11967.157602370598,-1965.1152,1965.1152,0,0,0,-1095.8161051600002,1028.767707530599,0,-67.048397629401734,-5.5714849512632355E-3,8.5486961709862613E-2,-9.105844666112585E-2,null,{"$f":"(Emission_Summary!$G45*2000)/SUM(GWh_Summary!$C45:$F45)","v":2045.8112363673383},{"$f":"(Emission_Summary!$G45*2000)/(SUM(GWh_Summary!$C45:$F45,H45)+G45*0.058)","v":1029.1130711812234},{"$f":"Apdx_1!BC45","v":740.6736579425733}]
[null,"Tennessee",{"$f":"Apdx_1!G46*1/1000","v":34373.696000000004},{"$f":"Apdx_1!H46*1/1000","v":6548.8969570000008},{"$f":"Apdx_1!I46*1/1000","v":0},{"$f":"Apdx_1!J46*1/1000","v":0},{"$f":"INDEX(EIA_Generation!$N$5:$N$56,MATCH(B46,EIA_Generation!$I$5:$I$56,0))","v":25102.100999999999},{"$f":"INDEX(EIA_Generation!$Y$5:$Y$56,MATCH(GWh_Summary!B46,EIA_Generation!$I$5:$I$56,0))","v":836.45785000000001},10863.111992999999,{"$f":"INDEX(EIA_Generation!$U$5:$U$56,MATCH(GWh_Summary!B46,EIA_Generation!$I$5:$I$56,0))","v":77724.263800000001},{"$f":"Apdx_1!N46*1/1000","v":31076.519517000001},{"$f":"Apdx_1!P46*1/1000","v":9846.0734400000001},{"$f":"Apdx_1!O46*1/1000","v":0},{"$f":"Apdx_1!R46*1/1000","v":0},23646.179141999997,{"$f":"Apdx_1!U46*1/1000","v":10416.619073491587},{"$f":"IF(CostData!$C$3=2020,Apdx_1!V46,IF(CostData!$C$3=2020,Apdx_1!AA46,Apdx_1!AE46))/1000","v":4305.8142567654668},{"$f":"IF(CostData!$C$3=2020,MIN(Apdx_1!AF46*Apdx_1!AQ46,Apdx_1!AF46*Apdx_1!AP46*Apdx_1!AQ46),\nIF(CostData!$C$3=2025,MIN(Apdx_1!AK46*Apdx_1!AQ46,Apdx_1!AK46*Apdx_1!AP46*Apdx_1!AQ46),\nMIN(Apdx_1!AO46*Apdx_1!AQ46,Apdx_1!AO46*Apdx_1!AP46*Apdx_1!AQ46)))/1000","v":7634.0311541581241},10863.111992999999,97788.34857641517,-3297.1764830000029,3297.1764829999993,0,0,8960.697215491582,3469.356406765467,7634.0311541581241,0,20064.084776415169,0.25814441714165415,9.8219407697472769E-2,0.15992500944418137,null,{"$f":"(Emission_Summary!$G46*2000)/SUM(GWh_Summary!$C46:$F46)","v":1827.9514123715203},{"$f":"(Emission_Summary!$G46*2000)/(SUM(GWh_Summary!$C46:$F46,H46)+G46*0.058)","v":1730.985975012255},{"$f":"Apdx_1!BC46","v":1162.6165528197819}]
[null,"Texas",{"$f":"Apdx_1!G47*1/1000","v":138705.1379458},{"$f":"Apdx_1!H47*1/1000","v":148010.27770219999},{"$f":"Apdx_1!I47*1/1000","v":20911.867999999999},{"$f":"Apdx_1!J47*1/1000","v":35025.953075113815},{"$f":"INDEX(EIA_Generation!$N$5:$N$56,MATCH(B47,EIA_Generation!$I$5:$I$56,0))","v":38441.017},{"$f":"INDEX(EIA_Generation!$Y$5:$Y$56,MATCH(GWh_Summary!B47,EIA_Generation!$I$5:$I$56,0))","v":34016.696529999994},14701.559536886227,{"$f":"INDEX(EIA_Generation!$U$5:$U$56,MATCH(GWh_Summary!B47,EIA_Generation!$I$5:$I$56,0))","v":429812.50979000004},{"$f":"Apdx_1!N47*1/1000","v":66698.232668892917},{"$f":"Apdx_1!P47*1/1000","v":230873.29775999996},{"$f":"Apdx_1!O47*1/1000","v":10055.753219107124},{"$f":"Apdx_1!R47*1/1000","v":35025.953075113815},36211.438013999999,{"$f":"Apdx_1!U47*1/1000","v":2291.0061235975741},{"$f":"IF(CostData!$C$3=2020,Apdx_1!V47,IF(CostData!$C$3=2020,Apdx_1!AA47,Apdx_1!AE47))/1000","v":85962.501958000008},{"$f":"IF(CostData!$C$3=2020,MIN(Apdx_1!AF47*Apdx_1!AQ47,Apdx_1!AF47*Apdx_1!AP47*Apdx_1!AQ47),\nIF(CostData!$C$3=2025,MIN(Apdx_1!AK47*Apdx_1!AQ47,Apdx_1!AK47*Apdx_1!AP47*Apdx_1!AQ47),\nMIN(Apdx_1!AO47*Apdx_1!AQ47,Apdx_1!AO47*Apdx_1!AP47*Apdx_1!AQ47)))/1000","v":38157.029589874328},14701.559536886227,519976.77194547193,-72006.905276907084,82863.020057799964,-10856.114780892874,0,61.427137597573164,51945.805428000014,38157.029589874328,0,90164.262155471893,0.20977579782292702,8.87759865540379E-2,0.12099981126888912,null,{"$f":"(Emission_Summary!$G47*2000)/SUM(GWh_Summary!$C47:$F47)","v":1288.1524211411913},{"$f":"(Emission_Summary!$G47*2000)/(SUM(GWh_Summary!$C47:$F47,H47)+G47*0.058)","v":1164.9252169482738},{"$f":"Apdx_1!BC47","v":790.81914614755067}]
[null,"Utah",{"$f":"Apdx_1!G48*1/1000","v":27332.14},{"$f":"Apdx_1!H48*1/1000","v":5447.3620000000001},{"$f":"Apdx_1!I48*1/1000","v":120.348},{"$f":"Apdx_1!J48*1/1000","v":0},{"$f":"INDEX(EIA_Generation!$N$5:$N$56,MATCH(B48,EIA_Generation!$I$5:$I$56,0))","v":0},{"$f":"INDEX(EIA_Generation!$Y$5:$Y$56,MATCH(GWh_Summary!B48,EIA_Generation!$I$5:$I$56,0))","v":1099.7239399999999},5403.3868099999963,{"$f":"INDEX(EIA_Generation!$U$5:$U$56,MATCH(GWh_Summary!B48,EIA_Generation!$I$5:$I$56,0))","v":39402.960749999998},{"$f":"Apdx_1!N48*1/1000","v":20797.210471572966},{"$f":"Apdx_1!P48*1/1000","v":12011.065919999999},{"$f":"Apdx_1!O48*1/1000","v":91.573608427033648},{"$f":"Apdx_1!R48*1/1000","v":0},0,{"$f":"Apdx_1!U48*1/1000","v":0},{"$f":"IF(CostData!$C$3=2020,Apdx_1!V48,IF(CostData!$C$3=2020,Apdx_1!AA48,Apdx_1!AE48))/1000","v":2373.0690261099212},{"$f":"IF(CostData!$C$3=2020,MIN(Apdx_1!AF48*Apdx_1!AQ48,Apdx_1!AF48*Apdx_1!AP48*Apdx_1!AQ48),\nIF(CostData!$C$3=2025,MIN(Apdx_1!AK48*Apdx_1!AQ48,Apdx_1!AK48*Apdx_1!AP48*Apdx_1!AQ48),\nMIN(Apdx_1!AO48*Apdx_1!AQ48,Apdx_1!AO48*Apdx_1!AP48*Apdx_1!AQ48)))/1000","v":3524.0284123595366},5403.3868099999963,44200.334248469451,-6534.9295284270338,6563.703919999999,-28.774391572966351,0,0,1273.3450861099213,3524.0284123595366,0,4797.3734984694529,0.12175159955383437,8.9435624767347885E-2,3.2315974786486484E-2,null,{"$f":"(Emission_Summary!$G48*2000)/SUM(GWh_Summary!$C48:$F48)","v":1699.4409086477624},{"$f":"(Emission_Summary!$G48*2000)/(SUM(GWh_Summary!$C48:$F48,H48)+G48*0.058)","v":1644.4721065341409},{"$f":"Apdx_1!BC48","v":1321.7257720430241}]
[null,"Virginia",{"$f":"Apdx_1!G49*1/1000","v":13641.552},{"$f":"Apdx_1!H49*1/1000","v":23070.3498473},{"$f":"Apdx_1!I49*1/1000","v":343.90800000000002},{"$f":"Apdx_1!J49*1/1000","v":1140.287982096},{"$f":"INDEX(EIA_Generation!$N$5:$N$56,MATCH(B49,EIA_Generation!$I$5:$I$56,0))","v":28723.39},{"$f":"INDEX(EIA_Generation!$Y$5:$Y$56,MATCH(GWh_Summary!B49,EIA_Generation!$I$5:$I$56,0))","v":2358.4436000000001},1461.3035106039897,{"$f":"INDEX(EIA_Generation!$U$5:$U$56,MATCH(GWh_Summary!B49,EIA_Generation!$I$5:$I$56,0))","v":70739.234939999995},{"$f":"Apdx_1!N49*1/1000","v":7600.5646399364769},{"$f":"Apdx_1!P49*1/1000","v":29263.632480000004},{"$f":"Apdx_1!O49*1/1000","v":191.61272736351947},{"$f":"Apdx_1!R49*1/1000","v":10454.841582096002},27057.433379999999,{"$f":"Apdx_1!U49*1/1000","v":1645.2749621480964},{"$f":"IF(CostData!$C$3=2020,Apdx_1!V49,IF(CostData!$C$3=2020,Apdx_1!AA49,Apdx_1!AE49))/1000","v":11192.0080560321},{"$f":"IF(CostData!$C$3=2020,MIN(Apdx_1!AF49*Apdx_1!AQ49,Apdx_1!AF49*Apdx_1!AP49*Apdx_1!AQ49),\nIF(CostData!$C$3=2025,MIN(Apdx_1!AK49*Apdx_1!AQ49,Apdx_1!AK49*Apdx_1!AP49*Apdx_1!AQ49),\nMIN(Apdx_1!AO49*Apdx_1!AQ49,Apdx_1!AO49*Apdx_1!AP49*Apdx_1!AQ49)))/1000","v":6269.111894529844},1461.3035106039897,95135.783232710004,-6040.9873600635228,6193.2826327000039,-152.29527263648055,9314.5536000000011,-20.681657851902855,8833.5644560320998,6269.111894529844,0,24396.548292710009,0.34488001338158114,8.862283992535705E-2,0.25625717345622412,null,{"$f":"(Emission_Summary!$G49*2000)/SUM(GWh_Summary!$C49:$F49)","v":1304.2556413413058},{"$f":"(Emission_Summary!$G49*2000)/(SUM(GWh_Summary!$C49:$F49,H49)+G49*0.058)","v":1179.9357746308449},{"$f":"Apdx_1!BC49","v":809.81203257413097}]
[null,"Washington",{"$f":"Apdx_1!G50*1/1000","v":3735.73},{"$f":"Apdx_1!H50*1/1000","v":5665.0450000000001},{"$f":"Apdx_1!I50*1/1000","v":0},{"$f":"Apdx_1!J50*1/1000","v":1181.8136844964997},{"$f":"INDEX(EIA_Generation!$N$5:$N$56,MATCH(B50,EIA_Generation!$I$5:$I$56,0))","v":9333.7090000000007},{"$f":"INDEX(EIA_Generation!$Y$5:$Y$56,MATCH(GWh_Summary!B50,EIA_Generation!$I$5:$I$56,0))","v":8214.3501699999997},88704.825695503503,{"$f":"INDEX(EIA_Generation!$U$5:$U$56,MATCH(GWh_Summary!B50,EIA_Generation!$I$5:$I$56,0))","v":116835.47355},{"$f":"Apdx_1!N50*1/1000","v":0},{"$f":"Apdx_1!P50*1/1000","v":9400.7749999999996},{"$f":"Apdx_1!O50*1/1000","v":0},{"$f":"Apdx_1!R50*1/1000","v":1181.8136844964997},8792.3538779999999,{"$f":"Apdx_1!U50*1/1000","v":506.70034628760857},{"$f":"IF(CostData!$C$3=2020,Apdx_1!V50,IF(CostData!$C$3=2020,Apdx_1!AA50,Apdx_1!AE50))/1000","v":17725.557523143278},{"$f":"IF(CostData!$C$3=2020,MIN(Apdx_1!AF50*Apdx_1!AQ50,Apdx_1!AF50*Apdx_1!AP50*Apdx_1!AQ50),\nIF(CostData!$C$3=2025,MIN(Apdx_1!AK50*Apdx_1!AQ50,Apdx_1!AK50*Apdx_1!AP50*Apdx_1!AQ50),\nMIN(Apdx_1!AO50*Apdx_1!AQ50,Apdx_1!AO50*Apdx_1!AP50*Apdx_1!AQ50)))/1000","v":11178.874405449229},88704.825695503503,137490.9005328801,-3735.73,3735.7299999999996,0,0,-34.654775712391711,9511.2073531432779,11178.874405449229,0,20655.426982880104,0.17679071565572566,9.5680481841546233E-2,8.1110233814179422E-2,null,{"$f":"(Emission_Summary!$G50*2000)/SUM(GWh_Summary!$C50:$F50)","v":1250.352315791017},{"$f":"(Emission_Summary!$G50*2000)/(SUM(GWh_Summary!$C50:$F50,H50)+G50*0.058)","v":684.23638014842265},{"$f":"Apdx_1!BC50","v":214.50120936623983}]
[null,"West Virginia",{"$f":"Apdx_1!G51*1/1000","v":70074.635999999999},{"$f":"Apdx_1!H51*1/1000","v":0},{"$f":"Apdx_1!I51*1/1000","v":0},{"$f":"Apdx_1!J51*1/1000","v":270.21283256560002},{"$f":"INDEX(EIA_Generation!$N$5:$N$56,MATCH(B51,EIA_Generation!$I$5:$I$56,0))","v":0},{"$f":"INDEX(EIA_Generation!$Y$5:$Y$56,MATCH(GWh_Summary!B51,EIA_Generation!$I$5:$I$56,0))","v":1296.5629499999998},1771.9929174343997,{"$f":"INDEX(EIA_Generation!$U$5:$U$56,MATCH(GWh_Summary!B51,EIA_Generation!$I$5:$I$56,0))","v":73413.404699999999},{"$f":"Apdx_1!N51*1/1000","v":70074.635999999999},{"$f":"Apdx_1!P51*1/1000","v":0},{"$f":"Apdx_1!O51*1/1000","v":0},{"$f":"Apdx_1!R51*1/1000","v":270.21283256560002},0,{"$f":"Apdx_1!U51*1/1000","v":0},{"$f":"IF(CostData!$C$3=2020,Apdx_1!V51,IF(CostData!$C$3=2020,Apdx_1!AA51,Apdx_1!AE51))/1000","v":10273.036381104968},{"$f":"IF(CostData!$C$3=2020,MIN(Apdx_1!AF51*Apdx_1!AQ51,Apdx_1!AF51*Apdx_1!AP51*Apdx_1!AQ51),\nIF(CostData!$C$3=2025,MIN(Apdx_1!AK51*Apdx_1!AQ51,Apdx_1!AK51*Apdx_1!AP51*Apdx_1!AQ51),\nMIN(Apdx_1!AO51*Apdx_1!AQ51,Apdx_1!AO51*Apdx_1!AP51*Apdx_1!AQ51)))/1000","v":3349.7951225105544},1771.9929174343997,85739.673253615503,0,0,0,0,0,8976.4734311049688,3349.7951225105544,0,12326.268553615504,0.16790215089446062,4.562920268034585E-2,0.12227294821411477,null,{"$f":"(Emission_Summary!$G51*2000)/SUM(GWh_Summary!$C51:$F51)","v":1865.1192666681784},{"$f":"(Emission_Summary!$G51*2000)/(SUM(GWh_Summary!$C51:$F51,H51)+G51*0.058)","v":1831.3644246246881},{"$f":"Apdx_1!BC51","v":1619.7812233003181}]
[null,"Wisconsin",{"$f":"Apdx_1!G52*1/1000","v":32112.721000000001},{"$f":"Apdx_1!H52*1/1000","v":10244.2729537},{"$f":"Apdx_1!I52*1/1000","v":47.667999999999999},{"$f":"Apdx_1!J52*1/1000","v":160.18920979510003},{"$f":"INDEX(EIA_Generation!$N$5:$N$56,MATCH(B52,EIA_Generation!$I$5:$I$56,0))","v":14299.594999999999},{"$f":"INDEX(EIA_Generation!$Y$5:$Y$56,MATCH(GWh_Summary!B52,EIA_Generation!$I$5:$I$56,0))","v":3223.1778900000004},3655.2858365049033,{"$f":"INDEX(EIA_Generation!$U$5:$U$56,MATCH(GWh_Summary!B52,EIA_Generation!$I$5:$I$56,0))","v":63742.909890000003},{"$f":"Apdx_1!N52*1/1000","v":24062.121992018438},{"$f":"Apdx_1!P52*1/1000","v":18306.822240000001},{"$f":"Apdx_1!O52*1/1000","v":35.71772168155838},{"$f":"Apdx_1!R52*1/1000","v":160.18920979510003},13470.218489999999,{"$f":"Apdx_1!U52*1/1000","v":546.88533272974337},{"$f":"IF(CostData!$C$3=2020,Apdx_1!V52,IF(CostData!$C$3=2020,Apdx_1!AA52,Apdx_1!AE52))/1000","v":6859.3012344418112},{"$f":"IF(CostData!$C$3=2020,MIN(Apdx_1!AF52*Apdx_1!AQ52,Apdx_1!AF52*Apdx_1!AP52*Apdx_1!AQ52),\nIF(CostData!$C$3=2025,MIN(Apdx_1!AK52*Apdx_1!AQ52,Apdx_1!AK52*Apdx_1!AP52*Apdx_1!AQ52),\nMIN(Apdx_1!AO52*Apdx_1!AQ52,Apdx_1!AO52*Apdx_1!AP52*Apdx_1!AQ52)))/1000","v":7322.4734334594614},3655.2858365049033,74419.015490631005,-8050.5990079815638,8062.5492863000018,-11.950278318441619,0,-282.49117727025623,3636.1233444418108,7322.4734334594614,0,10676.105600631003,0.16748695061230445,0.11487510447978799,5.261184613251646E-2,null,{"$f":"(Emission_Summary!$G52*2000)/SUM(GWh_Summary!$C52:$F52)","v":1803.4652847589211},{"$f":"(Emission_Summary!$G52*2000)/(SUM(GWh_Summary!$C52:$F52,H52)+G52*0.058)","v":1646.6860499076315},{"$f":"Apdx_1!BC52","v":1202.5752302204498}]
[null,"Wyoming",{"$f":"Apdx_1!G53*1/1000","v":42907.427000000003},{"$f":"Apdx_1!H53*1/1000","v":0},{"$f":"Apdx_1!I53*1/1000","v":0},{"$f":"Apdx_1!J53*1/1000","v":0},{"$f":"INDEX(EIA_Generation!$N$5:$N$56,MATCH(B53,EIA_Generation!$I$5:$I$56,0))","v":0},{"$f":"INDEX(EIA_Generation!$Y$5:$Y$56,MATCH(GWh_Summary!B53,EIA_Generation!$I$5:$I$56,0))","v":4369.107},2312.0722099999984,{"$f":"INDEX(EIA_Generation!$U$5:$U$56,MATCH(GWh_Summary!B53,EIA_Generation!$I$5:$I$56,0))","v":49588.606209999998},{"$f":"Apdx_1!N53*1/1000","v":42617.555},{"$f":"Apdx_1!P53*1/1000","v":289.87200000000001},{"$f":"Apdx_1!O53*1/1000","v":0},{"$f":"Apdx_1!R53*1/1000","v":1062.864},0,{"$f":"Apdx_1!U53*1/1000","v":0},{"$f":"IF(CostData!$C$3=2020,Apdx_1!V53,IF(CostData!$C$3=2020,Apdx_1!AA53,Apdx_1!AE53))/1000","v":9427.9956235744376},{"$f":"IF(CostData!$C$3=2020,MIN(Apdx_1!AF53*Apdx_1!AQ53,Apdx_1!AF53*Apdx_1!AP53*Apdx_1!AQ53),\nIF(CostData!$C$3=2025,MIN(Apdx_1!AK53*Apdx_1!AQ53,Apdx_1!AK53*Apdx_1!AP53*Apdx_1!AQ53),\nMIN(Apdx_1!AO53*Apdx_1!AQ53,Apdx_1!AO53*Apdx_1!AP53*Apdx_1!AQ53)))/1000","v":1775.7508612211861},2312.0722099999984,57486.109694795632,-289.87200000000303,289.87200000000001,0,1062.864,0,5058.8886235744376,1775.7508612211861,0,7897.503484795634,0.15926044485604093,3.5809654615037149E-2,0.12345079024100378,null,{"$f":"(Emission_Summary!$G53*2000)/SUM(GWh_Summary!$C53:$F53)","v":2113.7997236752999},{"$f":"(Emission_Summary!$G53*2000)/(SUM(GWh_Summary!$C53:$F53,H53)+G53*0.058)","v":1918.4508605520468},{"$f":"Apdx_1!BC53","v":1714.3847905317243}]
[null,"U.S. Total",{"$f":"C4","v":1474059.0323537996},{"$f":"D4","v":959171.73364020023},100063.88113590001,80160.966015414408,764341.91099999996,217867.80116999985,445458.4769346856,4041123.8022499988,1097840.2290321658,1399839.2591832995,35615.158914434091,129180.16585541445,720010.08016200003,88597.367999999988,522722.65695658949,380569.49262142676,445458.4769346856,4819832.8876600154,-376218.80332163395,440667.52554309985,-64448.722221465905,49019.199840000001,44265.537161999986,304854.85578658944,380569.49262142676,0,778709.08541001601,null,null,null,null,{"$f":"(Emission_Summary!$G54*2000)/SUM(GWh_Summary!$C54:$F54)","v":1494.1583105117591},{"$f":"(Emission_Summary!$G54*2000)/(SUM(GWh_Summary!$C54:$F54,H54)+G54*0.058)","v":1357.9223135722195},{"$f":"Apdx_1!BC54","v":0}]

{"sheet":"Emission_Summary","index":4,"n_rows":54,"n_cols":18,"rows_kept":54,"cut":false,"hidden":true,"merged":[[1,2,1,6],[1,7,1,11],[1,12,1,16]]}
[]
[null,null,"2012 CO2 Emissions (thousand metric tons)",null,null,null,null,{"$f":"CostData!$C$3&\" Target CO2 Emissions (thousand metric tons)\"","v":"2030 Target CO2 Emissions (thousand metric tons)"},null,null,null,null,{"$f":"\"Change from 2012 to \"&CostData!$C$3&\" CO2 Emissions (thousand metric tons)\"","v":"Change from 2012 to 2030 CO2 Emissions (thousand metric tons)"},null,null,null,null,"Percentage change from 2012"]
[null,"State","Coal","NGCC","O/G","Other","Total","Coal","NGCC","O/G","Other","Total","Coal","NGCC","O/G","Other","Total","Total"]
[null,"U.S. Total",{"$f":"SUM(C5:C53)","v":1480055.755779536},376884.35717316583,66282.293645144106,29235.805169492243,1952458.211767338,1031283.0606660218,549124.40596699168,24212.524923113338,48623.23997416038,1653243.2315302871,-448772.69511351379,172240.0487938259,-42069.768722030778,19387.434804668133,-299214.98023705056,{"$f":"Q5/G5","v":-0.12455127339207199}]
[null,"Alabama",{"$f":"Apdx_1!C5*Apdx_1!G5*1/2000*1/1000*metric_tons_per_short_ton","v":47276.426728212093},{"$f":"Apdx_1!D5*Apdx_1!H5*1/2000*1/1000*metric_tons_per_short_ton","v":21267.178117510251},{"$f":"Apdx_1!E5*Apdx_1!I5*1/2000*1/1000*metric_tons_per_short_ton","v":0},{"$f":"Apdx_1!F5*1/2000*1/1000*metric_tons_per_short_ton","v":0},{"$f":"SUM(C5:F5)","v":68543.604845722351},{"$f":"Apdx_1!M5*Apdx_1!N5*1/2000*1/1000*metric_tons_per_short_ton","v":34745.951701033955},{"$f":"Apdx_1!D5*Apdx_1!P5*1/2000*1/1000*metric_tons_per_short_ton","v":25260.459878270674},{"$f":"Apdx_1!E5*Apdx_1!O5*1/2000*1/1000*metric_tons_per_short_ton","v":0},{"$f":"Apdx_1!Q5*1/2000*1/1000*metric_tons_per_short_ton","v":0},{"$f":"SUM(H5:K5)","v":60006.411579304629},{"$f":"H5-C5","v":-12530.475027178138},{"$f":"I5-D5","v":3993.2817607604229},0,0,{"$f":"SUM(M5:P5)","v":-8537.1932664177148},{"$f":"Q5/G5","v":-0.12455127339207199}]
[null,"Alaska",{"$f":"Apdx_1!C6*Apdx_1!G6*1/2000*1/1000*metric_tons_per_short_ton","v":278.59024892182725},{"$f":"Apdx_1!D6*Apdx_1!H6*1/2000*1/1000*metric_tons_per_short_ton","v":1148.9667658073772},{"$f":"Apdx_1!E6*Apdx_1!I6*1/2000*1/1000*metric_tons_per_short_ton","v":0},{"$f":"Apdx_1!F6*1/2000*1/1000*metric_tons_per_short_ton","v":534.67964448462249},{"$f":"SUM(C6:F6)","v":1962.2366592138269},{"$f":"Apdx_1!M6*Apdx_1!N6*1/2000*1/1000*metric_tons_per_short_ton","v":0},{"$f":"Apdx_1!D6*Apdx_1!P6*1/2000*1/1000*metric_tons_per_short_ton","v":1261.2125681907503},{"$f":"Apdx_1!E6*Apdx_1!O6*1/2000*1/1000*metric_tons_per_short_ton","v":0},{"$f":"Apdx_1!Q6*1/2000*1/1000*metric_tons_per_short_ton","v":534.67964448462249},{"$f":"SUM(H6:K6)","v":1795.8922126753728},{"$f":"H6-C6","v":-278.59024892182725},112.24580238337307,0,0,-166.34444653845418,{"$f":"Q6/G6","v":-8.4772876786992829E-2}]
[null,"Arizona",{"$f":"Apdx_1!C7*Apdx_1!G7*1/2000*1/1000*metric_tons_per_short_ton","v":25031.579608313514},{"$f":"Apdx_1!D7*Apdx_1!H7*1/2000*1/1000*metric_tons_per_short_ton","v":10929.516805090607},{"$f":"Apdx_1!E7*Apdx_1!I7*1/2000*1/1000*metric_tons_per_short_ton","v":732.78913326203485},{"$f":"Apdx_1!F7*1/2000*1/1000*metric_tons_per_short_ton","v":7.8127928301263205},36701.698339496281,{"$f":"Apdx_1!M7*Apdx_1!N7*1/2000*1/1000*metric_tons_per_short_ton","v":0},{"$f":"Apdx_1!D7*Apdx_1!P7*1/2000*1/1000*metric_tons_per_short_ton","v":21282.601034709678},{"$f":"Apdx_1!E7*Apdx_1!O7*1/2000*1/1000*metric_tons_per_short_ton","v":0},{"$f":"Apdx_1!Q7*1/2000*1/1000*metric_tons_per_short_ton","v":7.8127928301263205},21290.413827539804,-25031.579608313514,10353.084229619071,-732.78913326203485,0,-15411.284511956477,-0.41990657678562326]
[null,"Arkansas",{"$f":"Apdx_1!C8*Apdx_1!G8*1/2000*1/1000*metric_tons_per_short_ton","v":29293.815869622162},{"$f":"Apdx_1!D8*Apdx_1!H8*1/2000*1/1000*metric_tons_per_short_ton","v":5871.3538363764701},{"$f":"Apdx_1!E8*Apdx_1!I8*1/2000*1/1000*metric_tons_per_short_ton","v":564.40401453500704},{"$f":"Apdx_1!F8*1/2000*1/1000*metric_tons_per_short_ton","v":357.84821320908173},36087.42193374272,{"$f":"Apdx_1!M8*Apdx_1!N8*1/2000*1/1000*metric_tons_per_short_ton","v":9915.2720271255894},{"$f":"Apdx_1!D8*Apdx_1!P8*1/2000*1/1000*metric_tons_per_short_ton","v":12890.47378762458},{"$f":"Apdx_1!E8*Apdx_1!O8*1/2000*1/1000*metric_tons_per_short_ton","v":203.231455179112},{"$f":"Apdx_1!Q8*1/2000*1/1000*metric_tons_per_short_ton","v":357.84821320908173},23366.825483138364,-19378.543842496572,7019.1199512481098,-361.17255935589503,0,-12720.596450604357,-0.35249390976057099]
[null,"California",{"$f":"Apdx_1!C9*Apdx_1!G9*1/2000*1/1000*metric_tons_per_short_ton","v":924.4016061475736},{"$f":"Apdx_1!D9*Apdx_1!H9*1/2000*1/1000*metric_tons_per_short_ton","v":31951.688616682444},{"$f":"Apdx_1!E9*Apdx_1!I9*1/2000*1/1000*metric_tons_per_short_ton","v":6629.4562208853285},{"$f":"Apdx_1!F9*1/2000*1/1000*metric_tons_per_short_ton","v":4173.8737313889242},43679.420175104271,{"$f":"Apdx_1!M9*Apdx_1!N9*1/2000*1/1000*metric_tons_per_short_ton","v":0},{"$f":"Apdx_1!D9*Apdx_1!P9*1/2000*1/1000*metric_tons_per_short_ton","v":36407.325634057204},{"$f":"Apdx_1!E9*Apdx_1!O9*1/2000*1/1000*metric_tons_per_short_ton","v":0},{"$f":"Apdx_1!Q9*1/2000*1/1000*metric_tons_per_short_ton","v":7696.401464322762},44103.727098379968,-924.4016061475736,4455.63701737476,-6629.4562208853285,3522.5277329338378,424.30692327569568,9.7141152875819467E-3]
[null,"Colorado",{"$f":"Apdx_1!C10*Apdx_1!G10*1/2000*1/1000*metric_tons_per_short_ton","v":34704.658262014607},{"$f":"Apdx_1!D10*Apdx_1!H10*1/2000*1/1000*metric_tons_per_short_ton","v":3707.2931514637353},{"$f":"Apdx_1!E10*Apdx_1!I10*1/2000*1/1000*metric_tons_per_short_ton","v":1.4510083508893881},{"$f":"Apdx_1!F10*1/2000*1/1000*metric_tons_per_short_ton","v":20.642850819335315},38434.045272648567,{"$f":"Apdx_1!M10*Apdx_1!N10*1/2000*1/1000*metric_tons_per_short_ton","v":21392.603911001239},{"$f":"Apdx_1!D10*Apdx_1!P10*1/2000*1/1000*metric_tons_per_short_ton","v":8687.3698745406946},{"$f":"Apdx_1!E10*Apdx_1!O10*1/2000*1/1000*metric_tons_per_short_ton","v":0.9515200330579201},{"$f":"Apdx_1!Q10*1/2000*1/1000*metric_tons_per_short_ton","v":427.1628750671058},30508.088180642095,-13312.054351013368,4980.0767230769598,-0.49948831783146797,406.52002424777049,-7925.9570920064698,-0.20622229681471871]
[null,"Connecticut",{"$f":"Apdx_1!C11*Apdx_1!G11*1/2000*1/1000*metric_tons_per_short_ton","v":141.90390860831917},{"$f":"Apdx_1!D11*Apdx_1!H11*1/2000*1/1000*metric_tons_per_short_ton","v":5619.3643725233842},{"$f":"Apdx_1!E11*Apdx_1!I11*1/2000*1/1000*metric_tons_per_short_ton","v":268.13966431212901},{"$f":"Apdx_1!F11*1/2000*1/1000*metric_tons_per_short_ton","v":7.4630496792356658},6036.8709951230685,{"$f":"Apdx_1!M11*Apdx_1!N11*1/2000*1/1000*metric_tons_per_short_ton","v":0},{"$f":"Apdx_1!D11*Apdx_1!P11*1/2000*1/1000*metric_tons_per_short_ton","v":5779.033799488504},{"$f":"Apdx_1!E11*Apdx_1!O11*1/2000*1/1000*metric_tons_per_short_ton","v":0},{"$f":"Apdx_1!Q11*1/2000*1/1000*metric_tons_per_short_ton","v":7.4630496792356658},5786.49684916774,-141.90390860831917,159.66942696511978,-268.13966431212901,0,-250.3741459553284,-4.1474158741771197E-2]
[null,"Delaware",{"$f":"Apdx_1!C12*Apdx_1!G12*1/2000*1/1000*metric_tons_per_short_ton","v":1363.0203262352161},{"$f":"Apdx_1!D12*Apdx_1!H12*1/2000*1/1000*metric_tons_per_short_ton","v":2300.3090163105085},{"$f":"Apdx_1!E12*Apdx_1!I12*1/2000*1/1000*metric_tons_per_short_ton","v":697.76011846822553},{"$f":"Apdx_1!F12*1/2000*1/1000*metric_tons_per_short_ton","v":0.91084242999119858},4362.0003034439414,{"$f":"Apdx_1!M12*Apdx_1!N12*1/2000*1/1000*metric_tons_per_short_ton","v":168.41346711175314},{"$f":"Apdx_1!D12*Apdx_1!P12*1/2000*1/1000*metric_tons_per_short_ton","v":3257.9802007823178},{"$f":"Apdx_1!E12*Apdx_1!O12*1/2000*1/1000*metric_tons_per_short_ton","v":91.717619414363014},{"$f":"Apdx_1!Q12*1/2000*1/1000*metric_tons_per_short_ton","v":0.91084242999119858},3519.0221297384251,-1194.606859123463,957.67118447180928,-606.04249905386246,0,-842.97817370551616,-0.19325495531028675]
[null,"Florida",{"$f":"Apdx_1!C13*Apdx_1!G13*1/2000*1/1000*metric_tons_per_short_ton","v":45459.329785526708},{"$f":"Apdx_1!D13*Apdx_1!H13*1/2000*1/1000*metric_tons_per_short_ton","v":52253.326096509307},{"$f":"Apdx_1!E13*Apdx_1!I13*1/2000*1/1000*metric_tons_per_short_ton","v":6951.4789700335441},{"$f":"Apdx_1!F13*1/2000*1/1000*metric_tons_per_short_ton","v":2822.3482407023125},107486.48309277187,{"$f":"Apdx_1!M13*Apdx_1!N13*1/2000*1/1000*metric_tons_per_short_ton","v":3963.6913954759666},{"$f":"Apdx_1!D13*Apdx_1!P13*1/2000*1/1000*metric_tons_per_short_ton","v":71655.046885952936},{"$f":"Apdx_1!E13*Apdx_1!O13*1/2000*1/1000*metric_tons_per_short_ton","v":644.80168690388837},{"$f":"Apdx_1!Q13*1/2000*1/1000*metric_tons_per_short_ton","v":5013.1629328712979},81276.702901204088,-41495.638390050743,19401.720789443629,-6306.6772831296557,2190.8146921689854,-26209.780191567785,-0.24384256919957137]
[null,"Georgia",{"$f":"Apdx_1!C14*Apdx_1!G14*1/2000*1/1000*metric_tons_per_short_ton","v":42634.674780120389},{"$f":"Apdx_1!D14*Apdx_1!H14*1/2000*1/1000*metric_tons_per_short_ton","v":14339.891227182894},{"$f":"Apdx_1!E14*Apdx_1!I14*1/2000*1/1000*metric_tons_per_short_ton","v":0},{"$f":"Apdx_1!F14*1/2000*1/1000*metric_tons_per_short_ton","v":30.994660095310234},57005.560667398597,{"$f":"Apdx_1!M14*Apdx_1!N14*1/2000*1/1000*metric_tons_per_short_ton","v":26596.319601101452},{"$f":"Apdx_1!D14*Apdx_1!P14*1/2000*1/1000*metric_tons_per_short_ton","v":19597.11676610856},{"$f":"Apdx_1!E14*Apdx_1!O14*1/2000*1/1000*metric_tons_per_short_ton","v":0},{"$f":"Apdx_1!Q14*1/2000*1/1000*metric_tons_per_short_ton","v":30.994660095310234},46224.431027305327,-16038.355179018938,5257.2255389256661,0,0,-10781.129640093272,-0.18912417514839014]
[null,"Hawaii",{"$f":"Apdx_1!C15*Apdx_1!G15*1/2000*1/1000*metric_tons_per_short_ton","v":1415.065047001415},{"$f":"Apdx_1!D15*Apdx_1!H15*1/2000*1/1000*metric_tons_per_short_ton","v":0},{"$f":"Apdx_1!E15*Apdx_1!I15*1/2000*1/1000*metric_tons_per_short_ton","v":3146.7126793496859},{"$f":"Apdx_1!F15*1/2000*1/1000*metric_tons_per_short_ton","v":166.35884826569196},4728.136574616793,{"$f":"Apdx_1!M15*Apdx_1!N15*1/2000*1/1000*metric_tons_per_short_ton","v":1330.16114418133},{"$f":"Apdx_1!D15*Apdx_1!P15*1/2000*1/1000*metric_tons_per_short_ton","v":0},{"$f":"Apdx_1!E15*Apdx_1!O15*1/2000*1/1000*metric_tons_per_short_ton","v":3146.7126793496859},{"$f":"Apdx_1!Q15*1/2000*1/1000*metric_tons_per_short_ton","v":166.35884826569196},4643.232671796708,-84.903902820085023,0,0,0,-84.903902820085023,-1.7957159544818423E-2]
[null,"Idaho",{"$f":"Apdx_1!C16*Apdx_1!G16*1/2000*1/1000*metric_tons_per_short_ton","v":0},{"$f":"Apdx_1!D16*Apdx_1!H16*1/2000*1/1000*metric_tons_per_short_ton","v":638.09026821436021},{"$f":"Apdx_1!E16*Apdx_1!I16*1/2000*1/1000*metric_tons_per_short_ton","v":0},{"$f":"Apdx_1!F16*1/2000*1/1000*metric_tons_per_short_ton","v":0},638.09026821436021,{"$f":"Apdx_1!M16*Apdx_1!N16*1/2000*1/1000*metric_tons_per_short_ton","v":0},{"$f":"Apdx_1!D16*Apdx_1!P16*1/2000*1/1000*metric_tons_per_short_ton","v":638.09026821436021},{"$f":"Apdx_1!E16*Apdx_1!O16*1/2000*1/1000*metric_tons_per_short_ton","v":0},{"$f":"Apdx_1!Q16*1/2000*1/1000*metric_tons_per_short_ton","v":0},638.09026821436021,0,{"$f":"I16-D16","v":0},{"$f":"J16-E16","v":0},{"$f":"K16-F16","v":0},{"$f":"SUM(M16:P16)","v":0},{"$f":"Q16/G16","v":0}]
[null,"Illinois",{"$f":"Apdx_1!C17*Apdx_1!G17*1/2000*1/1000*metric_tons_per_short_ton","v":83799.651812765849},{"$f":"Apdx_1!D17*Apdx_1!H17*1/2000*1/1000*metric_tons_per_short_ton","v":3087.7842592292895},{"$f":"Apdx_1!E17*Apdx_1!I17*1/2000*1/1000*metric_tons_per_short_ton","v":0},{"$f":"Apdx_1!F17*1/2000*1/1000*metric_tons_per_short_ton","v":227.98071322775624},87115.416785222886,{"$f":"Apdx_1!M17*Apdx_1!N17*1/2000*1/1000*metric_tons_per_short_ton","v":65828.052695689839},{"$f":"Apdx_1!D17*Apdx_1!P17*1/2000*1/1000*metric_tons_per_short_ton","v":8191.3553466181111},{"$f":"Apdx_1!E17*Apdx_1!O17*1/2000*1/1000*metric_tons_per_short_ton","v":0},{"$f":"Apdx_1!Q17*1/2000*1/1000*metric_tons_per_short_ton","v":227.98071322775624},74247.388755535692,-17971.59911707601,5103.571087388822,0,0,-12868.028029687188,-0.14771240848692066]
[null,"Indiana",{"$f":"Apdx_1!C18*Apdx_1!G18*1/2000*1/1000*metric_tons_per_short_ton","v":85357.173095260499},{"$f":"Apdx_1!D18*Apdx_1!H18*1/2000*1/1000*metric_tons_per_short_ton","v":5321.6130674338883},{"$f":"Apdx_1!E18*Apdx_1!I18*1/2000*1/1000*metric_tons_per_short_ton","v":0},{"$f":"Apdx_1!F18*1/2000*1/1000*metric_tons_per_short_ton","v":1133.2697196204847},91812.055882314875,{"$f":"Apdx_1!M18*Apdx_1!N18*1/2000*1/1000*metric_tons_per_short_ton","v":76391.338155121033},{"$f":"Apdx_1!D18*Apdx_1!P18*1/2000*1/1000*metric_tons_per_short_ton","v":7053.6031837813389},{"$f":"Apdx_1!E18*Apdx_1!O18*1/2000*1/1000*metric_tons_per_short_ton","v":0},{"$f":"Apdx_1!Q18*1/2000*1/1000*metric_tons_per_short_ton","v":1133.2697196204847},84578.211058522851,-8965.8349401394662,1731.9901163474506,0,0,-7233.8448237920156,-7.8789705276444216E-2]
[null,"Iowa",{"$f":"Apdx_1!C19*Apdx_1!G19*1/2000*1/1000*metric_tons_per_short_ton","v":33748.634799649182},{"$f":"Apdx_1!D19*Apdx_1!H19*1/2000*1/1000*metric_tons_per_short_ton","v":582.95295039937207},{"$f":"Apdx_1!E19*Apdx_1!I19*1/2000*1/1000*metric_tons_per_short_ton","v":335.0834667962344},{"$f":"Apdx_1!F19*1/2000*1/1000*metric_tons_per_short_ton","v":0},34666.671216844785,{"$f":"Apdx_1!M19*Apdx_1!N19*1/2000*1/1000*metric_tons_per_short_ton","v":25700.469249769878},{"$f":"Apdx_1!D19*Apdx_1!P19*1/2000*1/1000*metric_tons_per_short_ton","v":3151.5916466996027},{"$f":"Apdx_1!E19*Apdx_1!O19*1/2000*1/1000*metric_tons_per_short_ton","v":271.4625909937871},{"$f":"Apdx_1!Q19*1/2000*1/1000*metric_tons_per_short_ton","v":0},29123.523487463266,-8048.1655498793043,2568.6386963002305,-63.620875802447301,0,-5543.1477293815215,-0.15989847120620182]
[null,"Kansas",{"$f":"Apdx_1!C20*Apdx_1!G20*1/2000*1/1000*metric_tons_per_short_ton","v":29994.285938146204},{"$f":"Apdx_1!D20*Apdx_1!H20*1/2000*1/1000*metric_tons_per_short_ton","v":0},{"$f":"Apdx_1!E20*Apdx_1!I20*1/2000*1/1000*metric_tons_per_short_ton","v":1155.5957380438574},{"$f":"Apdx_1!F20*1/2000*1/1000*metric_tons_per_short_ton","v":0},31149.88167619006,{"$f":"Apdx_1!M20*Apdx_1!N20*1/2000*1/1000*metric_tons_per_short_ton","v":28194.628781857435},{"$f":"Apdx_1!D20*Apdx_1!P20*1/2000*1/1000*metric_tons_per_short_ton","v":0},{"$f":"Apdx_1!E20*Apdx_1!O20*1/2000*1/1000*metric_tons_per_short_ton","v":1155.5957380438574},{"$f":"Apdx_1!Q20*1/2000*1/1000*metric_tons_per_short_ton","v":0},29350.22451990129,-1799.6571562887693,0,0,0,-1799.6571562887693,-5.7774124954842694E-2]
[null,"Kentucky",{"$f":"Apdx_1!C21*Apdx_1!G21*1/2000*1/1000*metric_tons_per_short_ton","v":82876.025671186711},{"$f":"Apdx_1!D21*Apdx_1!H21*1/2000*1/1000*metric_tons_per_short_ton","v":0},{"$f":"Apdx_1!E21*Apdx_1!I21*1/2000*1/1000*metric_tons_per_short_ton","v":0},{"$f":"Apdx_1!F21*1/2000*1/1000*metric_tons_per_short_ton","v":0},82876.025671186711,{"$f":"Apdx_1!M21*Apdx_1!N21*1/2000*1/1000*metric_tons_per_short_ton","v":77124.723923781465},{"$f":"Apdx_1!D21*Apdx_1!P21*1/2000*1/1000*metric_tons_per_short_ton","v":0},{"$f":"Apdx_1!E21*Apdx_1!O21*1/2000*1/1000*metric_tons_per_short_ton","v":0},{"$f":"Apdx_1!Q21*1/2000*1/1000*metric_tons_per_short_ton","v":1271.8021916159998},78396.526115397472,-5751.3017474052467,0,0,1271.8021916159998,-4479.4995557892471,-5.4050607754307686E-2]
[null,"Louisiana",{"$f":"Apdx_1!C22*Apdx_1!G22*1/2000*1/1000*metric_tons_per_short_ton","v":25602.409848491334},{"$f":"Apdx_1!D22*Apdx_1!H22*1/2000*1/1000*metric_tons_per_short_ton","v":6870.8215682309592},{"$f":"Apdx_1!E22*Apdx_1!I22*1/2000*1/1000*metric_tons_per_short_ton","v":10221.778623628737},{"$f":"Apdx_1!F22*1/2000*1/1000*metric_tons_per_short_ton","v":1481.6142722991253},44176.624312650158,{"$f":"Apdx_1!M22*Apdx_1!N22*1/2000*1/1000*metric_tons_per_short_ton","v":11427.594145183446},{"$f":"Apdx_1!D22*Apdx_1!P22*1/2000*1/1000*metric_tons_per_short_ton","v":13907.230080608126},{"$f":"Apdx_1!E22*Apdx_1!O22*1/2000*1/1000*metric_tons_per_short_ton","v":4853.6960887996966},{"$f":"Apdx_1!Q22*1/2000*1/1000*metric_tons_per_short_ton","v":1481.6142722991253},31670.134586890392,-14174.815703307888,7036.4085123771665,-5368.0825348290409,0,-12506.489725759762,-0.28310197803362891]
[null,"Maine",{"$f":"Apdx_1!C23*Apdx_1!G23*1/2000*1/1000*metric_tons_per_short_ton","v":0},{"$f":"Apdx_1!D23*Apdx_1!H23*1/2000*1/1000*metric_tons_per_short_ton","v":1558.0496402198291},{"$f":"Apdx_1!E23*Apdx_1!I23*1/2000*1/1000*metric_tons_per_short_ton","v":70.586855058447554},{"$f":"Apdx_1!F23*1/2000*1/1000*metric_tons_per_short_ton","v":0},1628.6364952782767,{"$f":"Apdx_1!M23*Apdx_1!N23*1/2000*1/1000*metric_tons_per_short_ton","v":0},{"$f":"Apdx_1!D23*Apdx_1!P23*1/2000*1/1000*metric_tons_per_short_ton","v":1580.7539915279465},{"$f":"Apdx_1!E23*Apdx_1!O23*1/2000*1/1000*metric_tons_per_short_ton","v":0},{"$f":"Apdx_1!Q23*1/2000*1/1000*metric_tons_per_short_ton","v":0},1580.7539915279465,0,22.704351308117339,-70.586855058447554,0,-47.882503750330216,-2.9400362750773786E-2]
[null,"Maryland",{"$f":"Apdx_1!C24*Apdx_1!G24*1/2000*1/1000*metric_tons_per_short_ton","v":15949.894167635241},{"$f":"Apdx_1!D24*Apdx_1!H24*1/2000*1/1000*metric_tons_per_short_ton","v":299.20194092709977},{"$f":"Apdx_1!E24*Apdx_1!I24*1/2000*1/1000*metric_tons_per_short_ton","v":2025.5544584758161},{"$f":"Apdx_1!F24*1/2000*1/1000*metric_tons_per_short_ton","v":21.865394790465565},18296.51596182862,{"$f":"Apdx_1!M24*Apdx_1!N24*1/2000*1/1000*metric_tons_per_short_ton","v":14134.104191380267},{"$f":"Apdx_1!D24*Apdx_1!P24*1/2000*1/1000*metric_tons_per_short_ton","v":785.3232825310032},{"$f":"Apdx_1!E24*Apdx_1!O24*1/2000*1/1000*metric_tons_per_short_ton","v":1909.5302958789039},{"$f":"Apdx_1!Q24*1/2000*1/1000*metric_tons_per_short_ton","v":21.865394790465565},16850.823164580637,-1815.7899762549732,486.12134160390343,-116.02416259691222,0,-1445.6927972479821,-7.9014649579410651E-2]
[null,"Massachusetts",{"$f":"Apdx_1!C25*Apdx_1!G25*1/2000*1/1000*metric_tons_per_short_ton","v":2142.0601857269421},{"$f":"Apdx_1!D25*Apdx_1!H25*1/2000*1/1000*metric_tons_per_short_ton","v":9487.1711151707132},{"$f":"Apdx_1!E25*Apdx_1!I25*1/2000*1/1000*metric_tons_per_short_ton","v":262.78415492606604},{"$f":"Apdx_1!F25*1/2000*1/1000*metric_tons_per_short_ton","v":15.376577593887916},11907.392033417611,{"$f":"Apdx_1!M25*Apdx_1!N25*1/2000*1/1000*metric_tons_per_short_ton","v":4.1339111655343275E-13},{"$f":"Apdx_1!D25*Apdx_1!P25*1/2000*1/1000*metric_tons_per_short_ton","v":10531.430646197312},{"$f":"Apdx_1!E25*Apdx_1!O25*1/2000*1/1000*metric_tons_per_short_ton","v":4.6368075936421523E-14},{"$f":"Apdx_1!Q25*1/2000*1/1000*metric_tons_per_short_ton","v":15.376577593887916},10546.8072237912,-2142.0601857269417,1044.2595310265988,-262.78415492606598,0,-1360.584809626409,-0.11426387959747887]
[null,"Michigan",{"$f":"Apdx_1!C26*Apdx_1!G26*1/2000*1/1000*metric_tons_per_short_ton","v":54414.423775245414},{"$f":"Apdx_1!D26*Apdx_1!H26*1/2000*1/1000*metric_tons_per_short_ton","v":6798.0798906763939},{"$f":"Apdx_1!E26*Apdx_1!I26*1/2000*1/1000*metric_tons_per_short_ton","v":557.37503049266729},{"$f":"Apdx_1!F26*1/2000*1/1000*metric_tons_per_short_ton","v":1380.8738776778148},63150.752574092287,{"$f":"Apdx_1!M26*Apdx_1!N26*1/2000*1/1000*metric_tons_per_short_ton","v":39499.803904519533},{"$f":"Apdx_1!D26*Apdx_1!P26*1/2000*1/1000*metric_tons_per_short_ton","v":11316.316073389609},{"$f":"Apdx_1!E26*Apdx_1!O26*1/2000*1/1000*metric_tons_per_short_ton","v":430.42804506018371},{"$f":"Apdx_1!Q26*1/2000*1/1000*metric_tons_per_short_ton","v":1380.8738776778148},52627.421900647139,-14914.619870725881,4518.2361827132154,-126.94698543248359,0,-10523.330673445149,-0.1666382464895971]
[null,"Minnesota",{"$f":"Apdx_1!C27*Apdx_1!G27*1/2000*1/1000*metric_tons_per_short_ton","v":23115.559451780762},{"$f":"Apdx_1!D27*Apdx_1!H27*1/2000*1/1000*metric_tons_per_short_ton","v":2235.9734905308255},{"$f":"Apdx_1!E27*Apdx_1!I27*1/2000*1/1000*metric_tons_per_short_ton","v":21.0964934806359},{"$f":"Apdx_1!F27*1/2000*1/1000*metric_tons_per_short_ton","v":38.060264923568283},25410.689700715793,{"$f":"Apdx_1!M27*Apdx_1!N27*1/2000*1/1000*metric_tons_per_short_ton","v":10572.0319233758},{"$f":"Apdx_1!D27*Apdx_1!P27*1/2000*1/1000*metric_tons_per_short_ton","v":6658.8539743125493},{"$f":"Apdx_1!E27*Apdx_1!O27*1/2000*1/1000*metric_tons_per_short_ton","v":10.264468804071326},{"$f":"Apdx_1!Q27*1/2000*1/1000*metric_tons_per_short_ton","v":38.060264923568283},17279.21063141599,-12543.527528404962,4422.8804837817243,-10.832024676564574,0,-8131.4790692998022,-0.32000229687078297]
[null,"Mississippi",{"$f":"Apdx_1!C28*Apdx_1!G28*1/2000*1/1000*metric_tons_per_short_ton","v":8485.9940256310056},{"$f":"Apdx_1!D28*Apdx_1!H28*1/2000*1/1000*metric_tons_per_short_ton","v":12237.054248891916},{"$f":"Apdx_1!E28*Apdx_1!I28*1/2000*1/1000*metric_tons_per_short_ton","v":2771.7758698370581},{"$f":"Apdx_1!F28*1/2000*1/1000*metric_tons_per_short_ton","v":0},23494.824144359984,{"$f":"Apdx_1!M28*Apdx_1!N28*1/2000*1/1000*metric_tons_per_short_ton","v":0},{"$f":"Apdx_1!D28*Apdx_1!P28*1/2000*1/1000*metric_tons_per_short_ton","v":16816.626973674094},{"$f":"Apdx_1!E28*Apdx_1!O28*1/2000*1/1000*metric_tons_per_short_ton","v":0},{"$f":"Apdx_1!Q28*1/2000*1/1000*metric_tons_per_short_ton","v":2411.8885324428124},19228.515506116906,-8485.9940256310056,4579.5727247821778,-2771.7758698370581,2411.8885324428124,-4266.3086382430738,-0.18158504239186726]
[null,"Missouri",{"$f":"Apdx_1!C29*Apdx_1!G29*1/2000*1/1000*metric_tons_per_short_ton","v":68953.178960597841},{"$f":"Apdx_1!D29*Apdx_1!H29*1/2000*1/1000*metric_tons_per_short_ton","v":1958.7640513858275},{"$f":"Apdx_1!E29*Apdx_1!I29*1/2000*1/1000*metric_tons_per_short_ton","v":0},{"$f":"Apdx_1!F29*1/2000*1/1000*metric_tons_per_short_ton","v":0},70911.943011983662,{"$f":"Apdx_1!M29*Apdx_1!N29*1/2000*1/1000*metric_tons_per_short_ton","v":57771.897349546387},{"$f":"Apdx_1!D29*Apdx_1!P29*1/2000*1/1000*metric_tons_per_short_ton","v":5157.1959131326821},{"$f":"Apdx_1!E29*Apdx_1!O29*1/2000*1/1000*metric_tons_per_short_ton","v":0},{"$f":"Apdx_1!Q29*1/2000*1/1000*metric_tons_per_short_ton","v":0},62929.093262679067,-11181.281611051454,3198.4318617468543,0,0,-7982.8497493045998,-0.11257412235842346]
[null,"Montana",{"$f":"Apdx_1!C30*Apdx_1!G30*1/2000*1/1000*metric_tons_per_short_ton","v":15973.024255974311},{"$f":"Apdx_1!D30*Apdx_1!H30*1/2000*1/1000*metric_tons_per_short_ton","v":0},{"$f":"Apdx_1!E30*Apdx_1!I30*1/2000*1/1000*metric_tons_per_short_ton","v":0},{"$f":"Apdx_1!F30*1/2000*1/1000*metric_tons_per_short_ton","v":289.2471201779216},16262.271376152232,{"$f":"Apdx_1!M30*Apdx_1!N30*1/2000*1/1000*metric_tons_per_short_ton","v":15014.642800615851},{"$f":"Apdx_1!D30*Apdx_1!P30*1/2000*1/1000*metric_tons_per_short_ton","v":0},{"$f":"Apdx_1!E30*Apdx_1!O30*1/2000*1/1000*metric_tons_per_short_ton","v":0},{"$f":"Apdx_1!Q30*1/2000*1/1000*metric_tons_per_short_ton","v":289.2471201779216},15303.889920793772,-958.38145535845979,0,0,0,-958.38145535845979,-5.8932816529176604E-2]
[null,"Nebraska",{"$f":"Apdx_1!C31*Apdx_1!G31*1/2000*1/1000*metric_tons_per_short_ton","v":24393.491964120851},{"$f":"Apdx_1!D31*Apdx_1!H31*1/2000*1/1000*metric_tons_per_short_ton","v":210.77008307799366},{"$f":"Apdx_1!E31*Apdx_1!I31*1/2000*1/1000*metric_tons_per_short_ton","v":29.864330964417885},{"$f":"Apdx_1!F31*1/2000*1/1000*metric_tons_per_short_ton","v":0},24634.126378163262,{"$f":"Apdx_1!M31*Apdx_1!N31*1/2000*1/1000*metric_tons_per_short_ton","v":20649.896935554512},{"$f":"Apdx_1!D31*Apdx_1!P31*1/2000*1/1000*metric_tons_per_short_ton","v":1432.6119965515036},{"$f":"Apdx_1!E31*Apdx_1!O31*1/2000*1/1000*metric_tons_per_short_ton","v":26.894832884969265},{"$f":"Apdx_1!Q31*1/2000*1/1000*metric_tons_per_short_ton","v":0},22109.403764990984,-3743.5950285663384,1221.84191347351,-2.9694980794486199,0,-2524.7226131722773,-0.10248882279869681]
[null,"Nevada",{"$f":"Apdx_1!C32*Apdx_1!G32*1/2000*1/1000*metric_tons_per_short_ton","v":4263.9944750822897},{"$f":"Apdx_1!D32*Apdx_1!H32*1/2000*1/1000*metric_tons_per_short_ton","v":9518.6803037564878},{"$f":"Apdx_1!E32*Apdx_1!I32*1/2000*1/1000*metric_tons_per_short_ton","v":185.27074594211734},{"$f":"Apdx_1!F32*1/2000*1/1000*metric_tons_per_short_ton","v":78.31061217307159},14046.256136953965,{"$f":"Apdx_1!M32*Apdx_1!N32*1/2000*1/1000*metric_tons_per_short_ton","v":0},{"$f":"Apdx_1!D32*Apdx_1!P32*1/2000*1/1000*metric_tons_per_short_ton","v":11285.136348115455},{"$f":"Apdx_1!E32*Apdx_1!O32*1/2000*1/1000*metric_tons_per_short_ton","v":0},{"$f":"Apdx_1!Q32*1/2000*1/1000*metric_tons_per_short_ton","v":78.31061217307159},11363.446960288526,-4263.9944750822897,1766.4560443589671,-185.27074594211734,0,-2682.8091766654397,-0.19099816709217626]
[null,"New Hampshire",{"$f":"Apdx_1!C33*Apdx_1!G33*1/2000*1/1000*metric_tons_per_short_ton","v":1384.164657614594},{"$f":"Apdx_1!D33*Apdx_1!H33*1/2000*1/1000*metric_tons_per_short_ton","v":2764.7237363618883},{"$f":"Apdx_1!E33*Apdx_1!I33*1/2000*1/1000*metric_tons_per_short_ton","v":62.220341493176647},{"$f":"Apdx_1!F33*1/2000*1/1000*metric_tons_per_short_ton","v":0},4211.1087354696583,{"$f":"Apdx_1!M33*Apdx_1!N33*1/2000*1/1000*metric_tons_per_short_ton","v":0},{"$f":"Apdx_1!D33*Apdx_1!P33*1/2000*1/1000*metric_tons_per_short_ton","v":3303.5724646911176},{"$f":"Apdx_1!E33*Apdx_1!O33*1/2000*1/1000*metric_tons_per_short_ton","v":0},{"$f":"Apdx_1!Q33*1/2000*1/1000*metric_tons_per_short_ton","v":0},3303.5724646911176,-1384.164657614594,538.84872832922929,-62.220341493176647,0,-907.53627077854139,-0.21551005395193751]
[null,"New Jersey",{"$f":"Apdx_1!C34*Apdx_1!G34*1/2000*1/1000*metric_tons_per_short_ton","v":2480.9888492222922},{"$f":"Apdx_1!D34*Apdx_1!H34*1/2000*1/1000*metric_tons_per_short_ton","v":8071.3522718925915},{"$f":"Apdx_1!E34*Apdx_1!I34*1/2000*1/1000*metric_tons_per_short_ton","v":116.1898890131031},{"$f":"Apdx_1!F34*1/2000*1/1000*metric_tons_per_short_ton","v":1102.8493190085044},11771.380329136491,{"$f":"Apdx_1!M34*Apdx_1!N34*1/2000*1/1000*metric_tons_per_short_ton","v":0},{"$f":"Apdx_1!D34*Apdx_1!P34*1/2000*1/1000*metric_tons_per_short_ton","v":9191.1634950943044},{"$f":"Apdx_1!E34*Apdx_1!O34*1/2000*1/1000*metric_tons_per_short_ton","v":0},{"$f":"Apdx_1!Q34*1/2000*1/1000*metric_tons_per_short_ton","v":1102.8493190085044},10294.012814102809,-2480.9888492222922,1119.8112232017129,-116.1898890131031,0,-1477.3675150336824,-0.12550503625958853]
[null,"New Mexico",{"$f":"Apdx_1!C35*Apdx_1!G35*1/2000*1/1000*metric_tons_per_short_ton","v":12053.556836968824},{"$f":"Apdx_1!D35*Apdx_1!H35*1/2000*1/1000*metric_tons_per_short_ton","v":2358.3450419634887},{"$f":"Apdx_1!E35*Apdx_1!I35*1/2000*1/1000*metric_tons_per_short_ton","v":1315.1907578108862},{"$f":"Apdx_1!F35*1/2000*1/1000*metric_tons_per_short_ton","v":0},15727.092636743198,{"$f":"Apdx_1!M35*Apdx_1!N35*1/2000*1/1000*metric_tons_per_short_ton","v":7578.5042227017984},{"$f":"Apdx_1!D35*Apdx_1!P35*1/2000*1/1000*metric_tons_per_short_ton","v":4206.356650532769},{"$f":"Apdx_1!E35*Apdx_1!O35*1/2000*1/1000*metric_tons_per_short_ton","v":879.68902056365664},{"$f":"Apdx_1!Q35*1/2000*1/1000*metric_tons_per_short_ton","v":0},12664.549893798225,-4475.052614267026,1848.0116085692803,-435.50173724722958,0,-3062.5427429449755,-0.19473038111252416]
[null,"New York",{"$f":"Apdx_1!C36*Apdx_1!G36*1/2000*1/1000*metric_tons_per_short_ton","v":4183.1548814285734},{"$f":"Apdx_1!D36*Apdx_1!H36*1/2000*1/1000*metric_tons_per_short_ton","v":18633.550498597422},{"$f":"Apdx_1!E36*Apdx_1!I36*1/2000*1/1000*metric_tons_per_short_ton","v":7746.5343275904506},{"$f":"Apdx_1!F36*1/2000*1/1000*metric_tons_per_short_ton","v":871.17912323489179},31434.41883085134,{"$f":"Apdx_1!M36*Apdx_1!N36*1/2000*1/1000*metric_tons_per_short_ton","v":26.095776566425435},{"$f":"Apdx_1!D36*Apdx_1!P36*1/2000*1/1000*metric_tons_per_short_ton","v":25641.079085627876},{"$f":"Apdx_1!E36*Apdx_1!O36*1/2000*1/1000*metric_tons_per_short_ton","v":51.409795550308438},{"$f":"Apdx_1!Q36*1/2000*1/1000*metric_tons_per_short_ton","v":871.17912323489179},26589.763780979501,-4157.0591048621482,7007.5285870304542,-7695.1245320401422,0,-4844.6550498718361,-0.15411944072963246]
[null,"North Carolina",{"$f":"Apdx_1!C37*Apdx_1!G37*1/2000*1/1000*metric_tons_per_short_ton","v":46917.68671537959},{"$f":"Apdx_1!D37*Apdx_1!H37*1/2000*1/1000*metric_tons_per_short_ton","v":5865.8985923362188},{"$f":"Apdx_1!E37*Apdx_1!I37*1/2000*1/1000*metric_tons_per_short_ton","v":0},{"$f":"Apdx_1!F37*1/2000*1/1000*metric_tons_per_short_ton","v":374.97485100679472},53158.560158722605,{"$f":"Apdx_1!M37*Apdx_1!N37*1/2000*1/1000*metric_tons_per_short_ton","v":29528.998827990472},{"$f":"Apdx_1!D37*Apdx_1!P37*1/2000*1/1000*metric_tons_per_short_ton","v":12321.627008499705},{"$f":"Apdx_1!E37*Apdx_1!O37*1/2000*1/1000*metric_tons_per_short_ton","v":0},{"$f":"Apdx_1!Q37*1/2000*1/1000*metric_tons_per_short_ton","v":4569.3642173211274},46419.9900538113,-17388.687887389118,6455.7284161634861,0,4194.3893663143326,-6738.5701049113004,-0.12676359338535606]
[null,"North Dakota",{"$f":"Apdx_1!C38*Apdx_1!G38*1/2000*1/1000*metric_tons_per_short_ton","v":30267.393818256758},{"$f":"Apdx_1!D38*Apdx_1!H38*1/2000*1/1000*metric_tons_per_short_ton","v":0},{"$f":"Apdx_1!E38*Apdx_1!I38*1/2000*1/1000*metric_tons_per_short_ton","v":0},{"$f":"Apdx_1!F38*1/2000*1/1000*metric_tons_per_short_ton","v":0},30267.393818256758,{"$f":"Apdx_1!M38*Apdx_1!N38*1/2000*1/1000*metric_tons_per_short_ton","v":28451.350189161349},{"$f":"Apdx_1!D38*Apdx_1!P38*1/2000*1/1000*metric_tons_per_short_ton","v":0},{"$f":"Apdx_1!E38*Apdx_1!O38*1/2000*1/1000*metric_tons_per_short_ton","v":0},{"$f":"Apdx_1!Q38*1/2000*1/1000*metric_tons_per_short_ton","v":0},28451.350189161349,-1816.0436290954094,0,0,0,-1816.0436290954094,-6.000000000000013E-2]
[null,"Ohio",{"$f":"Apdx_1!C39*Apdx_1!G39*1/2000*1/1000*metric_tons_per_short_ton","v":83391.528907846703},{"$f":"Apdx_1!D39*Apdx_1!H39*1/2000*1/1000*metric_tons_per_short_ton","v":9127.221649060557},{"$f":"Apdx_1!E39*Apdx_1!I39*1/2000*1/1000*metric_tons_per_short_ton","v":194.247052404035},{"$f":"Apdx_1!F39*1/2000*1/1000*metric_tons_per_short_ton","v":129.12619127601081},92842.123800587317,{"$f":"Apdx_1!M39*Apdx_1!N39*1/2000*1/1000*metric_tons_per_short_ton","v":72513.841610273172},{"$f":"Apdx_1!D39*Apdx_1!P39*1/2000*1/1000*metric_tons_per_short_ton","v":11966.675250609345},{"$f":"Apdx_1!E39*Apdx_1!O39*1/2000*1/1000*metric_tons_per_short_ton","v":179.69068367070594},{"$f":"Apdx_1!Q39*1/2000*1/1000*metric_tons_per_short_ton","v":1265.9334969361853},85926.141041489405,-10877.687297573531,2839.4536015487884,-14.556368733329066,1136.8073056601745,-6915.9827590978975,-7.4491862917230547E-2]
[null,"Oklahoma",{"$f":"Apdx_1!C40*Apdx_1!G40*1/2000*1/1000*metric_tons_per_short_ton","v":30417.196259870441},{"$f":"Apdx_1!D40*Apdx_1!H40*1/2000*1/1000*metric_tons_per_short_ton","v":12105.675186982613},{"$f":"Apdx_1!E40*Apdx_1!I40*1/2000*1/1000*metric_tons_per_short_ton","v":5320.3144402091784},{"$f":"Apdx_1!F40*1/2000*1/1000*metric_tons_per_short_ton","v":6.2831985169427389},47849.46908557917,{"$f":"Apdx_1!M40*Apdx_1!N40*1/2000*1/1000*metric_tons_per_short_ton","v":13788.457817104743},{"$f":"Apdx_1!D40*Apdx_1!P40*1/2000*1/1000*metric_tons_per_short_ton","v":19974.223560995808},{"$f":"Apdx_1!E40*Apdx_1!O40*1/2000*1/1000*metric_tons_per_short_ton","v":2565.7005181575137},{"$f":"Apdx_1!Q40*1/2000*1/1000*metric_tons_per_short_ton","v":6.2831985169427389},36334.665094775002,-16628.738442765698,7868.5483740131949,-2754.6139220516648,0,-11514.803990804168,-0.24064643162936344]
[null,"Oregon",{"$f":"Apdx_1!C41*Apdx_1!G41*1/2000*1/1000*metric_tons_per_short_ton","v":2489.9350309007255},{"$f":"Apdx_1!D41*Apdx_1!H41*1/2000*1/1000*metric_tons_per_short_ton","v":4417.3994991701875},{"$f":"Apdx_1!E41*Apdx_1!I41*1/2000*1/1000*metric_tons_per_short_ton","v":0},{"$f":"Apdx_1!F41*1/2000*1/1000*metric_tons_per_short_ton","v":46.957812256833442},6954.2923423277471,{"$f":"Apdx_1!M41*Apdx_1!N41*1/2000*1/1000*metric_tons_per_short_ton","v":0},{"$f":"Apdx_1!D41*Apdx_1!P41*1/2000*1/1000*metric_tons_per_short_ton","v":5438.3012587963804},{"$f":"Apdx_1!E41*Apdx_1!O41*1/2000*1/1000*metric_tons_per_short_ton","v":0},{"$f":"Apdx_1!Q41*1/2000*1/1000*metric_tons_per_short_ton","v":46.957812256833442},5485.259071053214,-2489.9350309007255,1020.9017596261929,0,0,-1469.0332712745326,-0.21124123044600343]
[null,"Pennsylvania",{"$f":"Apdx_1!C42*Apdx_1!G42*1/2000*1/1000*metric_tons_per_short_ton","v":83218.682721013523},{"$f":"Apdx_1!D42*Apdx_1!H42*1/2000*1/1000*metric_tons_per_short_ton","v":19389.553560401182},{"$f":"Apdx_1!E42*Apdx_1!I42*1/2000*1/1000*metric_tons_per_short_ton","v":1125.6503366885097},{"$f":"Apdx_1!F42*1/2000*1/1000*metric_tons_per_short_ton","v":1428.9585996164326},105162.84521771966,{"$f":"Apdx_1!M42*Apdx_1!N42*1/2000*1/1000*metric_tons_per_short_ton","v":70386.461147686889},{"$f":"Apdx_1!D42*Apdx_1!P42*1/2000*1/1000*metric_tons_per_short_ton","v":22834.204943634253},{"$f":"Apdx_1!E42*Apdx_1!O42*1/2000*1/1000*metric_tons_per_short_ton","v":1012.8472318877807},{"$f":"Apdx_1!Q42*1/2000*1/1000*metric_tons_per_short_ton","v":1428.9585996164326},95662.471922825353,-12832.221573326635,3444.6513832330711,-112.80310480072899,0,-9500.3732948942925,-9.0339637304654288E-2]
[null,"Rhode Island",{"$f":"Apdx_1!C43*Apdx_1!G43*1/2000*1/1000*metric_tons_per_short_ton","v":0},{"$f":"Apdx_1!D43*Apdx_1!H43*1/2000*1/1000*metric_tons_per_short_ton","v":3388.3574213340094},{"$f":"Apdx_1!E43*Apdx_1!I43*1/2000*1/1000*metric_tons_per_short_ton","v":0},{"$f":"Apdx_1!F43*1/2000*1/1000*metric_tons_per_short_ton","v":0},3388.3574213340094,{"$f":"Apdx_1!M43*Apdx_1!N43*1/2000*1/1000*metric_tons_per_short_ton","v":0},{"$f":"Apdx_1!D43*Apdx_1!P43*1/2000*1/1000*metric_tons_per_short_ton","v":3388.3574213340094},{"$f":"Apdx_1!E43*Apdx_1!O43*1/2000*1/1000*metric_tons_per_short_ton","v":0},{"$f":"Apdx_1!Q43*1/2000*1/1000*metric_tons_per_short_ton","v":0},3388.3574213340094,0,0,0,0,0,0]
[null,"South Carolina",{"$f":"Apdx_1!C44*Apdx_1!G44*1/2000*1/1000*metric_tons_per_short_ton","v":27930.864450300302},{"$f":"Apdx_1!D44*Apdx_1!H44*1/2000*1/1000*metric_tons_per_short_ton","v":4304.4112783645287},{"$f":"Apdx_1!E44*Apdx_1!I44*1/2000*1/1000*metric_tons_per_short_ton","v":318.30047485251316},{"$f":"Apdx_1!F44*1/2000*1/1000*metric_tons_per_short_ton","v":4.9207230043820456},32558.496926521726,{"$f":"Apdx_1!M44*Apdx_1!N44*1/2000*1/1000*metric_tons_per_short_ton","v":20571.889601514129},{"$f":"Apdx_1!D44*Apdx_1!P44*1/2000*1/1000*metric_tons_per_short_ton","v":6703.7528508748601},{"$f":"Apdx_1!E44*Apdx_1!O44*1/2000*1/1000*metric_tons_per_short_ton","v":249.40160314167397},{"$f":"Apdx_1!Q44*1/2000*1/1000*metric_tons_per_short_ton","v":4.9207230043820456},27529.964778535043,-7358.9748487861725,2399.3415725103314,-68.898871710839188,0,-5028.5321479866807,-0.15444607775767757]
[null,"South Dakota",{"$f":"Apdx_1!C45*Apdx_1!G45*1/2000*1/1000*metric_tons_per_short_ton","v":3003.9338282709982},{"$f":"Apdx_1!D45*Apdx_1!H45*1/2000*1/1000*metric_tons_per_short_ton","v":13.90063211469924},{"$f":"Apdx_1!E45*Apdx_1!I45*1/2000*1/1000*metric_tons_per_short_ton","v":0},{"$f":"Apdx_1!F45*1/2000*1/1000*metric_tons_per_short_ton","v":0},3017.8344603856976,{"$f":"Apdx_1!M45*Apdx_1!N45*1/2000*1/1000*metric_tons_per_short_ton","v":925.44742366013156},{"$f":"Apdx_1!D45*Apdx_1!P45*1/2000*1/1000*metric_tons_per_short_ton","v":1022.0325873185527},{"$f":"Apdx_1!E45*Apdx_1!O45*1/2000*1/1000*metric_tons_per_short_ton","v":0},{"$f":"Apdx_1!Q45*1/2000*1/1000*metric_tons_per_short_ton","v":0},1947.4800109786843,-2078.4864046108669,1008.1319552038535,0,0,-1070.3544494070134,-0.35467632948634814]
[null,"Tennessee",{"$f":"Apdx_1!C46*Apdx_1!G46*1/2000*1/1000*metric_tons_per_short_ton","v":34988.120437386227},{"$f":"Apdx_1!D46*Apdx_1!H46*1/2000*1/1000*metric_tons_per_short_ton","v":2414.1353594402572},{"$f":"Apdx_1!E46*Apdx_1!I46*1/2000*1/1000*metric_tons_per_short_ton","v":0},{"$f":"Apdx_1!F46*1/2000*1/1000*metric_tons_per_short_ton","v":0},37402.255796826488,{"$f":"Apdx_1!M46*Apdx_1!N46*1/2000*1/1000*metric_tons_per_short_ton","v":29734.08699423667},{"$f":"Apdx_1!D46*Apdx_1!P46*1/2000*1/1000*metric_tons_per_short_ton","v":3629.5813171625027},{"$f":"Apdx_1!E46*Apdx_1!O46*1/2000*1/1000*metric_tons_per_short_ton","v":0},{"$f":"Apdx_1!Q46*1/2000*1/1000*metric_tons_per_short_ton","v":0},33363.668311399175,-5254.0334431495576,1215.4459577222456,0,0,-4038.587485427312,-0.10797710991993105]
[null,"Texas",{"$f":"Apdx_1!C47*Apdx_1!G47*1/2000*1/1000*metric_tons_per_short_ton","v":140814.48203507042},{"$f":"Apdx_1!D47*Apdx_1!H47*1/2000*1/1000*metric_tons_per_short_ton","v":56214.063185453328},{"$f":"Apdx_1!E47*Apdx_1!I47*1/2000*1/1000*metric_tons_per_short_ton","v":13056.220795683139},{"$f":"Apdx_1!F47*1/2000*1/1000*metric_tons_per_short_ton","v":10610.032232165544},220694.79824837242,{"$f":"Apdx_1!M47*Apdx_1!N47*1/2000*1/1000*metric_tons_per_short_ton","v":63649.786817695953},{"$f":"Apdx_1!D47*Apdx_1!P47*1/2000*1/1000*metric_tons_per_short_ton","v":87685.303680243756},{"$f":"Apdx_1!E47*Apdx_1!O47*1/2000*1/1000*metric_tons_per_short_ton","v":6278.2595173020454},{"$f":"Apdx_1!Q47*1/2000*1/1000*metric_tons_per_short_ton","v":10610.032232165544},168223.38224740728,-77164.695217374479,31471.240494790429,-6777.9612783810935,0,-52471.416000965146,-0.23775556296489245]
[null,"Utah",{"$f":"Apdx_1!C48*Apdx_1!G48*1/2000*1/1000*metric_tons_per_short_ton","v":25668.76243293695},{"$f":"Apdx_1!D48*Apdx_1!H48*1/2000*1/1000*metric_tons_per_short_ton","v":2185.0176695453738},{"$f":"Apdx_1!E48*Apdx_1!I48*1/2000*1/1000*metric_tons_per_short_ton","v":101.89538670521749},{"$f":"Apdx_1!F48*1/2000*1/1000*metric_tons_per_short_ton","v":0},27955.675489187543,{"$f":"Apdx_1!M48*Apdx_1!N48*1/2000*1/1000*metric_tons_per_short_ton","v":18359.643100424604},{"$f":"Apdx_1!D48*Apdx_1!P48*1/2000*1/1000*metric_tons_per_short_ton","v":4817.8166358825174},{"$f":"Apdx_1!E48*Apdx_1!O48*1/2000*1/1000*metric_tons_per_short_ton","v":77.532889974613269},{"$f":"Apdx_1!Q48*1/2000*1/1000*metric_tons_per_short_ton","v":0},23254.992626281735,-7309.1193325123459,2632.7989663371436,-24.362496730604221,0,-4700.6828629058064,-0.16814771171327611]
[null,"Virginia",{"$f":"Apdx_1!C49*Apdx_1!G49*1/2000*1/1000*metric_tons_per_short_ton","v":14029.876732172363},{"$f":"Apdx_1!D49*Apdx_1!H49*1/2000*1/1000*metric_tons_per_short_ton","v":9450.2637288376791},{"$f":"Apdx_1!E49*Apdx_1!I49*1/2000*1/1000*metric_tons_per_short_ton","v":257.70656304190362},{"$f":"Apdx_1!F49*1/2000*1/1000*metric_tons_per_short_ton","v":1170.8910115551303},24908.738035607075,{"$f":"Apdx_1!M49*Apdx_1!N49*1/2000*1/1000*metric_tons_per_short_ton","v":7347.9092330274279},{"$f":"Apdx_1!D49*Apdx_1!P49*1/2000*1/1000*metric_tons_per_short_ton","v":11987.206367923618},{"$f":"Apdx_1!E49*Apdx_1!O49*1/2000*1/1000*metric_tons_per_short_ton","v":143.58449760964538},{"$f":"Apdx_1!Q49*1/2000*1/1000*metric_tons_per_short_ton","v":4986.3939674713483},24465.094066032038,-6681.9674991449347,2536.9426390859389,-114.12206543225824,3815.5029559162181,-443.6439695750355,-1.7810776641548273E-2]
[null,"Washington",{"$f":"Apdx_1!C50*Apdx_1!G50*1/2000*1/1000*metric_tons_per_short_ton","v":4119.9707423576265},{"$f":"Apdx_1!D50*Apdx_1!H50*1/2000*1/1000*metric_tons_per_short_ton","v":2114.5819557335722},{"$f":"Apdx_1!E50*Apdx_1!I50*1/2000*1/1000*metric_tons_per_short_ton","v":0},{"$f":"Apdx_1!F50*1/2000*1/1000*metric_tons_per_short_ton","v":381.42943627080695},6615.9821343620051,{"$f":"Apdx_1!M50*Apdx_1!N50*1/2000*1/1000*metric_tons_per_short_ton","v":0},{"$f":"Apdx_1!D50*Apdx_1!P50*1/2000*1/1000*metric_tons_per_short_ton","v":3509.0116998031385},{"$f":"Apdx_1!E50*Apdx_1!O50*1/2000*1/1000*metric_tons_per_short_ton","v":0},{"$f":"Apdx_1!Q50*1/2000*1/1000*metric_tons_per_short_ton","v":381.42943627080695},3890.4411360739455,-4119.9707423576265,1394.4297440695664,0,0,-2725.5409982880601,-0.41196317386230225]
[null,"West Virginia",{"$f":"Apdx_1!C51*Apdx_1!G51*1/2000*1/1000*metric_tons_per_short_ton","v":65342.693244196482},{"$f":"Apdx_1!D51*Apdx_1!H51*1/2000*1/1000*metric_tons_per_short_ton","v":0},{"$f":"Apdx_1!E51*Apdx_1!I51*1/2000*1/1000*metric_tons_per_short_ton","v":0},{"$f":"Apdx_1!F51*1/2000*1/1000*metric_tons_per_short_ton","v":258.07319004281845},65600.766434239296,{"$f":"Apdx_1!M51*Apdx_1!N51*1/2000*1/1000*metric_tons_per_short_ton","v":61422.131649544681},{"$f":"Apdx_1!D51*Apdx_1!P51*1/2000*1/1000*metric_tons_per_short_ton","v":0},{"$f":"Apdx_1!E51*Apdx_1!O51*1/2000*1/1000*metric_tons_per_short_ton","v":0},{"$f":"Apdx_1!Q51*1/2000*1/1000*metric_tons_per_short_ton","v":258.07319004281845},61680.204839587503,-3920.561594651801,0,0,0,-3920.561594651801,-5.9763960205890601E-2]
[null,"Wisconsin",{"$f":"Apdx_1!C52*Apdx_1!G52*1/2000*1/1000*metric_tons_per_short_ton","v":34410.640932215007},{"$f":"Apdx_1!D52*Apdx_1!H52*1/2000*1/1000*metric_tons_per_short_ton","v":3872.011021974366},{"$f":"Apdx_1!E52*Apdx_1!I52*1/2000*1/1000*metric_tons_per_short_ton","v":38.865702809097534},{"$f":"Apdx_1!F52*1/2000*1/1000*metric_tons_per_short_ton","v":60.598055148424294},38382.115712146893,{"$f":"Apdx_1!M52*Apdx_1!N52*1/2000*1/1000*metric_tons_per_short_ton","v":24236.920239129857},{"$f":"Apdx_1!D52*Apdx_1!P52*1/2000*1/1000*metric_tons_per_short_ton","v":6919.3995328876599},{"$f":"Apdx_1!E52*Apdx_1!O52*1/2000*1/1000*metric_tons_per_short_ton","v":29.122143909824359},{"$f":"Apdx_1!Q52*1/2000*1/1000*metric_tons_per_short_ton","v":60.598055148424294},31246.039971075763,-10173.72069308515,3047.3885109132939,-9.7435588992731752,0,-7136.0757410711294,-0.18592189640063941]
[null,"Wyoming",{"$f":"Apdx_1!C53*Apdx_1!G53*1/2000*1/1000*metric_tons_per_short_ton","v":45348.853668109055},{"$f":"Apdx_1!D53*Apdx_1!H53*1/2000*1/1000*metric_tons_per_short_ton","v":0},{"$f":"Apdx_1!E53*Apdx_1!I53*1/2000*1/1000*metric_tons_per_short_ton","v":0},{"$f":"Apdx_1!F53*1/2000*1/1000*metric_tons_per_short_ton","v":0},45348.853668109055,{"$f":"Apdx_1!M53*Apdx_1!N53*1/2000*1/1000*metric_tons_per_short_ton","v":42339.938711876937},{"$f":"Apdx_1!D53*Apdx_1!P53*1/2000*1/1000*metric_tons_per_short_ton","v":0},{"$f":"Apdx_1!E53*Apdx_1!O53*1/2000*1/1000*metric_tons_per_short_ton","v":0},{"$f":"Apdx_1!Q53*1/2000*1/1000*metric_tons_per_short_ton","v":437.1820033680001},42777.120715244935,-3008.9149562321181,0,0,437.1820033680001,-2571.732952864118,-5.670998812198539E-2]
[null,"U.S. Total",{"$f":"SUM(C5:C53)","v":1480055.755779536},{"$f":"D4","v":376884.35717316583},66282.293645144106,29235.805169492243,1952458.211767338,1031283.0606660218,549124.40596699168,24212.524923113338,48623.23997416038,1653243.2315302871,-448772.69511351379,172240.0487938259,-42069.768722030778,19387.434804668133,-299214.98023705056]

{"sheet":"Cost_Summary","index":5,"n_rows":54,"n_cols":68,"rows_kept":54,"cut":false,"hidden":true,"merged":[[1,17,1,21],[1,14,1,16],[1,4,1,5],[1,6,1,7],[1,8,1,9],[1,10,1,11],[1,12,1,13]]}
[]
[null,{"$f":"IF(CostData!C4<>\"EPA 111(d) cost\",\"Caution: Adjusted EE Costs in Effect\",\"\")","v":""},null,"All Building Blocks",{"$f":"'BB1'!B3","v":"(1) Lower Average Coal Emission Rate"},null,{"$f":"BB2a!B3","v":"(2a) Redispatch to Existing NG"},null,{"$f":"BB2b!B3","v":"(2b) Redispatch to Under-Construction NG"},null,{"$f":"BB3ai!B3","v":"(3a-i) At-Risk Nuclear"},null,{"$f":"BB3aii!B3","v":"(3a-ii) Under-Construction Nuclear"},null,{"$f":"BB3b!B3","v":"(3b) Incremental Renewables"},null,null,{"$f":"'BB4'!B3","v":"(4) Incremental Energy Efficiency"}]
[null,"State","IPM Model Costs (millions)","Total Cost (millions)",{"$f":"'BB1'!H4","v":"Emission Reduction (thousand metric tons)"},"Measure Cost (millions)",{"$f":"BB2a!P4","v":"Existing Emission Reduction (thousand metric tons)"},"Measure Cost (millions)",{"$f":"BB2b!P4","v":"Under Constr Emission Reduction (thousand metric tons)"},"Measure Cost (millions)",{"$f":"BB3ai!C4","v":"Nuclear Generation \"At Risk\" (MWh)"},"Measure Cost (millions)",{"$f":"BB3aii!C4","v":"Nuclear Generation Under Construction  (MWh)"},"Measure Cost (millions)","Incremental RE (MWh)","Measure Cost (millions)","Displaced energy savings (millions)","GROSS Existing and Incremental EE (MWh)","Total Measure Cost (millions)","Displaced energy savings (millions)","Admin Measure Cost (millions)","Participant Measure Cost (millions)",null,"Total Costs (millions)","Total Benefits (millions)","EE Participant Costs (millions)",null,"BB1 Lower Average Coal Emission Rate Cost (millions)","BB2a Redispatch to Existing NG Cost  (millions)","BB2b Redispatch to Under-Construction NG Cost  (millions)","BB3ai At-Risk Nuclear Cost (millions)","BB3aii Under-Construction Nuclear Cost (millions)","BB3b Renewables Cost (millions)","BB4 EE Program Administration Cost (millions)","BB3b RE Displaced Energy Savings (millions)","BB4 EE Displaced Energy Savings (millions)",null,"BAU System Generation (TWh)","BAU System Costs ($ billions)","BAU System Costs (¢/kWh)",null,"111(d) System Generation (TWh)",null,"BB1 System Costs ($ billions)","BB2a System Costs ($ billions)","BB2b System Costs ($ billions)","BB3ai System Costs ($ billions)","BB3aii System Costs ($ billions)","BB3b System Costs ($ billions)","BB4 System Costs ($ billions)",null,"BB1 System Costs (¢/kWh)","BB2a System Costs (¢/kWh)","BB2b System Costs (¢/kWh)","BB3ai System Costs (¢/kWh)","BB3aii System Costs (¢/kWh)","BB3b System Costs (¢/kWh)","BB4 System Costs (¢/kWh)",null,"BB1 Net Costs (¢/kWh)","BB2a Net Costs (¢/kWh)","BB2b Net Costs (¢/kWh)","BB3ai Net Costs (¢/kWh)","BB3aii Net Costs (¢/kWh)","BB3b Net Costs (¢/kWh)","BB4 Net Costs (¢/kWh)",null,"Total Net Costs (¢/kWh)"]
[null,"U.S. Total",{"$f":"C54","v":-34000},7513.4027678051498,88803.345346772228,683.78575917014621,227227.01805616077,7498.4915958533056,2105.965040153701,69.496846325072141,44484120.000000015,266.90472000000011,{"$f":"M54","v":44113248},0,313620568.54275215,19758.095818193386,-24762.192124988465,475133407.77077007,3998.8201532517051,-37514.582614553445,20756.701383902575,20756.701383902575,null,{"$f":"X54","v":49033.476123444489},-62276.774739541914,{"$f":"Z54","v":20756.701383902575},null,683.78575917014621,7498.4915958533056,69.496846325072141,266.90472000000011,0,19758.095818193386,20756.701383902575,-24762.192124988465,-37514.582614553445,null,{"$f":"AL54","v":4744.0768738154247},374.57282712985841,7.8955893231259582,null,{"$f":"AP54","v":4268.943466044655},null,{"$f":"AR54","v":375.25661288902853},382.07131872571171,374.64232397618349,374.83973184985842,374.57282712985841,369.56873082306333,357.81494589920754,null,{"$f":"AZ54","v":7.9100027860052009},8.0536494008882009,7.897054241342369,7.9012153854158251,7.8955893231259582,7.7901083952258467,8.3818150496787265,null,{"$f":"BH54","v":1.4413462879242722E-2},0.15806007776224273,1.4649182164108154E-3,5.626062289866951E-3,0,-0.10548092790011143,0.4862257265527683,null,0.56030931980042009]
[null,"Alabama",{"$f":"D5-U5-V5","v":-785.50430327794277},{"$f":"F5+H5+J5+L5+N5+P5+Q5+S5","v":128.20044663055},{"$f":"-'BB1'!H5","v":2836.5856036927362},{"$f":"E5*INDEX(RefTables!$D$14:$F$14,1,StateData!$C$73)*1/1000","v":21.84170914843407},{"$f":"-BB2a!P5","v":5700.6076627249859},{"$f":"G5*INDEX(RefTables!$D$15:$F$15,1,StateData!$C$73)*1/1000","v":188.12005286992451},{"$f":"-BB2b!N5*BB2b!O5","v":0},{"$f":"I5*INDEX(RefTables!$D$16:$F$16,1,StateData!$C$73)*1/1000","v":0},{"$f":"BB3ai!C5","v":2329528.2830145163},{"$f":"K5*INDEX(RefTables!$D$17:$F$17,1,StateData!$C$73)*1/1000000","v":13.977169698087097},{"$f":"BB3aii!C5","v":0},{"$f":"M5*INDEX(RefTables!$D$18:$F$18,1,StateData!$C$73)*1/1000000","v":0},{"$f":"IF(GWh_Summary!Z5*1000<0,0,GWh_Summary!Z5*1000)","v":11516247.242619921},{"$f":"O5*INDEX(RefTables!$D$22:$F$22,1,StateData!$C$73)*1/1000000","v":725.52357628505501},{"$f":"-O5*INDEX(RefTables!$D$38:$F$39,StateData!$C$74,StateData!$C$73)*1/1000000","v":-909.275587713086},{"$f":"IF(CostData!$C$6=\"Proposed - Option 1\",\nINDEX(Apdx_5_5_Opt_1_CumSavings!$G$7:$Q$59,MATCH(B5,Apdx_5_5_Opt_1_CumSavings!$C$7:$C$59,0),MATCH(CostData!$C$3,Apdx_5_5_Opt_1_CumSavings!$G$6:$Q$6,0)),\nINDEX(Apdx_5_5_Opt_2_CumSavings!$G$7:$Q$59,MATCH(B5,Apdx_5_5_Opt_2_CumSavings!$C$7:$C$59,0),MATCH(CostData!$C$3,Apdx_5_5_Opt_2_CumSavings!$G$6:$Q$6,0)))*1000","v":10457626.274303949},{"$f":"T5+U5+V5","v":88.013526342135265},{"$f":"-$R5*INDEX(RefTables!$D$38:$F$39,StateData!$C$74,StateData!$C$73)*1/1000000","v":-825.69122356635751},{"$f":"$R5*INDEX(RefTables!$D$28:$F$28,1,StateData!$C$73)/2*1/1000000","v":456.85237495424639},{"$f":"U5","v":456.85237495424639},null,{"$f":"F5+H5+J5+L5+N5+P5+U5","v":1406.3148829557472},{"$f":"Q5+T5","v":-1734.9668112794434},{"$f":"V5","v":456.85237495424639},null,{"$f":"F5","v":21.84170914843407},{"$f":"H5","v":188.12005286992451},{"$f":"J5","v":0},{"$f":"L5","v":13.977169698087097},{"$f":"N5","v":0},{"$f":"P5","v":725.52357628505501},{"$f":"U5","v":456.85237495424639},{"$f":"Q5","v":-909.275587713086},{"$f":"T5","v":-825.69122356635751},null,{"$f":"IF(CostData!$C$6=\"Proposed - Option 1\",\n(INDEX(Apdx_5_5_Opt_1_CumSavings!$S$7:$S$59,MATCH(B5,Apdx_5_5_Opt_1_CumSavings!$C$7:$C$59,0))\n+INDEX(Apdx_5_5_Opt_1_CumSavings!$G$7:$Q$59,MATCH(B5,Apdx_5_5_Opt_1_CumSavings!$C$7:$C$59,0),MATCH(CostData!$C$3,Apdx_5_5_Opt_1_CumSavings!$G$6:$Q$6,0))),\n(INDEX(Apdx_5_5_Opt_2_CumSavings!$S$7:$S$59,MATCH(B5,Apdx_5_5_Opt_2_CumSavings!$C$7:$C$59,0))\n+INDEX(Apdx_5_5_Opt_2_CumSavings!$G$7:$Q$59,MATCH(B5,Apdx_5_5_Opt_2_CumSavings!$C$7:$C$59,0),MATCH(CostData!$C$3,Apdx_5_5_Opt_2_CumSavings!$G$6:$Q$6,0))))/1000","v":114.10109777384751},{"$f":"AL5*INDEX(RefTables!$D$38:$F$39,StateData!$C$74,StateData!$C$73)*10^-3","v":9.0089540934014156},{"$f":"AM5*100/AL5","v":7.8955893231259591},null,{"$f":"IF(CostData!$C$6=\"Proposed - Option 1\",\nINDEX(Apdx_5_5_Opt_1_CumSavings!$S$7:$S$59,MATCH(B5,Apdx_5_5_Opt_1_CumSavings!$C$7:$C$59,0)),\nINDEX(Apdx_5_5_Opt_2_CumSavings!$S$7:$S$59,MATCH(B5,Apdx_5_5_Opt_2_CumSavings!$C$7:$C$59,0)))/1000","v":103.64347149954358},null,{"$f":"$AM5+AB5/1000","v":9.03079580254985},{"$f":"$AM5+AC5/1000","v":9.1970741462713406},{"$f":"$AM5+AD5/1000","v":9.0089540934014156},{"$f":"$AM5+AE5/1000","v":9.0229312630995029},{"$f":"$AM5+AF5/1000","v":9.0089540934014156},{"$f":"$AM5+(AG5+AI5)/1000","v":8.8252020819733854},{"$f":"$AM5+(AH5+AJ5)/1000","v":8.640115244789305},null,{"$f":"AR5*100/$AL5","v":7.9147317411872873},{"$f":"AS5*100/$AL5","v":8.0604607017018122},7.8955893231259591,7.9078391348900752,7.8955893231259591,7.7345461648977771,{"$f":"AX5*100/$AP5","v":8.336381558608208},null,{"$f":"AZ5-$AN5","v":1.9142418061328215E-2},{"$f":"BA5-$AN5","v":0.1648713785758531},0,1.2249811764116103E-2,0,-0.16104315822818194,{"$f":"BF5-$AN5","v":0.44079223548224888},null,{"$f":"SUM(BH5:BN5)","v":0.47601268565536436}]
[null,"Alaska",{"$f":"D6-U6-V6","v":-55.640314918906107},{"$f":"F6+H6+J6+L6+N6+P6+Q6+S6","v":9.3633441361741436},{"$f":"-'BB1'!H6","v":16.715414935309695},{"$f":"E6*INDEX(RefTables!$D$14:$F$14,1,StateData!$C$73)*1/1000","v":0.12870869500188464},{"$f":"-BB2a!P6","v":149.62903160314454},{"$f":"G6*INDEX(RefTables!$D$15:$F$15,1,StateData!$C$73)*1/1000","v":4.93775804290377},{"$f":"-BB2b!N6*BB2b!O6","v":0},{"$f":"I6*INDEX(RefTables!$D$16:$F$16,1,StateData!$C$73)*1/1000","v":0},{"$f":"BB3ai!C6","v":0},{"$f":"K6*INDEX(RefTables!$D$17:$F$17,1,StateData!$C$73)*1/1000000","v":0},{"$f":"BB3aii!C6","v":0},{"$f":"M6*INDEX(RefTables!$D$18:$F$18,1,StateData!$C$73)*1/1000000","v":0},{"$f":"IF(GWh_Summary!Z6*1000<0,0,GWh_Summary!Z6*1000)","v":123131.01000000001},{"$f":"O6*INDEX(RefTables!$D$22:$F$22,1,StateData!$C$73)*1/1000000","v":7.757253630000001},{"$f":"-O6*INDEX(RefTables!$D$38:$F$39,StateData!$C$74,StateData!$C$73)*1/1000000","v":-9.7219188790171565},{"$f":"IF(CostData!$C$6=\"Proposed - Option 1\",\nINDEX(Apdx_5_5_Opt_1_CumSavings!$G$7:$Q$59,MATCH(B6,Apdx_5_5_Opt_1_CumSavings!$C$7:$C$59,0),MATCH(CostData!$C$3,Apdx_5_5_Opt_1_CumSavings!$G$6:$Q$6,0)),\nINDEX(Apdx_5_5_Opt_2_CumSavings!$G$7:$Q$59,MATCH(B6,Apdx_5_5_Opt_2_CumSavings!$C$7:$C$59,0),MATCH(CostData!$C$3,Apdx_5_5_Opt_2_CumSavings!$G$6:$Q$6,0)))*1000","v":743986.4714814967},{"$f":"T6+U6+V6","v":6.2615426472856441},{"$f":"-$R6*INDEX(RefTables!$D$38:$F$39,StateData!$C$74,StateData!$C$73)*1/1000000","v":-58.742116407794605},{"$f":"$R6*INDEX(RefTables!$D$28:$F$28,1,StateData!$C$73)/2*1/1000000","v":32.501829527540124},{"$f":"U6","v":32.501829527540124},null,{"$f":"F6+H6+J6+L6+N6+P6+U6","v":45.325549895445782},{"$f":"Q6+T6","v":-68.464035286811765},{"$f":"V6","v":32.501829527540124},null,{"$f":"F6","v":0.12870869500188464},{"$f":"H6","v":4.93775804290377},{"$f":"J6","v":0},{"$f":"L6","v":0},{"$f":"N6","v":0},{"$f":"P6","v":7.757253630000001},{"$f":"U6","v":32.501829527540124},{"$f":"Q6","v":-9.7219188790171565},{"$f":"T6","v":-58.742116407794605},null,{"$f":"IF(CostData!$C$6=\"Proposed - Option 1\",\n(INDEX(Apdx_5_5_Opt_1_CumSavings!$S$7:$S$59,MATCH(B6,Apdx_5_5_Opt_1_CumSavings!$C$7:$C$59,0))\n+INDEX(Apdx_5_5_Opt_1_CumSavings!$G$7:$Q$59,MATCH(B6,Apdx_5_5_Opt_1_CumSavings!$C$7:$C$59,0),MATCH(CostData!$C$3,Apdx_5_5_Opt_1_CumSavings!$G$6:$Q$6,0))),\n(INDEX(Apdx_5_5_Opt_2_CumSavings!$S$7:$S$59,MATCH(B6,Apdx_5_5_Opt_2_CumSavings!$C$7:$C$59,0))\n+INDEX(Apdx_5_5_Opt_2_CumSavings!$G$7:$Q$59,MATCH(B6,Apdx_5_5_Opt_2_CumSavings!$C$7:$C$59,0),MATCH(CostData!$C$3,Apdx_5_5_Opt_2_CumSavings!$G$6:$Q$6,0))))/1000","v":8.1174896576212063},{"$f":"AL6*INDEX(RefTables!$D$38:$F$39,StateData!$C$74,StateData!$C$73)*10^-3","v":0.64092364671299396},{"$f":"AM6*100/AL6","v":7.8955893231259591},null,{"$f":"IF(CostData!$C$6=\"Proposed - Option 1\",\nINDEX(Apdx_5_5_Opt_1_CumSavings!$S$7:$S$59,MATCH(B6,Apdx_5_5_Opt_1_CumSavings!$C$7:$C$59,0)),\nINDEX(Apdx_5_5_Opt_2_CumSavings!$S$7:$S$59,MATCH(B6,Apdx_5_5_Opt_2_CumSavings!$C$7:$C$59,0)))/1000","v":7.3735031861397093},null,{"$f":"$AM6+AB6/1000","v":0.64105235540799588},{"$f":"$AM6+AC6/1000","v":0.64586140475589771},{"$f":"$AM6+AD6/1000","v":0.64092364671299396},{"$f":"$AM6+AE6/1000","v":0.64092364671299396},{"$f":"$AM6+AF6/1000","v":0.64092364671299396},{"$f":"$AM6+(AG6+AI6)/1000","v":0.63895898146397678},{"$f":"$AM6+(AH6+AJ6)/1000","v":0.61468335983273947},null,{"$f":"AR6*100/$AL6","v":7.8971748957651684},{"$f":"AS6*100/$AL6","v":7.9564179567450717},{"$f":"AT6*100/$AL6","v":7.8955893231259591},{"$f":"AU6*100/$AL6","v":7.8955893231259591},{"$f":"AV6*100/$AL6","v":7.8955893231259591},{"$f":"AW6*100/$AL6","v":7.871386455837146},{"$f":"AX6*100/$AP6","v":8.3363815586082097},null,{"$f":"AZ6-$AN6","v":1.5855726392093317E-3},{"$f":"BA6-$AN6","v":6.0828633619112615E-2},{"$f":"BB6-$AN6","v":0},{"$f":"BC6-$AN6","v":0},{"$f":"BD6-$AN6","v":0},{"$f":"BE6-$AN6","v":-2.4202867288813046E-2},{"$f":"BF6-$AN6","v":0.44079223548225066},null,{"$f":"SUM(BH6:BN6)","v":0.47900357445175956}]
[null,"Arizona",{"$f":"D7-U7-V7","v":-440.84895994941701},545.09316635383948,{"$f":"-'BB1'!H7","v":1501.8947764988116},{"$f":"E7*INDEX(RefTables!$D$14:$F$14,1,StateData!$C$73)*1/1000","v":11.564589779040849},{"$f":"-BB2a!P7","v":13909.389735457666},{"$f":"G7*INDEX(RefTables!$D$15:$F$15,1,StateData!$C$73)*1/1000","v":459.00986127010299},{"$f":"-BB2b!N7*BB2b!O7","v":0},{"$f":"I7*INDEX(RefTables!$D$16:$F$16,1,StateData!$C$73)*1/1000","v":0},{"$f":"BB3ai!C7","v":1818486.110605574},{"$f":"K7*INDEX(RefTables!$D$17:$F$17,1,StateData!$C$73)*1/1000000","v":10.910916663633444},{"$f":"BB3aii!C7","v":0},{"$f":"M7*INDEX(RefTables!$D$18:$F$18,1,StateData!$C$73)*1/1000000","v":0},{"$f":"IF(GWh_Summary!Z7*1000<0,0,GWh_Summary!Z7*1000)","v":1965672.8063320348},{"$f":"O7*INDEX(RefTables!$D$22:$F$22,1,StateData!$C$73)*1/1000000","v":123.83738679891819},{"$f":"-O7*INDEX(RefTables!$D$38:$F$39,StateData!$C$74,StateData!$C$73)*1/1000000","v":-155.20145222434252},{"$f":"IF(CostData!$C$6=\"Proposed - Option 1\",\nINDEX(Apdx_5_5_Opt_1_CumSavings!$G$7:$Q$59,MATCH(B7,Apdx_5_5_Opt_1_CumSavings!$C$7:$C$59,0),MATCH(CostData!$C$3,Apdx_5_5_Opt_1_CumSavings!$G$6:$Q$6,0)),\nINDEX(Apdx_5_5_Opt_2_CumSavings!$G$7:$Q$59,MATCH(B7,Apdx_5_5_Opt_2_CumSavings!$C$7:$C$59,0),MATCH(CostData!$C$3,Apdx_5_5_Opt_2_CumSavings!$G$6:$Q$6,0)))*1000","v":11284404.821146701},{"$f":"T7+U7+V7","v":94.97186406648666},{"$f":"-$R7*INDEX(RefTables!$D$38:$F$39,StateData!$C$74,StateData!$C$73)*1/1000000","v":-890.97026223676983},{"$f":"$R7*INDEX(RefTables!$D$28:$F$28,1,StateData!$C$73)/2*1/1000000","v":492.97106315162824},492.97106315162824,null,1098.2938176633236,-1046.1717144611123,492.97106315162824,null,11.564589779040849,459.00986127010299,0,10.910916663633444,0,123.83738679891819,492.97106315162824,-155.20145222434252,-890.97026223676983,null,{"$f":"IF(CostData!$C$6=\"Proposed - Option 1\",\n(INDEX(Apdx_5_5_Opt_1_CumSavings!$S$7:$S$59,MATCH(B7,Apdx_5_5_Opt_1_CumSavings!$C$7:$C$59,0))\n+INDEX(Apdx_5_5_Opt_1_CumSavings!$G$7:$Q$59,MATCH(B7,Apdx_5_5_Opt_1_CumSavings!$C$7:$C$59,0),MATCH(CostData!$C$3,Apdx_5_5_Opt_1_CumSavings!$G$6:$Q$6,0))),\n(INDEX(Apdx_5_5_Opt_2_CumSavings!$S$7:$S$59,MATCH(B7,Apdx_5_5_Opt_2_CumSavings!$C$7:$C$59,0))\n+INDEX(Apdx_5_5_Opt_2_CumSavings!$G$7:$Q$59,MATCH(B7,Apdx_5_5_Opt_2_CumSavings!$C$7:$C$59,0),MATCH(CostData!$C$3,Apdx_5_5_Opt_2_CumSavings!$G$6:$Q$6,0))))/1000","v":107.56772240772264},{"$f":"AL7*INDEX(RefTables!$D$38:$F$39,StateData!$C$74,StateData!$C$73)*10^-3","v":8.493105605553918},{"$f":"AM7*100/AL7","v":7.8955893231259582},null,{"$f":"IF(CostData!$C$6=\"Proposed - Option 1\",\nINDEX(Apdx_5_5_Opt_1_CumSavings!$S$7:$S$59,MATCH(B7,Apdx_5_5_Opt_1_CumSavings!$C$7:$C$59,0)),\nINDEX(Apdx_5_5_Opt_2_CumSavings!$S$7:$S$59,MATCH(B7,Apdx_5_5_Opt_2_CumSavings!$C$7:$C$59,0)))/1000","v":96.283317586575947},null,8.5046701953329595,8.9521154668240204,8.493105605553918,8.504016522217551,8.493105605553918,8.461741540128493,{"$f":"$AM7+(AH7+AJ7)/1000","v":8.0951064064687763},null,7.9063403081986054,8.3223064191059972,7.8955893231259582,7.9057326230112865,7.8955893231259582,7.8664318168374612,{"$f":"AX7*100/$AP7","v":8.4075898186514255},null,1.0750985072647268E-2,0.42671709598003904,0,1.0143299885328361E-2,0,-2.9157506288497004E-2,{"$f":"BF7-$AN7","v":0.51200049552546734},null,0.930454370174985]
[null,"Arkansas",{"$f":"D8-U8-V8","v":-113.9325661983579},{"$f":"F8+H8+J8+L8+N8+P8+Q8+S8","v":379.22722208772893},{"$f":"-'BB1'!H8","v":1757.6289521773251},{"$f":"E8*INDEX(RefTables!$D$14:$F$14,1,StateData!$C$73)*1/1000","v":13.533742931765405},{"$f":"-BB2a!P8","v":10962.967498427028},{"$f":"G8*INDEX(RefTables!$D$15:$F$15,1,StateData!$C$73)*1/1000","v":361.77792744809193},{"$f":"-BB2b!N8*BB2b!O8","v":0},{"$f":"I8*INDEX(RefTables!$D$16:$F$16,1,StateData!$C$73)*1/1000","v":0},{"$f":"BB3ai!C8","v":842037.12970128574},{"$f":"K8*INDEX(RefTables!$D$17:$F$17,1,StateData!$C$73)*1/1000000","v":5.0522227782077147},{"$f":"BB3aii!C8","v":0},{"$f":"M8*INDEX(RefTables!$D$18:$F$18,1,StateData!$C$73)*1/1000000","v":0},{"$f":"IF(GWh_Summary!Z8*1000<0,0,GWh_Summary!Z8*1000)","v":3048452.4768645051},{"$f":"O8*INDEX(RefTables!$D$22:$F$22,1,StateData!$C$73)*1/1000000","v":192.05250604246382},{"$f":"-O8*INDEX(RefTables!$D$38:$F$39,StateData!$C$74,StateData!$C$73)*1/1000000","v":-240.69328828388268},{"$f":"IF(CostData!$C$6=\"Proposed - Option 1\",\nINDEX(Apdx_5_5_Opt_1_CumSavings!$G$7:$Q$59,MATCH(B8,Apdx_5_5_Opt_1_CumSavings!$C$7:$C$59,0),MATCH(CostData!$C$3,Apdx_5_5_Opt_1_CumSavings!$G$6:$Q$6,0)),\nINDEX(Apdx_5_5_Opt_2_CumSavings!$G$7:$Q$59,MATCH(B8,Apdx_5_5_Opt_2_CumSavings!$C$7:$C$59,0),MATCH(CostData!$C$3,Apdx_5_5_Opt_2_CumSavings!$G$6:$Q$6,0)))*1000","v":5644362.4266233202},47.504111171082741,{"$f":"-$R8*INDEX(RefTables!$D$38:$F$39,StateData!$C$74,StateData!$C$73)*1/1000000","v":-445.6556771150041},{"$f":"$R8*INDEX(RefTables!$D$28:$F$28,1,StateData!$C$73)/2*1/1000000","v":246.57989414304342},246.57989414304342,null,818.99629334357223,-686.34896539888678,246.57989414304342,null,13.533742931765405,361.77792744809193,0,5.0522227782077147,0,192.05250604246382,246.57989414304342,-240.69328828388268,-445.6556771150041,null,{"$f":"IF(CostData!$C$6=\"Proposed - Option 1\",\n(INDEX(Apdx_5_5_Opt_1_CumSavings!$S$7:$S$59,MATCH(B8,Apdx_5_5_Opt_1_CumSavings!$C$7:$C$59,0))\n+INDEX(Apdx_5_5_Opt_1_CumSavings!$G$7:$Q$59,MATCH(B8,Apdx_5_5_Opt_1_CumSavings!$C$7:$C$59,0),MATCH(CostData!$C$3,Apdx_5_5_Opt_1_CumSavings!$G$6:$Q$6,0))),\n(INDEX(Apdx_5_5_Opt_2_CumSavings!$S$7:$S$59,MATCH(B8,Apdx_5_5_Opt_2_CumSavings!$C$7:$C$59,0))\n+INDEX(Apdx_5_5_Opt_2_CumSavings!$G$7:$Q$59,MATCH(B8,Apdx_5_5_Opt_2_CumSavings!$C$7:$C$59,0),MATCH(CostData!$C$3,Apdx_5_5_Opt_2_CumSavings!$G$6:$Q$6,0))))/1000","v":60.39084571103961},{"$f":"AL8*INDEX(RefTables!$D$38:$F$39,StateData!$C$74,StateData!$C$73)*10^-3","v":4.7682131661063138},7.8955893231259573,null,{"$f":"IF(CostData!$C$6=\"Proposed - Option 1\",\nINDEX(Apdx_5_5_Opt_1_CumSavings!$S$7:$S$59,MATCH(B8,Apdx_5_5_Opt_1_CumSavings!$C$7:$C$59,0)),\nINDEX(Apdx_5_5_Opt_2_CumSavings!$S$7:$S$59,MATCH(B8,Apdx_5_5_Opt_2_CumSavings!$C$7:$C$59,0)))/1000","v":54.746483284416293},null,4.7817469090380795,5.1299910935544055,4.7682131661063138,4.7732653888845213,4.7682131661063138,4.7195723838648949,4.5691373831343531,null,7.9179995788069641,8.494650195992584,7.8955893231259573,7.9039551983156873,7.8955893231259573,7.8150460194700413,8.3459924894115858,null,2.2410255681006852E-2,0.59906087286662668,0,8.3658751897299766E-3,0,-8.0543303655915999E-2,0.45040316628562849,null,0.999696866367076]
[null,"California",{"$f":"D9-U9-V9","v":-2970.2503486347578},237.59654568888232,{"$f":"-'BB1'!H9","v":55.464096368854484},{"$f":"E9*INDEX(RefTables!$D$14:$F$14,1,StateData!$C$73)*1/1000","v":0.4270735420401795},{"$f":"-BB2a!P9","v":2985.5986931897637},{"$f":"G9*INDEX(RefTables!$D$15:$F$15,1,StateData!$C$73)*1/1000","v":98.524756875262199},{"$f":"-BB2b!N9*BB2b!O9","v":57.158020099523696},{"$f":"I9*INDEX(RefTables!$D$16:$F$16,1,StateData!$C$73)*1/1000","v":1.8862146632842818},{"$f":"BB3ai!C9","v":1034647.9267860011},{"$f":"K9*INDEX(RefTables!$D$17:$F$17,1,StateData!$C$73)*1/1000000","v":6.2078875607160073},{"$f":"BB3aii!C9","v":0},{"$f":"M9*INDEX(RefTables!$D$18:$F$18,1,StateData!$C$73)*1/1000000","v":0},{"$f":"IF(GWh_Summary!Z9*1000<0,0,GWh_Summary!Z9*1000)","v":11183858.7439375},{"$f":"O9*INDEX(RefTables!$D$22:$F$22,1,StateData!$C$73)*1/1000000","v":704.5831008680625},{"$f":"-O9*INDEX(RefTables!$D$38:$F$39,StateData!$C$74,StateData!$C$73)*1/1000000","v":-883.03155689981804},{"$f":"IF(CostData!$C$6=\"Proposed - Option 1\",\nINDEX(Apdx_5_5_Opt_1_CumSavings!$G$7:$Q$59,MATCH(B9,Apdx_5_5_Opt_1_CumSavings!$C$7:$C$59,0),MATCH(CostData!$C$3,Apdx_5_5_Opt_1_CumSavings!$G$6:$Q$6,0)),\nINDEX(Apdx_5_5_Opt_2_CumSavings!$G$7:$Q$59,MATCH(B9,Apdx_5_5_Opt_2_CumSavings!$C$7:$C$59,0),MATCH(CostData!$C$3,Apdx_5_5_Opt_2_CumSavings!$G$6:$Q$6,0)))*1000","v":36714774.624278665},308.99906907933519,{"$f":"-$R9*INDEX(RefTables!$D$38:$F$39,StateData!$C$74,StateData!$C$73)*1/1000000","v":-2898.8478252443047},{"$f":"$R9*INDEX(RefTables!$D$28:$F$28,1,StateData!$C$73)/2*1/1000000","v":1603.9234471618199},1603.9234471618199,null,2415.5524806711851,-3781.8793821441227,1603.9234471618199,null,0.4270735420401795,98.524756875262199,1.8862146632842818,6.2078875607160073,0,704.5831008680625,1603.9234471618199,-883.03155689981804,-2898.8478252443047,null,{"$f":"IF(CostData!$C$6=\"Proposed - Option 1\",\n(INDEX(Apdx_5_5_Opt_1_CumSavings!$S$7:$S$59,MATCH(B9,Apdx_5_5_Opt_1_CumSavings!$C$7:$C$59,0))\n+INDEX(Apdx_5_5_Opt_1_CumSavings!$G$7:$Q$59,MATCH(B9,Apdx_5_5_Opt_1_CumSavings!$C$7:$C$59,0),MATCH(CostData!$C$3,Apdx_5_5_Opt_1_CumSavings!$G$6:$Q$6,0))),\n(INDEX(Apdx_5_5_Opt_2_CumSavings!$S$7:$S$59,MATCH(B9,Apdx_5_5_Opt_2_CumSavings!$C$7:$C$59,0))\n+INDEX(Apdx_5_5_Opt_2_CumSavings!$G$7:$Q$59,MATCH(B9,Apdx_5_5_Opt_2_CumSavings!$C$7:$C$59,0),MATCH(CostData!$C$3,Apdx_5_5_Opt_2_CumSavings!$G$6:$Q$6,0))))/1000","v":345.24229247535993},{"$f":"AL9*INDEX(RefTables!$D$38:$F$39,StateData!$C$74,StateData!$C$73)*10^-3","v":27.258913583599814},7.8955893231259591,null,{"$f":"IF(CostData!$C$6=\"Proposed - Option 1\",\nINDEX(Apdx_5_5_Opt_1_CumSavings!$S$7:$S$59,MATCH(B9,Apdx_5_5_Opt_1_CumSavings!$C$7:$C$59,0)),\nINDEX(Apdx_5_5_Opt_2_CumSavings!$S$7:$S$59,MATCH(B9,Apdx_5_5_Opt_2_CumSavings!$C$7:$C$59,0)))/1000","v":308.52751785108126},null,27.259340657141852,27.357438340475074,27.260799798263097,27.26512147116053,27.258913583599814,27.080465127568058,25.963989205517329,null,7.895713025682495,7.9241271816162513,7.8961356683172612,7.8973874480069526,7.8955893231259591,7.8439014332233938,8.4154533074905551,null,1.2370255653593176E-4,2.8537858490292223E-2,5.4634519130214443E-4,1.7981248809935124E-3,0,-5.1687889902565232E-2,0.51986398436459602,null,0.4991821255811546]
[null,"Colorado",-457.36092953763529,212.67295090397062,{"$f":"-'BB1'!H10","v":2082.2794957208826},{"$f":"E10*INDEX(RefTables!$D$14:$F$14,1,StateData!$C$73)*1/1000","v":16.033552117050796},{"$f":"-BB2a!P10","v":6170.4319630868713},{"$f":"G10*INDEX(RefTables!$D$15:$F$15,1,StateData!$C$73)*1/1000","v":203.62425478186677},{"$f":"-BB2b!N10*BB2b!O10","v":79.765657446473767},{"$f":"I10*INDEX(RefTables!$D$16:$F$16,1,StateData!$C$73)*1/1000","v":2.6322666957336343},{"$f":"BB3ai!C10","v":0},{"$f":"K10*INDEX(RefTables!$D$17:$F$17,1,StateData!$C$73)*1/1000000","v":0},{"$f":"BB3aii!C10","v":0},{"$f":"M10*INDEX(RefTables!$D$18:$F$18,1,StateData!$C$73)*1/1000000","v":0},{"$f":"IF(GWh_Summary!Z10*1000<0,0,GWh_Summary!Z10*1000)","v":4647737.8039374994},{"$f":"O10*INDEX(RefTables!$D$22:$F$22,1,StateData!$C$73)*1/1000000","v":292.80748164806249},{"$f":"-O10*INDEX(RefTables!$D$38:$F$39,StateData!$C$74,StateData!$C$73)*1/1000000","v":-366.96628981457803},{"$f":"IF(CostData!$C$6=\"Proposed - Option 1\",\nINDEX(Apdx_5_5_Opt_1_CumSavings!$G$7:$Q$59,MATCH(B10,Apdx_5_5_Opt_1_CumSavings!$C$7:$C$59,0),MATCH(CostData!$C$3,Apdx_5_5_Opt_1_CumSavings!$G$6:$Q$6,0)),\nINDEX(Apdx_5_5_Opt_2_CumSavings!$G$7:$Q$59,MATCH(B10,Apdx_5_5_Opt_2_CumSavings!$C$7:$C$59,0),MATCH(CostData!$C$3,Apdx_5_5_Opt_2_CumSavings!$G$6:$Q$6,0)))*1000","v":7668739.7252577636},64.541685475834925,{"$f":"-$R10*INDEX(RefTables!$D$38:$F$39,StateData!$C$74,StateData!$C$73)*1/1000000","v":-605.49219496577098},{"$f":"$R10*INDEX(RefTables!$D$28:$F$28,1,StateData!$C$73)/2*1/1000000","v":335.01694022080295},335.01694022080295,null,850.11449546351673,-972.45848478034895,335.01694022080295,null,16.033552117050796,203.62425478186677,2.6322666957336343,0,0,292.80748164806249,335.01694022080295,-366.96628981457803,-605.49219496577098,null,{"$f":"IF(CostData!$C$6=\"Proposed - Option 1\",\n(INDEX(Apdx_5_5_Opt_1_CumSavings!$S$7:$S$59,MATCH(B10,Apdx_5_5_Opt_1_CumSavings!$C$7:$C$59,0))\n+INDEX(Apdx_5_5_Opt_1_CumSavings!$G$7:$Q$59,MATCH(B10,Apdx_5_5_Opt_1_CumSavings!$C$7:$C$59,0),MATCH(CostData!$C$3,Apdx_5_5_Opt_1_CumSavings!$G$6:$Q$6,0))),\n(INDEX(Apdx_5_5_Opt_2_CumSavings!$S$7:$S$59,MATCH(B10,Apdx_5_5_Opt_2_CumSavings!$C$7:$C$59,0))\n+INDEX(Apdx_5_5_Opt_2_CumSavings!$G$7:$Q$59,MATCH(B10,Apdx_5_5_Opt_2_CumSavings!$C$7:$C$59,0),MATCH(CostData!$C$3,Apdx_5_5_Opt_2_CumSavings!$G$6:$Q$6,0))))/1000","v":74.997446707327697},{"$f":"AL10*INDEX(RefTables!$D$38:$F$39,StateData!$C$74,StateData!$C$73)*10^-3","v":5.9214903948408466},7.8955893231259591,null,{"$f":"IF(CostData!$C$6=\"Proposed - Option 1\",\nINDEX(Apdx_5_5_Opt_1_CumSavings!$S$7:$S$59,MATCH(B10,Apdx_5_5_Opt_1_CumSavings!$C$7:$C$59,0)),\nINDEX(Apdx_5_5_Opt_2_CumSavings!$S$7:$S$59,MATCH(B10,Apdx_5_5_Opt_2_CumSavings!$C$7:$C$59,0)))/1000","v":67.328706982069932},null,5.9375239469578975,6.1251146496227138,5.9241226615365798,5.9214903948408466,5.9214903948408466,5.8473315866743309,5.651015140095879,null,7.9169681204330473,8.1670975727021027,7.8990991315411785,7.8955893231259591,7.8955893231259591,7.7967075459157096,8.3931734224463579,null,2.1378797307088249E-2,0.27150824957614361,3.5098084152194176E-3,0,0,-9.8881777210249489E-2,0.49758409932039882,null,0.69509917740860061]
[null,"Connecticut",-325.98897288813629,6.880076568512834,{"$f":"-'BB1'!H11","v":8.5142345164991298},{"$f":"E11*INDEX(RefTables!$D$14:$F$14,1,StateData!$C$73)*1/1000","v":6.5559605777043298E-2},{"$f":"-BB2a!P11","v":241.85991143882984},{"$f":"G11*INDEX(RefTables!$D$15:$F$15,1,StateData!$C$73)*1/1000","v":7.981377077481385},{"$f":"-BB2b!N11*BB2b!O11","v":0},{"$f":"I11*INDEX(RefTables!$D$16:$F$16,1,StateData!$C$73)*1/1000","v":0},{"$f":"BB3ai!C11","v":971137.17235159245},{"$f":"K11*INDEX(RefTables!$D$17:$F$17,1,StateData!$C$73)*1/1000000","v":5.8268230341095553},{"$f":"BB3aii!C11","v":0},{"$f":"M11*INDEX(RefTables!$D$18:$F$18,1,StateData!$C$73)*1/1000000","v":0},{"$f":"IF(GWh_Summary!Z11*1000<0,0,GWh_Summary!Z11*1000)","v":2447849.6809184179},{"$f":"O11*INDEX(RefTables!$D$22:$F$22,1,StateData!$C$73)*1/1000000","v":154.21452989786033},{"$f":"-O11*INDEX(RefTables!$D$38:$F$39,StateData!$C$74,StateData!$C$73)*1/1000000","v":-193.27215805276742},{"$f":"IF(CostData!$C$6=\"Proposed - Option 1\",\nINDEX(Apdx_5_5_Opt_1_CumSavings!$G$7:$Q$59,MATCH(B11,Apdx_5_5_Opt_1_CumSavings!$C$7:$C$59,0),MATCH(CostData!$C$3,Apdx_5_5_Opt_1_CumSavings!$G$6:$Q$6,0)),\nINDEX(Apdx_5_5_Opt_2_CumSavings!$G$7:$Q$59,MATCH(B11,Apdx_5_5_Opt_2_CumSavings!$C$7:$C$59,0),MATCH(CostData!$C$3,Apdx_5_5_Opt_2_CumSavings!$G$6:$Q$6,0)))*1000","v":3809786.605409523},32.063945006051938,{"$f":"-$R11*INDEX(RefTables!$D$38:$F$39,StateData!$C$74,StateData!$C$73)*1/1000000","v":-300.80510445059718},{"$f":"$R11*INDEX(RefTables!$D$28:$F$28,1,StateData!$C$73)/2*1/1000000","v":166.43452472832456},166.43452472832456,null,334.52281434355291,-494.07726250336464,166.43452472832456,null,6.5559605777043298E-2,7.981377077481385,0,5.8268230341095553,0,154.21452989786033,166.43452472832456,-193.27215805276742,-300.80510445059718,null,{"$f":"IF(CostData!$C$6=\"Proposed - Option 1\",\n(INDEX(Apdx_5_5_Opt_1_CumSavings!$S$7:$S$59,MATCH(B11,Apdx_5_5_Opt_1_CumSavings!$C$7:$C$59,0))\n+INDEX(Apdx_5_5_Opt_1_CumSavings!$G$7:$Q$59,MATCH(B11,Apdx_5_5_Opt_1_CumSavings!$C$7:$C$59,0),MATCH(CostData!$C$3,Apdx_5_5_Opt_1_CumSavings!$G$6:$Q$6,0))),\n(INDEX(Apdx_5_5_Opt_2_CumSavings!$S$7:$S$59,MATCH(B11,Apdx_5_5_Opt_2_CumSavings!$C$7:$C$59,0))\n+INDEX(Apdx_5_5_Opt_2_CumSavings!$G$7:$Q$59,MATCH(B11,Apdx_5_5_Opt_2_CumSavings!$C$7:$C$59,0),MATCH(CostData!$C$3,Apdx_5_5_Opt_2_CumSavings!$G$6:$Q$6,0))))/1000","v":34.859392191469205},{"$f":"AL11*INDEX(RefTables!$D$38:$F$39,StateData!$C$74,StateData!$C$73)*10^-3","v":2.7523544479762463},7.8955893231259573,null,{"$f":"IF(CostData!$C$6=\"Proposed - Option 1\",\nINDEX(Apdx_5_5_Opt_1_CumSavings!$S$7:$S$59,MATCH(B11,Apdx_5_5_Opt_1_CumSavings!$C$7:$C$59,0)),\nINDEX(Apdx_5_5_Opt_2_CumSavings!$S$7:$S$59,MATCH(B11,Apdx_5_5_Opt_2_CumSavings!$C$7:$C$59,0)))/1000","v":31.049605586059684},null,2.7524200075820233,2.7603358250537275,2.7523544479762463,2.7581812710103559,2.7523544479762463,2.7132968198213394,2.6179838682539738,null,7.8957773918261145,7.9184852389056779,7.8955893231259573,7.9123045400812773,7.8955893231259573,7.783545980716605,8.431617145659871,null,1.8806870015719568E-4,2.289591577972061E-2,0,1.6715216955319967E-2,0,-0.11204334240935232,0.53602782253391368,null,0.46378368155975913]
[null,"Delaware",-89.857845059098793,22.052277329459002,{"$f":"-'BB1'!H12","v":81.781219574112811},{"$f":"E12*INDEX(RefTables!$D$14:$F$14,1,StateData!$C$73)*1/1000","v":0.62971539072066862},{"$f":"-BB2a!P12","v":761.19695413140289},{"$f":"G12*INDEX(RefTables!$D$15:$F$15,1,StateData!$C$73)*1/1000","v":25.119499486336295},{"$f":"-BB2b!N12*BB2b!O12","v":0},{"$f":"I12*INDEX(RefTables!$D$16:$F$16,1,StateData!$C$73)*1/1000","v":0},{"$f":"BB3ai!C12","v":0},{"$f":"K12*INDEX(RefTables!$D$17:$F$17,1,StateData!$C$73)*1/1000000","v":0},{"$f":"BB3aii!C12","v":0},{"$f":"M12*INDEX(RefTables!$D$18:$F$18,1,StateData!$C$73)*1/1000000","v":0},{"$f":"IF(GWh_Summary!Z12*1000<0,0,GWh_Summary!Z12*1000)","v":907300.65097096399},{"$f":"O12*INDEX(RefTables!$D$22:$F$22,1,StateData!$C$73)*1/1000000","v":57.15994101117073},{"$f":"-O12*INDEX(RefTables!$D$38:$F$39,StateData!$C$74,StateData!$C$73)*1/1000000","v":-71.636733326715756},{"$f":"IF(CostData!$C$6=\"Proposed - Option 1\",\nINDEX(Apdx_5_5_Opt_1_CumSavings!$G$7:$Q$59,MATCH(B12,Apdx_5_5_Opt_1_CumSavings!$C$7:$C$59,0),MATCH(CostData!$C$3,Apdx_5_5_Opt_1_CumSavings!$G$6:$Q$6,0)),\nINDEX(Apdx_5_5_Opt_2_CumSavings!$G$7:$Q$59,MATCH(B12,Apdx_5_5_Opt_2_CumSavings!$C$7:$C$59,0),MATCH(CostData!$C$3,Apdx_5_5_Opt_2_CumSavings!$G$6:$Q$6,0)))*1000","v":1280845.0830187311},10.779854767947057,{"$f":"-$R12*INDEX(RefTables!$D$38:$F$39,StateData!$C$74,StateData!$C$73)*1/1000000","v":-101.13026762061074},{"$f":"$R12*INDEX(RefTables!$D$28:$F$28,1,StateData!$C$73)/2*1/1000000","v":55.955061194278898},55.955061194278898,null,138.8642170825066,-172.76700094732649,55.955061194278898,null,0.62971539072066862,25.119499486336295,0,0,0,57.15994101117073,55.955061194278898,-71.636733326715756,-101.13026762061074,null,{"$f":"IF(CostData!$C$6=\"Proposed - Option 1\",\n(INDEX(Apdx_5_5_Opt_1_CumSavings!$S$7:$S$59,MATCH(B12,Apdx_5_5_Opt_1_CumSavings!$C$7:$C$59,0))\n+INDEX(Apdx_5_5_Opt_1_CumSavings!$G$7:$Q$59,MATCH(B12,Apdx_5_5_Opt_1_CumSavings!$C$7:$C$59,0),MATCH(CostData!$C$3,Apdx_5_5_Opt_1_CumSavings!$G$6:$Q$6,0))),\n(INDEX(Apdx_5_5_Opt_2_CumSavings!$S$7:$S$59,MATCH(B12,Apdx_5_5_Opt_2_CumSavings!$C$7:$C$59,0))\n+INDEX(Apdx_5_5_Opt_2_CumSavings!$G$7:$Q$59,MATCH(B12,Apdx_5_5_Opt_2_CumSavings!$C$7:$C$59,0),MATCH(CostData!$C$3,Apdx_5_5_Opt_2_CumSavings!$G$6:$Q$6,0))))/1000","v":13.912453396812925},{"$f":"AL12*INDEX(RefTables!$D$38:$F$39,StateData!$C$74,StateData!$C$73)*10^-3","v":1.098470184983636},7.8955893231259582,null,{"$f":"IF(CostData!$C$6=\"Proposed - Option 1\",\nINDEX(Apdx_5_5_Opt_1_CumSavings!$S$7:$S$59,MATCH(B12,Apdx_5_5_Opt_1_CumSavings!$C$7:$C$59,0)),\nINDEX(Apdx_5_5_Opt_2_CumSavings!$S$7:$S$59,MATCH(B12,Apdx_5_5_Opt_2_CumSavings!$C$7:$C$59,0)))/1000","v":12.631608313794192},null,1.0990999003743567,1.1235896844699722,1.098470184983636,1.098470184983636,1.098470184983636,1.0839933926680909,1.0532949785573043,null,7.9001155944654542,8.0761433833615932,7.8955893231259582,7.8955893231259582,7.8955893231259582,7.7915329651088925,8.3385658610635236,null,4.526271339496013E-3,0.18055406023563503,0,0,0,-0.1040563580170657,0.44297653793756542,null,0.52400051149563076]
[null,"Florida",-1671.4477594521359,839.19364720665726,{"$f":"-'BB1'!H13","v":2727.5597871316058},{"$f":"E13*INDEX(RefTables!$D$14:$F$14,1,StateData!$C$73)*1/1000","v":21.002210360913367},{"$f":"-BB2a!P13","v":25458.960741534127},{"$f":"G13*INDEX(RefTables!$D$15:$F$15,1,StateData!$C$73)*1/1000","v":840.14570447062624},{"$f":"-BB2b!N13*BB2b!O13","v":214.07435507102369},{"$f":"I13*INDEX(RefTables!$D$16:$F$16,1,StateData!$C$73)*1/1000","v":7.064453717343782},{"$f":"BB3ai!C13","v":1623103.9351455392},{"$f":"K13*INDEX(RefTables!$D$17:$F$17,1,StateData!$C$73)*1/1000000","v":9.7386236108732351},{"$f":"BB3aii!C13","v":0},{"$f":"M13*INDEX(RefTables!$D$18:$F$18,1,StateData!$C$73)*1/1000000","v":0},{"$f":"IF(GWh_Summary!Z13*1000<0,0,GWh_Summary!Z13*1000)","v":17585815.609000001},{"$f":"O13*INDEX(RefTables!$D$22:$F$22,1,StateData!$C$73)*1/1000000","v":1107.906383367},{"$f":"-O13*INDEX(RefTables!$D$38:$F$39,StateData!$C$74,StateData!$C$73)*1/1000000","v":-1388.5037796088222},{"$f":"IF(CostData!$C$6=\"Proposed - Option 1\",\nINDEX(Apdx_5_5_Opt_1_CumSavings!$G$7:$Q$59,MATCH(B13,Apdx_5_5_Opt_1_CumSavings!$C$7:$C$59,0),MATCH(CostData!$C$3,Apdx_5_5_Opt_1_CumSavings!$G$6:$Q$6,0)),\nINDEX(Apdx_5_5_Opt_2_CumSavings!$G$7:$Q$59,MATCH(B13,Apdx_5_5_Opt_2_CumSavings!$C$7:$C$59,0),MATCH(CostData!$C$3,Apdx_5_5_Opt_2_CumSavings!$G$6:$Q$6,0)))*1000","v":28735047.664204307},241.84005128872286,{"$f":"-$R13*INDEX(RefTables!$D$38:$F$39,StateData!$C$74,StateData!$C$73)*1/1000000","v":-2268.8013553700703},{"$f":"$R13*INDEX(RefTables!$D$28:$F$28,1,StateData!$C$73)/2*1/1000000","v":1255.3207033293966},1255.3207033293966,null,3241.1780788561532,-3657.3051349788925,1255.3207033293966,null,21.002210360913367,840.14570447062624,7.064453717343782,9.7386236108732351,0,1107.906383367,1255.3207033293966,-1388.5037796088222,-2268.8013553700703,null,{"$f":"IF(CostData!$C$6=\"Proposed - Option 1\",\n(INDEX(Apdx_5_5_Opt_1_CumSavings!$S$7:$S$59,MATCH(B13,Apdx_5_5_Opt_1_CumSavings!$C$7:$C$59,0))\n+INDEX(Apdx_5_5_Opt_1_CumSavings!$G$7:$Q$59,MATCH(B13,Apdx_5_5_Opt_1_CumSavings!$C$7:$C$59,0),MATCH(CostData!$C$3,Apdx_5_5_Opt_1_CumSavings!$G$6:$Q$6,0))),\n(INDEX(Apdx_5_5_Opt_2_CumSavings!$S$7:$S$59,MATCH(B13,Apdx_5_5_Opt_2_CumSavings!$C$7:$C$59,0))\n+INDEX(Apdx_5_5_Opt_2_CumSavings!$G$7:$Q$59,MATCH(B13,Apdx_5_5_Opt_2_CumSavings!$C$7:$C$59,0),MATCH(CostData!$C$3,Apdx_5_5_Opt_2_CumSavings!$G$6:$Q$6,0))))/1000","v":302.40216827567394},{"$f":"AL13*INDEX(RefTables!$D$38:$F$39,StateData!$C$74,StateData!$C$73)*10^-3","v":23.876433311275505},7.8955893231259582,null,{"$f":"IF(CostData!$C$6=\"Proposed - Option 1\",\nINDEX(Apdx_5_5_Opt_1_CumSavings!$S$7:$S$59,MATCH(B13,Apdx_5_5_Opt_1_CumSavings!$C$7:$C$59,0)),\nINDEX(Apdx_5_5_Opt_2_CumSavings!$S$7:$S$59,MATCH(B13,Apdx_5_5_Opt_2_CumSavings!$C$7:$C$59,0)))/1000","v":273.66712061146961},null,23.897435521636417,24.716579015746131,23.88349776499285,23.886171934886377,23.876433311275505,23.595835915033682,22.862952659234832,null,7.9025344487117524,8.1734132915390205,7.8979254352502943,7.898809744350582,7.8955893231259582,7.8027998441874251,8.3542928387417792,null,6.9451255857941874E-3,0.27782396841306234,2.3361121243361538E-3,3.2204212246238484E-3,0,-9.2789478938533065E-2,0.45870351561582101,null,0.65623966402510447]
[null,"Georgia",-1135.3257955401987,297.17567558931739,{"$f":"-'BB1'!H14","v":2558.0804868072228},{"$f":"E14*INDEX(RefTables!$D$14:$F$14,1,StateData!$C$73)*1/1000","v":19.697219748415616},{"$f":"-BB2a!P14","v":8223.0491532860469},{"$f":"G14*INDEX(RefTables!$D$15:$F$15,1,StateData!$C$73)*1/1000","v":271.36062205843956},{"$f":"-BB2b!N14*BB2b!O14","v":0},{"$f":"I14*INDEX(RefTables!$D$16:$F$16,1,StateData!$C$73)*1/1000","v":0},{"$f":"BB3ai!C14","v":1828241.263695512},{"$f":"K14*INDEX(RefTables!$D$17:$F$17,1,StateData!$C$73)*1/1000000","v":10.969447582173071},{"$f":"BB3aii!C14","v":17392320},{"$f":"M14*INDEX(RefTables!$D$18:$F$18,1,StateData!$C$73)*1/1000000","v":0},{"$f":"IF(GWh_Summary!Z14*1000<0,0,GWh_Summary!Z14*1000)","v":8952100.1749999989},{"$f":"O14*INDEX(RefTables!$D$22:$F$22,1,StateData!$C$73)*1/1000000","v":563.98231102499994},{"$f":"-O14*INDEX(RefTables!$D$38:$F$39,StateData!$C$74,StateData!$C$73)*1/1000000","v":-706.82106561284002},{"$f":"IF(CostData!$C$6=\"Proposed - Option 1\",\nINDEX(Apdx_5_5_Opt_1_CumSavings!$G$7:$Q$59,MATCH(B14,Apdx_5_5_Opt_1_CumSavings!$C$7:$C$59,0),MATCH(CostData!$C$3,Apdx_5_5_Opt_1_CumSavings!$G$6:$Q$6,0)),\nINDEX(Apdx_5_5_Opt_2_CumSavings!$G$7:$Q$59,MATCH(B14,Apdx_5_5_Opt_2_CumSavings!$C$7:$C$59,0),MATCH(CostData!$C$3,Apdx_5_5_Opt_2_CumSavings!$G$6:$Q$6,0)))*1000","v":16395411.125928134},137.98714078812918,{"$f":"-$R14*INDEX(RefTables!$D$38:$F$39,StateData!$C$74,StateData!$C$73)*1/1000000","v":-1294.514330341387},{"$f":"$R14*INDEX(RefTables!$D$28:$F$28,1,StateData!$C$73)/2*1/1000000","v":716.25073556475809},716.25073556475809,null,1582.2603359787863,-2001.3353959542269,716.25073556475809,null,19.697219748415616,271.36062205843956,0,10.969447582173071,0,563.98231102499994,716.25073556475809,-706.82106561284002,-1294.514330341387,null,{"$f":"IF(CostData!$C$6=\"Proposed - Option 1\",\n(INDEX(Apdx_5_5_Opt_1_CumSavings!$S$7:$S$59,MATCH(B14,Apdx_5_5_Opt_1_CumSavings!$C$7:$C$59,0))\n+INDEX(Apdx_5_5_Opt_1_CumSavings!$G$7:$Q$59,MATCH(B14,Apdx_5_5_Opt_1_CumSavings!$C$7:$C$59,0),MATCH(CostData!$C$3,Apdx_5_5_Opt_1_CumSavings!$G$6:$Q$6,0))),\n(INDEX(Apdx_5_5_Opt_2_CumSavings!$S$7:$S$59,MATCH(B14,Apdx_5_5_Opt_2_CumSavings!$C$7:$C$59,0))\n+INDEX(Apdx_5_5_Opt_2_CumSavings!$G$7:$Q$59,MATCH(B14,Apdx_5_5_Opt_2_CumSavings!$C$7:$C$59,0),MATCH(CostData!$C$3,Apdx_5_5_Opt_2_CumSavings!$G$6:$Q$6,0))))/1000","v":174.04359502908329},{"$f":"AL14*INDEX(RefTables!$D$38:$F$39,StateData!$C$74,StateData!$C$73)*10^-3","v":13.741767506700882},7.8955893231259573,null,{"$f":"IF(CostData!$C$6=\"Proposed - Option 1\",\nINDEX(Apdx_5_5_Opt_1_CumSavings!$S$7:$S$59,MATCH(B14,Apdx_5_5_Opt_1_CumSavings!$C$7:$C$59,0)),\nINDEX(Apdx_5_5_Opt_2_CumSavings!$S$7:$S$59,MATCH(B14,Apdx_5_5_Opt_2_CumSavings!$C$7:$C$59,0)))/1000","v":157.64818390315514},null,13.761464726449297,14.013128128759321,13.741767506700882,13.752736954283055,13.741767506700882,13.598928752113041,13.163503911924252,null,7.9069067288283188,8.0515046396379475,7.8955893231259573,7.9018920242281387,7.8955893231259573,7.8135186473484488,8.3499242338311515,null,1.1317405702361505E-2,0.1559153165119902,0,6.3027011021814516E-3,0,-8.2070675777508484E-2,0.45433491070519416,null,0.54579965824421883]
[null,"Hawaii",-90.116259496806464,8.173187246139161,{"$f":"-'BB1'!H15","v":84.903902820085023},{"$f":"E15*INDEX(RefTables!$D$14:$F$14,1,StateData!$C$73)*1/1000","v":0.65376005171465468},{"$f":"-BB2a!P15","v":0},{"$f":"G15*INDEX(RefTables!$D$15:$F$15,1,StateData!$C$73)*1/1000","v":0},{"$f":"-BB2b!N15*BB2b!O15","v":0},{"$f":"I15*INDEX(RefTables!$D$16:$F$16,1,StateData!$C$73)*1/1000","v":0},{"$f":"BB3ai!C15","v":0},{"$f":"K15*INDEX(RefTables!$D$17:$F$17,1,StateData!$C$73)*1/1000000","v":0},{"$f":"BB3aii!C15","v":0},{"$f":"M15*INDEX(RefTables!$D$18:$F$18,1,StateData!$C$73)*1/1000000","v":0},{"$f":"IF(GWh_Summary!Z15*1000<0,0,GWh_Summary!Z15*1000)","v":122111.76800000021},{"$f":"O15*INDEX(RefTables!$D$22:$F$22,1,StateData!$C$73)*1/1000000","v":7.6930413840000131},{"$f":"-O15*INDEX(RefTables!$D$38:$F$39,StateData!$C$74,StateData!$C$73)*1/1000000","v":-9.6414437164883573},{"$f":"IF(CostData!$C$6=\"Proposed - Option 1\",\nINDEX(Apdx_5_5_Opt_1_CumSavings!$G$7:$Q$59,MATCH(B15,Apdx_5_5_Opt_1_CumSavings!$C$7:$C$59,0),MATCH(CostData!$C$3,Apdx_5_5_Opt_1_CumSavings!$G$6:$Q$6,0)),\nINDEX(Apdx_5_5_Opt_2_CumSavings!$G$7:$Q$59,MATCH(B15,Apdx_5_5_Opt_2_CumSavings!$C$7:$C$59,0),MATCH(CostData!$C$3,Apdx_5_5_Opt_2_CumSavings!$G$6:$Q$6,0)))*1000","v":1124952.3446701663},9.4678295269128512,{"$f":"-$R15*INDEX(RefTables!$D$38:$F$39,StateData!$C$74,StateData!$C$73)*1/1000000","v":-88.821617216032777},{"$f":"$R15*INDEX(RefTables!$D$28:$F$28,1,StateData!$C$73)/2*1/1000000","v":49.144723371472814},49.144723371472814,null,57.491524807187481,-98.463060932521131,49.144723371472814,null,0.65376005171465468,0,0,0,0,7.6930413840000131,49.144723371472814,-9.6414437164883573,-88.821617216032777,null,{"$f":"IF(CostData!$C$6=\"Proposed - Option 1\",\n(INDEX(Apdx_5_5_Opt_1_CumSavings!$S$7:$S$59,MATCH(B15,Apdx_5_5_Opt_1_CumSavings!$C$7:$C$59,0))\n+INDEX(Apdx_5_5_Opt_1_CumSavings!$G$7:$Q$59,MATCH(B15,Apdx_5_5_Opt_1_CumSavings!$C$7:$C$59,0),MATCH(CostData!$C$3,Apdx_5_5_Opt_1_CumSavings!$G$6:$Q$6,0))),\n(INDEX(Apdx_5_5_Opt_2_CumSavings!$S$7:$S$59,MATCH(B15,Apdx_5_5_Opt_2_CumSavings!$C$7:$C$59,0))\n+INDEX(Apdx_5_5_Opt_2_CumSavings!$G$7:$Q$59,MATCH(B15,Apdx_5_5_Opt_2_CumSavings!$C$7:$C$59,0),MATCH(CostData!$C$3,Apdx_5_5_Opt_2_CumSavings!$G$6:$Q$6,0))))/1000","v":12.208226676395942},{"$f":"AL15*INDEX(RefTables!$D$38:$F$39,StateData!$C$74,StateData!$C$73)*10^-3","v":0.96391144200453305},7.8955893231259591,null,{"$f":"IF(CostData!$C$6=\"Proposed - Option 1\",\nINDEX(Apdx_5_5_Opt_1_CumSavings!$S$7:$S$59,MATCH(B15,Apdx_5_5_Opt_1_CumSavings!$C$7:$C$59,0)),\nINDEX(Apdx_5_5_Opt_2_CumSavings!$S$7:$S$59,MATCH(B15,Apdx_5_5_Opt_2_CumSavings!$C$7:$C$59,0)))/1000","v":11.083274331725775},null,0.96456520205624774,0.96391144200453305,0.96391144200453305,0.96391144200453305,0.96391144200453305,0.96196303967204466,0.92423454815997308,null,7.9009444010504097,7.8955893231259591,7.8955893231259591,7.8955893231259591,7.8955893231259591,7.8796295741457447,8.3390027215545839,null,5.3550779244506685E-3,0,0,0,0,-1.595974898021435E-2,0.44341339842862482,null,0.43280872737286114]
[null,"Idaho",-269.38147741717808,16.669252386888999,{"$f":"-'BB1'!H16","v":0},{"$f":"E16*INDEX(RefTables!$D$14:$F$14,1,StateData!$C$73)*1/1000","v":0},{"$f":"-BB2a!P16","v":0},{"$f":"G16*INDEX(RefTables!$D$15:$F$15,1,StateData!$C$73)*1/1000","v":0},{"$f":"-BB2b!N16*BB2b!O16","v":0},{"$f":"I16*INDEX(RefTables!$D$16:$F$16,1,StateData!$C$73)*1/1000","v":0},{"$f":"BB3ai!C16","v":0},{"$f":"K16*INDEX(RefTables!$D$17:$F$17,1,StateData!$C$73)*1/1000000","v":0},{"$f":"BB3aii!C16","v":0},{"$f":"M16*INDEX(RefTables!$D$18:$F$18,1,StateData!$C$73)*1/1000000","v":0},{"$f":"IF(GWh_Summary!Z16*1000<0,0,GWh_Summary!Z16*1000)","v":682185.00018750003},{"$f":"O16*INDEX(RefTables!$D$22:$F$22,1,StateData!$C$73)*1/1000000","v":42.977655011812502},{"$f":"-O16*INDEX(RefTables!$D$38:$F$39,StateData!$C$74,StateData!$C$73)*1/1000000","v":-53.862526038771051},{"$f":"IF(CostData!$C$6=\"Proposed - Option 1\",\nINDEX(Apdx_5_5_Opt_1_CumSavings!$G$7:$Q$59,MATCH(B16,Apdx_5_5_Opt_1_CumSavings!$C$7:$C$59,0),MATCH(CostData!$C$3,Apdx_5_5_Opt_1_CumSavings!$G$6:$Q$6,0)),\nINDEX(Apdx_5_5_Opt_2_CumSavings!$G$7:$Q$59,MATCH(B16,Apdx_5_5_Opt_2_CumSavings!$C$7:$C$59,0),MATCH(CostData!$C$3,Apdx_5_5_Opt_2_CumSavings!$G$6:$Q$6,0)))*1000","v":3273936.8248686679},27.554123413847549,{"$f":"-$R16*INDEX(RefTables!$D$38:$F$39,StateData!$C$74,StateData!$C$73)*1/1000000","v":-258.49660639021954},{"$f":"$R16*INDEX(RefTables!$D$28:$F$28,1,StateData!$C$73)/2*1/1000000","v":143.02536490203354},143.02536490203354,null,186.00301991384606,-312.35913242899062,143.02536490203354,null,0,0,0,0,0,42.977655011812502,143.02536490203354,-53.862526038771051,-258.49660639021954,null,{"$f":"IF(CostData!$C$6=\"Proposed - Option 1\",\n(INDEX(Apdx_5_5_Opt_1_CumSavings!$S$7:$S$59,MATCH(B16,Apdx_5_5_Opt_1_CumSavings!$C$7:$C$59,0))\n+INDEX(Apdx_5_5_Opt_1_CumSavings!$G$7:$Q$59,MATCH(B16,Apdx_5_5_Opt_1_CumSavings!$C$7:$C$59,0),MATCH(CostData!$C$3,Apdx_5_5_Opt_1_CumSavings!$G$6:$Q$6,0))),\n(INDEX(Apdx_5_5_Opt_2_CumSavings!$S$7:$S$59,MATCH(B16,Apdx_5_5_Opt_2_CumSavings!$C$7:$C$59,0))\n+INDEX(Apdx_5_5_Opt_2_CumSavings!$G$7:$Q$59,MATCH(B16,Apdx_5_5_Opt_2_CumSavings!$C$7:$C$59,0),MATCH(CostData!$C$3,Apdx_5_5_Opt_2_CumSavings!$G$6:$Q$6,0))))/1000","v":31.742952693291866},{"$f":"AL16*INDEX(RefTables!$D$38:$F$39,StateData!$C$74,StateData!$C$73)*10^-3","v":2.5062931836964761},7.8955893231259582,null,{"$f":"IF(CostData!$C$6=\"Proposed - Option 1\",\nINDEX(Apdx_5_5_Opt_1_CumSavings!$S$7:$S$59,MATCH(B16,Apdx_5_5_Opt_1_CumSavings!$C$7:$C$59,0)),\nINDEX(Apdx_5_5_Opt_2_CumSavings!$S$7:$S$59,MATCH(B16,Apdx_5_5_Opt_2_CumSavings!$C$7:$C$59,0)))/1000","v":28.469015868423199},null,2.5062931836964761,2.5062931836964761,2.5062931836964761,2.5062931836964761,2.5062931836964761,2.4954083126695177,2.3908219422082899,null,7.8955893231259582,7.8955893231259582,7.8955893231259582,7.8955893231259582,7.8955893231259582,7.8612986535334626,8.3979788878480441,null,0,0,0,0,0,-3.4290669592495604E-2,0.50238956472208596,null,0.46809889512959035]
[null,"Illinois",-1302.2003873946451,336.40003306072219,{"$f":"-'BB1'!H17","v":5027.9791087659396},{"$f":"E17*INDEX(RefTables!$D$14:$F$14,1,StateData!$C$73)*1/1000","v":38.715439137497732},{"$f":"-BB2a!P17","v":7840.0489209212392},{"$f":"G17*INDEX(RefTables!$D$15:$F$15,1,StateData!$C$73)*1/1000","v":258.72161439040087},{"$f":"-BB2b!N17*BB2b!O17","v":0},{"$f":"I17*INDEX(RefTables!$D$16:$F$16,1,StateData!$C$73)*1/1000","v":0},{"$f":"BB3ai!C17","v":5305342.0031535765},{"$f":"K17*INDEX(RefTables!$D$17:$F$17,1,StateData!$C$73)*1/1000000","v":31.832052018921456},{"$f":"BB3aii!C17","v":0},{"$f":"M17*INDEX(RefTables!$D$18:$F$18,1,StateData!$C$73)*1/1000000","v":0},{"$f":"IF(GWh_Summary!Z17*1000<0,0,GWh_Summary!Z17*1000)","v":9445344.053741267},{"$f":"O17*INDEX(RefTables!$D$22:$F$22,1,StateData!$C$73)*1/1000000","v":595.05667538569992},{"$f":"-O17*INDEX(RefTables!$D$38:$F$39,StateData!$C$74,StateData!$C$73)*1/1000000","v":-745.765576639708},{"$f":"IF(CostData!$C$6=\"Proposed - Option 1\",\nINDEX(Apdx_5_5_Opt_1_CumSavings!$G$7:$Q$59,MATCH(B17,Apdx_5_5_Opt_1_CumSavings!$C$7:$C$59,0),MATCH(CostData!$C$3,Apdx_5_5_Opt_1_CumSavings!$G$6:$Q$6,0)),\nINDEX(Apdx_5_5_Opt_2_CumSavings!$G$7:$Q$59,MATCH(B17,Apdx_5_5_Opt_2_CumSavings!$C$7:$C$59,0),MATCH(CostData!$C$3,Apdx_5_5_Opt_2_CumSavings!$G$6:$Q$6,0)))*1000","v":18754275.723920334},157.83982876791015,{"$f":"-$R17*INDEX(RefTables!$D$38:$F$39,StateData!$C$74,StateData!$C$73)*1/1000000","v":-1480.7605916874572},{"$f":"$R17*INDEX(RefTables!$D$28:$F$28,1,StateData!$C$73)/2*1/1000000","v":819.30021022768369},819.30021022768369,null,1743.6259911602037,-2226.5261683271651,819.30021022768369,null,38.715439137497732,258.72161439040087,0,31.832052018921456,0,595.05667538569992,819.30021022768369,-745.765576639708,-1480.7605916874572,null,{"$f":"IF(CostData!$C$6=\"Proposed - Option 1\",\n(INDEX(Apdx_5_5_Opt_1_CumSavings!$S$7:$S$59,MATCH(B17,Apdx_5_5_Opt_1_CumSavings!$C$7:$C$59,0))\n+INDEX(Apdx_5_5_Opt_1_CumSavings!$G$7:$Q$59,MATCH(B17,Apdx_5_5_Opt_1_CumSavings!$C$7:$C$59,0),MATCH(CostData!$C$3,Apdx_5_5_Opt_1_CumSavings!$G$6:$Q$6,0))),\n(INDEX(Apdx_5_5_Opt_2_CumSavings!$S$7:$S$59,MATCH(B17,Apdx_5_5_Opt_2_CumSavings!$C$7:$C$59,0))\n+INDEX(Apdx_5_5_Opt_2_CumSavings!$G$7:$Q$59,MATCH(B17,Apdx_5_5_Opt_2_CumSavings!$C$7:$C$59,0),MATCH(CostData!$C$3,Apdx_5_5_Opt_2_CumSavings!$G$6:$Q$6,0))))/1000","v":174.65016702832875},{"$f":"AL17*INDEX(RefTables!$D$38:$F$39,StateData!$C$74,StateData!$C$73)*10^-3","v":13.789659940710377},7.8955893231259582,null,{"$f":"IF(CostData!$C$6=\"Proposed - Option 1\",\nINDEX(Apdx_5_5_Opt_1_CumSavings!$S$7:$S$59,MATCH(B17,Apdx_5_5_Opt_1_CumSavings!$C$7:$C$59,0)),\nINDEX(Apdx_5_5_Opt_2_CumSavings!$S$7:$S$59,MATCH(B17,Apdx_5_5_Opt_2_CumSavings!$C$7:$C$59,0)))/1000","v":155.89589130440842},null,13.828375379847875,14.048381555100779,13.789659940710377,13.8214919927293,13.789659940710377,13.638951039456369,13.128199559250604,null,7.9177567448904149,8.0437263783561637,7.8955893231259582,7.9138155020987844,7.8955893231259582,7.8092974495948191,8.421132493874369,null,2.2167421764456741E-2,0.14813705523020548,0,1.822617897282619E-2,0,-8.6291873531139096E-2,0.52554317074841084,null,0.62778195318476016]
[null,"Indiana",-995.75092889147027,156.28019745407278,{"$f":"-'BB1'!H18","v":5121.4303857156192},{"$f":"E18*INDEX(RefTables!$D$14:$F$14,1,StateData!$C$73)*1/1000","v":39.435013970010267},{"$f":"-BB2a!P18","v":2112.4144380764046},{"$f":"G18*INDEX(RefTables!$D$15:$F$15,1,StateData!$C$73)*1/1000","v":69.70967645652135},{"$f":"-BB2b!N18*BB2b!O18","v":0},{"$f":"I18*INDEX(RefTables!$D$16:$F$16,1,StateData!$C$73)*1/1000","v":0},{"$f":"BB3ai!C18","v":0},{"$f":"K18*INDEX(RefTables!$D$17:$F$17,1,StateData!$C$73)*1/1000000","v":0},{"$f":"BB3aii!C18","v":0},{"$f":"M18*INDEX(RefTables!$D$18:$F$18,1,StateData!$C$73)*1/1000000","v":0},{"$f":"IF(GWh_Summary!Z18*1000<0,0,GWh_Summary!Z18*1000)","v":4000719.0825906969},{"$f":"O18*INDEX(RefTables!$D$22:$F$22,1,StateData!$C$73)*1/1000000","v":252.04530220321391},{"$f":"-O18*INDEX(RefTables!$D$38:$F$39,StateData!$C$74,StateData!$C$73)*1/1000000","v":-315.88034873329383},{"$f":"IF(CostData!$C$6=\"Proposed - Option 1\",\nINDEX(Apdx_5_5_Opt_1_CumSavings!$G$7:$Q$59,MATCH(B18,Apdx_5_5_Opt_1_CumSavings!$C$7:$C$59,0),MATCH(CostData!$C$3,Apdx_5_5_Opt_1_CumSavings!$G$6:$Q$6,0)),\nINDEX(Apdx_5_5_Opt_2_CumSavings!$G$7:$Q$59,MATCH(B18,Apdx_5_5_Opt_2_CumSavings!$C$7:$C$59,0),MATCH(CostData!$C$3,Apdx_5_5_Opt_2_CumSavings!$G$6:$Q$6,0)))*1000","v":13185343.489670681},110.97055355762109,{"$f":"-$R18*INDEX(RefTables!$D$38:$F$39,StateData!$C$74,StateData!$C$73)*1/1000000","v":-1041.060572787922},{"$f":"$R18*INDEX(RefTables!$D$28:$F$28,1,StateData!$C$73)/2*1/1000000","v":576.01556317277152},576.01556317277152,null,937.20555580251698,-1356.9409215212158,576.01556317277152,null,39.435013970010267,69.70967645652135,0,0,0,252.04530220321391,576.01556317277152,-315.88034873329383,-1041.060572787922,null,{"$f":"IF(CostData!$C$6=\"Proposed - Option 1\",\n(INDEX(Apdx_5_5_Opt_1_CumSavings!$S$7:$S$59,MATCH(B18,Apdx_5_5_Opt_1_CumSavings!$C$7:$C$59,0))\n+INDEX(Apdx_5_5_Opt_1_CumSavings!$G$7:$Q$59,MATCH(B18,Apdx_5_5_Opt_1_CumSavings!$C$7:$C$59,0),MATCH(CostData!$C$3,Apdx_5_5_Opt_1_CumSavings!$G$6:$Q$6,0))),\n(INDEX(Apdx_5_5_Opt_2_CumSavings!$S$7:$S$59,MATCH(B18,Apdx_5_5_Opt_2_CumSavings!$C$7:$C$59,0))\n+INDEX(Apdx_5_5_Opt_2_CumSavings!$G$7:$Q$59,MATCH(B18,Apdx_5_5_Opt_2_CumSavings!$C$7:$C$59,0),MATCH(CostData!$C$3,Apdx_5_5_Opt_2_CumSavings!$G$6:$Q$6,0))))/1000","v":126.95017083799405},{"$f":"AL18*INDEX(RefTables!$D$38:$F$39,StateData!$C$74,StateData!$C$73)*10^-3","v":10.023464134374823},7.8955893231259591,null,{"$f":"IF(CostData!$C$6=\"Proposed - Option 1\",\nINDEX(Apdx_5_5_Opt_1_CumSavings!$S$7:$S$59,MATCH(B18,Apdx_5_5_Opt_1_CumSavings!$C$7:$C$59,0)),\nINDEX(Apdx_5_5_Opt_2_CumSavings!$S$7:$S$59,MATCH(B18,Apdx_5_5_Opt_2_CumSavings!$C$7:$C$59,0)))/1000","v":113.76482734832338},null,10.062899148344833,10.093173810831344,10.023464134374823,10.023464134374823,10.023464134374823,9.9596290878447427,9.5584191247596717,null,7.9266527031196219,7.9505003768066036,7.8955893231259591,7.8955893231259591,7.8955893231259591,7.8453057779296769,8.4019106322676098,null,3.1063379993662821E-2,5.4911053680644528E-2,0,0,0,-5.0283545196282198E-2,0.50632130914165074,null,0.5420121976196759]
[null,"Iowa",-350.48870243268556,184.93541993482933,{"$f":"-'BB1'!H19","v":2024.9180879789528},{"$f":"E19*INDEX(RefTables!$D$14:$F$14,1,StateData!$C$73)*1/1000","v":15.591869277437938},{"$f":"-BB2a!P19","v":3518.2296414025695},{"$f":"G19*INDEX(RefTables!$D$15:$F$15,1,StateData!$C$73)*1/1000","v":116.1015781662848},{"$f":"-BB2b!N19*BB2b!O19","v":0},{"$f":"I19*INDEX(RefTables!$D$16:$F$16,1,StateData!$C$73)*1/1000","v":0},{"$f":"BB3ai!C19","v":277784.49248620583},{"$f":"K19*INDEX(RefTables!$D$17:$F$17,1,StateData!$C$73)*1/1000000","v":1.6667069549172349},{"$f":"BB3aii!C19","v":0},{"$f":"M19*INDEX(RefTables!$D$18:$F$18,1,StateData!$C$73)*1/1000000","v":0},{"$f":"IF(GWh_Summary!Z19*1000<0,0,GWh_Summary!Z19*1000)","v":0},{"$f":"O19*INDEX(RefTables!$D$22:$F$22,1,StateData!$C$73)*1/1000000","v":0},{"$f":"-O19*INDEX(RefTables!$D$38:$F$39,StateData!$C$74,StateData!$C$73)*1/1000000","v":0},{"$f":"IF(CostData!$C$6=\"Proposed - Option 1\",\nINDEX(Apdx_5_5_Opt_1_CumSavings!$G$7:$Q$59,MATCH(B19,Apdx_5_5_Opt_1_CumSavings!$C$7:$C$59,0),MATCH(CostData!$C$3,Apdx_5_5_Opt_1_CumSavings!$G$6:$Q$6,0)),\nINDEX(Apdx_5_5_Opt_2_CumSavings!$G$7:$Q$59,MATCH(B19,Apdx_5_5_Opt_2_CumSavings!$C$7:$C$59,0),MATCH(CostData!$C$3,Apdx_5_5_Opt_2_CumSavings!$G$6:$Q$6,0)))*1000","v":6128090.4696264518},51.575265536189363,{"$f":"-$R19*INDEX(RefTables!$D$38:$F$39,StateData!$C$74,StateData!$C$73)*1/1000000","v":-483.84885683132552},{"$f":"$R19*INDEX(RefTables!$D$28:$F$28,1,StateData!$C$73)/2*1/1000000","v":267.71206118375744},267.71206118375744,null,401.0722155823974,-483.84885683132552,267.71206118375744,null,15.591869277437938,116.1015781662848,0,1.6667069549172349,0,0,267.71206118375744,0,-483.84885683132552,null,{"$f":"IF(CostData!$C$6=\"Proposed - Option 1\",\n(INDEX(Apdx_5_5_Opt_1_CumSavings!$S$7:$S$59,MATCH(B19,Apdx_5_5_Opt_1_CumSavings!$C$7:$C$59,0))\n+INDEX(Apdx_5_5_Opt_1_CumSavings!$G$7:$Q$59,MATCH(B19,Apdx_5_5_Opt_1_CumSavings!$C$7:$C$59,0),MATCH(CostData!$C$3,Apdx_5_5_Opt_1_CumSavings!$G$6:$Q$6,0))),\n(INDEX(Apdx_5_5_Opt_2_CumSavings!$S$7:$S$59,MATCH(B19,Apdx_5_5_Opt_2_CumSavings!$C$7:$C$59,0))\n+INDEX(Apdx_5_5_Opt_2_CumSavings!$G$7:$Q$59,MATCH(B19,Apdx_5_5_Opt_2_CumSavings!$C$7:$C$59,0),MATCH(CostData!$C$3,Apdx_5_5_Opt_2_CumSavings!$G$6:$Q$6,0))))/1000","v":57.025851845261435},{"$f":"AL19*INDEX(RefTables!$D$38:$F$39,StateData!$C$74,StateData!$C$73)*10^-3","v":4.5025270697160886},7.8955893231259573,null,{"$f":"IF(CostData!$C$6=\"Proposed - Option 1\",\nINDEX(Apdx_5_5_Opt_1_CumSavings!$S$7:$S$59,MATCH(B19,Apdx_5_5_Opt_1_CumSavings!$C$7:$C$59,0)),\nINDEX(Apdx_5_5_Opt_2_CumSavings!$S$7:$S$59,MATCH(B19,Apdx_5_5_Opt_2_CumSavings!$C$7:$C$59,0)))/1000","v":50.897761375634985},null,4.5181189389935268,4.6186286478823737,4.5025270697160886,4.5041937766710056,4.5025270697160886,4.5025270697160886,4.2863902740685207,null,7.9229310791417138,8.0991839638186107,7.8955893231259573,7.8985120448407322,7.8955893231259573,7.8955893231259573,8.4215693543654293,null,2.7341756015756502E-2,0.20359464069265343,0,2.9227217147749229E-3,0,0,0.52598003123947201,null,0.75983914966265687]
[null,"Kansas",-400.73379866914638,-2.4804672910821921,{"$f":"-'BB1'!H20","v":1799.6571562887693},{"$f":"E20*INDEX(RefTables!$D$14:$F$14,1,StateData!$C$73)*1/1000","v":13.857360103423524},{"$f":"-BB2a!P20","v":0},{"$f":"G20*INDEX(RefTables!$D$15:$F$15,1,StateData!$C$73)*1/1000","v":0},{"$f":"-BB2b!N20*BB2b!O20","v":0},{"$f":"I20*INDEX(RefTables!$D$16:$F$16,1,StateData!$C$73)*1/1000","v":0},{"$f":"BB3ai!C20","v":542728.26516676403},{"$f":"K20*INDEX(RefTables!$D$17:$F$17,1,StateData!$C$73)*1/1000000","v":3.2563695910005839},{"$f":"BB3aii!C20","v":0},{"$f":"M20*INDEX(RefTables!$D$18:$F$18,1,StateData!$C$73)*1/1000000","v":0},{"$f":"IF(GWh_Summary!Z20*1000<0,0,GWh_Summary!Z20*1000)","v":3632284.8040000019},{"$f":"O20*INDEX(RefTables!$D$22:$F$22,1,StateData!$C$73)*1/1000000","v":228.83394265200013},{"$f":"-O20*INDEX(RefTables!$D$38:$F$39,StateData!$C$74,StateData!$C$73)*1/1000000","v":-286.79029117015074},{"$f":"IF(CostData!$C$6=\"Proposed - Option 1\",\nINDEX(Apdx_5_5_Opt_1_CumSavings!$G$7:$Q$59,MATCH(B20,Apdx_5_5_Opt_1_CumSavings!$C$7:$C$59,0),MATCH(CostData!$C$3,Apdx_5_5_Opt_1_CumSavings!$G$6:$Q$6,0)),\nINDEX(Apdx_5_5_Opt_2_CumSavings!$G$7:$Q$59,MATCH(B20,Apdx_5_5_Opt_2_CumSavings!$C$7:$C$59,0),MATCH(CostData!$C$3,Apdx_5_5_Opt_2_CumSavings!$G$6:$Q$6,0)))*1000","v":4558129.4203246972},38.362151532644305,{"$f":"-$R20*INDEX(RefTables!$D$38:$F$39,StateData!$C$74,StateData!$C$73)*1/1000000","v":-359.89117984541986},{"$f":"$R20*INDEX(RefTables!$D$28:$F$28,1,StateData!$C$73)/2*1/1000000","v":199.12666568903208},199.12666568903208,null,445.07433803545632,-646.68147101557065,199.12666568903208,null,13.857360103423524,0,0,3.2563695910005839,0,228.83394265200013,199.12666568903208,-286.79029117015074,-359.89117984541986,null,{"$f":"IF(CostData!$C$6=\"Proposed - Option 1\",\n(INDEX(Apdx_5_5_Opt_1_CumSavings!$S$7:$S$59,MATCH(B20,Apdx_5_5_Opt_1_CumSavings!$C$7:$C$59,0))\n+INDEX(Apdx_5_5_Opt_1_CumSavings!$G$7:$Q$59,MATCH(B20,Apdx_5_5_Opt_1_CumSavings!$C$7:$C$59,0),MATCH(CostData!$C$3,Apdx_5_5_Opt_1_CumSavings!$G$6:$Q$6,0))),\n(INDEX(Apdx_5_5_Opt_2_CumSavings!$S$7:$S$59,MATCH(B20,Apdx_5_5_Opt_2_CumSavings!$C$7:$C$59,0))\n+INDEX(Apdx_5_5_Opt_2_CumSavings!$G$7:$Q$59,MATCH(B20,Apdx_5_5_Opt_2_CumSavings!$C$7:$C$59,0),MATCH(CostData!$C$3,Apdx_5_5_Opt_2_CumSavings!$G$6:$Q$6,0))))/1000","v":49.377494418600968},{"$f":"AL20*INDEX(RefTables!$D$38:$F$39,StateData!$C$74,StateData!$C$73)*10^-3","v":3.8986441773421738},7.8955893231259582,null,{"$f":"IF(CostData!$C$6=\"Proposed - Option 1\",\nINDEX(Apdx_5_5_Opt_1_CumSavings!$S$7:$S$59,MATCH(B20,Apdx_5_5_Opt_1_CumSavings!$C$7:$C$59,0)),\nINDEX(Apdx_5_5_Opt_2_CumSavings!$S$7:$S$59,MATCH(B20,Apdx_5_5_Opt_2_CumSavings!$C$7:$C$59,0)))/1000","v":44.819364998276271},null,3.9125015374455971,3.8986441773421738,3.8986441773421738,3.9019005469331742,3.8986441773421738,3.8406878288240232,3.7378796631857862,null,7.9236534447801406,7.8955893231259582,7.8955893231259582,7.9021841688736876,7.8955893231259582,7.7782153064801927,8.3398764425367098,null,2.8064121654182372E-2,0,0,6.5948457477293942E-3,0,-0.11737401664576552,0.44428711941075161,null,0.36157207016689785]
[null,"Kentucky",-842.01675036538472,123.51701725846492,{"$f":"-'BB1'!H21","v":4972.5615402712137},{"$f":"E21*INDEX(RefTables!$D$14:$F$14,1,StateData!$C$73)*1/1000","v":38.288723860088353},{"$f":"-BB2a!P21","v":0},{"$f":"G21*INDEX(RefTables!$D$15:$F$15,1,StateData!$C$73)*1/1000","v":0},{"$f":"-BB2b!N21*BB2b!O21","v":431.88506396602315},{"$f":"I21*INDEX(RefTables!$D$16:$F$16,1,StateData!$C$73)*1/1000","v":14.252207110878764},{"$f":"BB3ai!C21","v":0},{"$f":"K21*INDEX(RefTables!$D$17:$F$17,1,StateData!$C$73)*1/1000000","v":0},{"$f":"BB3aii!C21","v":0},{"$f":"M21*INDEX(RefTables!$D$18:$F$18,1,StateData!$C$73)*1/1000000","v":0},{"$f":"IF(GWh_Summary!Z21*1000<0,0,GWh_Summary!Z21*1000)","v":1380676.2080576627},{"$f":"O21*INDEX(RefTables!$D$22:$F$22,1,StateData!$C$73)*1/1000000","v":86.98260110763276},{"$f":"-O21*INDEX(RefTables!$D$38:$F$39,StateData!$C$74,StateData!$C$73)*1/1000000","v":-109.01252327034116},{"$f":"IF(CostData!$C$6=\"Proposed - Option 1\",\nINDEX(Apdx_5_5_Opt_1_CumSavings!$G$7:$Q$59,MATCH(B21,Apdx_5_5_Opt_1_CumSavings!$C$7:$C$59,0),MATCH(CostData!$C$3,Apdx_5_5_Opt_1_CumSavings!$G$6:$Q$6,0)),\nINDEX(Apdx_5_5_Opt_2_CumSavings!$G$7:$Q$59,MATCH(B21,Apdx_5_5_Opt_2_CumSavings!$C$7:$C$59,0),MATCH(CostData!$C$3,Apdx_5_5_Opt_2_CumSavings!$G$6:$Q$6,0)))*1000","v":11050825.004512765},93.006008450206195,{"$f":"-$R21*INDEX(RefTables!$D$38:$F$39,StateData!$C$74,StateData!$C$73)*1/1000000","v":-872.52775917364352},{"$f":"$R21*INDEX(RefTables!$D$28:$F$28,1,StateData!$C$73)/2*1/1000000","v":482.76688381192486},482.76688381192486,null,622.29041589052474,-981.54028244398467,482.76688381192486,null,38.288723860088353,0,14.252207110878764,0,0,86.98260110763276,482.76688381192486,-109.01252327034116,-872.52775917364352,null,{"$f":"IF(CostData!$C$6=\"Proposed - Option 1\",\n(INDEX(Apdx_5_5_Opt_1_CumSavings!$S$7:$S$59,MATCH(B21,Apdx_5_5_Opt_1_CumSavings!$C$7:$C$59,0))\n+INDEX(Apdx_5_5_Opt_1_CumSavings!$G$7:$Q$59,MATCH(B21,Apdx_5_5_Opt_1_CumSavings!$C$7:$C$59,0),MATCH(CostData!$C$3,Apdx_5_5_Opt_1_CumSavings!$G$6:$Q$6,0))),\n(INDEX(Apdx_5_5_Opt_2_CumSavings!$S$7:$S$59,MATCH(B21,Apdx_5_5_Opt_2_CumSavings!$C$7:$C$59,0))\n+INDEX(Apdx_5_5_Opt_2_CumSavings!$G$7:$Q$59,MATCH(B21,Apdx_5_5_Opt_2_CumSavings!$C$7:$C$59,0),MATCH(CostData!$C$3,Apdx_5_5_Opt_2_CumSavings!$G$6:$Q$6,0))))/1000","v":115.5997843660337},{"$f":"AL21*INDEX(RefTables!$D$38:$F$39,StateData!$C$74,StateData!$C$73)*10^-3","v":9.1272842319611875},7.8955893231259582,null,{"$f":"IF(CostData!$C$6=\"Proposed - Option 1\",\nINDEX(Apdx_5_5_Opt_1_CumSavings!$S$7:$S$59,MATCH(B21,Apdx_5_5_Opt_1_CumSavings!$C$7:$C$59,0)),\nINDEX(Apdx_5_5_Opt_2_CumSavings!$S$7:$S$59,MATCH(B21,Apdx_5_5_Opt_2_CumSavings!$C$7:$C$59,0)))/1000","v":104.54895936152094},null,9.1655729558212755,9.1272842319611875,9.1415364390720661,9.1272842319611875,9.1272842319611875,9.1052543097984788,8.7375233565994694,null,7.9287111183525409,7.8955893231259582,7.9079182450085028,7.8955893231259582,7.8955893231259582,7.8765322614856412,8.3573508621792172,null,3.3121795226582762E-2,0,1.2328921882544641E-2,0,0,-1.9057061640316952E-2,0.46176153905325901,null,0.48815519452206946]
[null,"Louisiana",-470.37060914201646,391.60309439219026,{"$f":"-'BB1'!H22","v":1536.1445909094837},{"$f":"E22*INDEX(RefTables!$D$14:$F$14,1,StateData!$C$73)*1/1000","v":11.828313350003025},{"$f":"-BB2a!P22","v":10970.345134850286},{"$f":"G22*INDEX(RefTables!$D$15:$F$15,1,StateData!$C$73)*1/1000","v":362.02138945005947},{"$f":"-BB2b!N22*BB2b!O22","v":0},{"$f":"I22*INDEX(RefTables!$D$16:$F$16,1,StateData!$C$73)*1/1000","v":0},{"$f":"BB3ai!C22","v":985225.01242613397},{"$f":"K22*INDEX(RefTables!$D$17:$F$17,1,StateData!$C$73)*1/1000000","v":5.9113500745568031},{"$f":"BB3aii!C22","v":0},{"$f":"M22*INDEX(RefTables!$D$18:$F$18,1,StateData!$C$73)*1/1000000","v":0},{"$f":"IF(GWh_Summary!Z22*1000<0,0,GWh_Summary!Z22*1000)","v":4461576.6019733446},{"$f":"O22*INDEX(RefTables!$D$22:$F$22,1,StateData!$C$73)*1/1000000","v":281.0793259243207},{"$f":"-O22*INDEX(RefTables!$D$38:$F$39,StateData!$C$74,StateData!$C$73)*1/1000000","v":-352.26776582849328},{"$f":"IF(CostData!$C$6=\"Proposed - Option 1\",\nINDEX(Apdx_5_5_Opt_1_CumSavings!$G$7:$Q$59,MATCH(B22,Apdx_5_5_Opt_1_CumSavings!$C$7:$C$59,0),MATCH(CostData!$C$3,Apdx_5_5_Opt_1_CumSavings!$G$6:$Q$6,0)),\nINDEX(Apdx_5_5_Opt_2_CumSavings!$G$7:$Q$59,MATCH(B22,Apdx_5_5_Opt_2_CumSavings!$C$7:$C$59,0),MATCH(CostData!$C$3,Apdx_5_5_Opt_2_CumSavings!$G$6:$Q$6,0)))*1000","v":9865548.8556245007},83.030481421743502,{"$f":"-$R22*INDEX(RefTables!$D$38:$F$39,StateData!$C$74,StateData!$C$73)*1/1000000","v":-778.94322211246322},{"$f":"$R22*INDEX(RefTables!$D$28:$F$28,1,StateData!$C$73)/2*1/1000000","v":430.98685176710336},430.98685176710336,null,1091.8272305660435,-1131.2109879409566,430.98685176710336,null,11.828313350003025,362.02138945005947,0,5.9113500745568031,0,281.0793259243207,430.98685176710336,-352.26776582849328,-778.94322211246322,null,{"$f":"IF(CostData!$C$6=\"Proposed - Option 1\",\n(INDEX(Apdx_5_5_Opt_1_CumSavings!$S$7:$S$59,MATCH(B22,Apdx_5_5_Opt_1_CumSavings!$C$7:$C$59,0))\n+INDEX(Apdx_5_5_Opt_1_CumSavings!$G$7:$Q$59,MATCH(B22,Apdx_5_5_Opt_1_CumSavings!$C$7:$C$59,0),MATCH(CostData!$C$3,Apdx_5_5_Opt_1_CumSavings!$G$6:$Q$6,0))),\n(INDEX(Apdx_5_5_Opt_2_CumSavings!$S$7:$S$59,MATCH(B22,Apdx_5_5_Opt_2_CumSavings!$C$7:$C$59,0))\n+INDEX(Apdx_5_5_Opt_2_CumSavings!$G$7:$Q$59,MATCH(B22,Apdx_5_5_Opt_2_CumSavings!$C$7:$C$59,0),MATCH(CostData!$C$3,Apdx_5_5_Opt_2_CumSavings!$G$6:$Q$6,0))))/1000","v":108.81789444864857},{"$f":"AL22*INDEX(RefTables!$D$38:$F$39,StateData!$C$74,StateData!$C$73)*10^-3","v":8.5918140557379719},7.8955893231259582,null,{"$f":"IF(CostData!$C$6=\"Proposed - Option 1\",\nINDEX(Apdx_5_5_Opt_1_CumSavings!$S$7:$S$59,MATCH(B22,Apdx_5_5_Opt_1_CumSavings!$C$7:$C$59,0)),\nINDEX(Apdx_5_5_Opt_2_CumSavings!$S$7:$S$59,MATCH(B22,Apdx_5_5_Opt_2_CumSavings!$C$7:$C$59,0)))/1000","v":98.952345593024077},null,8.6036423690879751,8.953835445188032,8.5918140557379719,8.597725405812529,8.5918140557379719,8.520625615833799,8.2438576853926122,null,7.906459146889719,8.228274853648605,7.8955893231259582,7.9010216558360407,7.8955893231259582,7.8301695314043247,8.3311392327154561,null,1.0869823763760778E-2,0.33268553052264682,0,5.432332710082477E-3,0,-6.541979172163348E-2,0.43554990958949791,null,0.7191178048643545]
[null,"Maine",-119.21624087429952,14.456260358215435,{"$f":"-'BB1'!H23","v":0},{"$f":"E23*INDEX(RefTables!$D$14:$F$14,1,StateData!$C$73)*1/1000","v":0},{"$f":"-BB2a!P23","v":47.882503750329988},{"$f":"G23*INDEX(RefTables!$D$15:$F$15,1,StateData!$C$73)*1/1000","v":1.5801226237608896},{"$f":"-BB2b!N23*BB2b!O23","v":0},{"$f":"I23*INDEX(RefTables!$D$16:$F$16,1,StateData!$C$73)*1/1000","v":0},{"$f":"BB3ai!C23","v":0},{"$f":"K23*INDEX(RefTables!$D$17:$F$17,1,StateData!$C$73)*1/1000000","v":0},{"$f":"BB3aii!C23","v":0},{"$f":"M23*INDEX(RefTables!$D$18:$F$18,1,StateData!$C$73)*1/1000000","v":0},{"$f":"IF(GWh_Summary!Z23*1000<0,0,GWh_Summary!Z23*1000)","v":0},{"$f":"O23*INDEX(RefTables!$D$22:$F$22,1,StateData!$C$73)*1/1000000","v":0},{"$f":"-O23*INDEX(RefTables!$D$38:$F$39,StateData!$C$74,StateData!$C$73)*1/1000000","v":0},{"$f":"IF(CostData!$C$6=\"Proposed - Option 1\",\nINDEX(Apdx_5_5_Opt_1_CumSavings!$G$7:$Q$59,MATCH(B23,Apdx_5_5_Opt_1_CumSavings!$C$7:$C$59,0),MATCH(CostData!$C$3,Apdx_5_5_Opt_1_CumSavings!$G$6:$Q$6,0)),\nINDEX(Apdx_5_5_Opt_2_CumSavings!$G$7:$Q$59,MATCH(B23,Apdx_5_5_Opt_2_CumSavings!$C$7:$C$59,0),MATCH(CostData!$C$3,Apdx_5_5_Opt_2_CumSavings!$G$6:$Q$6,0)))*1000","v":1529922.0685687296},12.876137734454545,{"$f":"-$R23*INDEX(RefTables!$D$38:$F$39,StateData!$C$74,StateData!$C$73)*1/1000000","v":-120.7963634980604},{"$f":"$R23*INDEX(RefTables!$D$28:$F$28,1,StateData!$C$73)/2*1/1000000","v":66.836250616257473},66.836250616257473,null,68.416373240018359,-120.7963634980604,66.836250616257473,null,0,1.5801226237608896,0,0,0,0,66.836250616257473,0,-120.7963634980604,null,{"$f":"IF(CostData!$C$6=\"Proposed - Option 1\",\n(INDEX(Apdx_5_5_Opt_1_CumSavings!$S$7:$S$59,MATCH(B23,Apdx_5_5_Opt_1_CumSavings!$C$7:$C$59,0))\n+INDEX(Apdx_5_5_Opt_1_CumSavings!$G$7:$Q$59,MATCH(B23,Apdx_5_5_Opt_1_CumSavings!$C$7:$C$59,0),MATCH(CostData!$C$3,Apdx_5_5_Opt_1_CumSavings!$G$6:$Q$6,0))),\n(INDEX(Apdx_5_5_Opt_2_CumSavings!$S$7:$S$59,MATCH(B23,Apdx_5_5_Opt_2_CumSavings!$C$7:$C$59,0))\n+INDEX(Apdx_5_5_Opt_2_CumSavings!$G$7:$Q$59,MATCH(B23,Apdx_5_5_Opt_2_CumSavings!$C$7:$C$59,0),MATCH(CostData!$C$3,Apdx_5_5_Opt_2_CumSavings!$G$6:$Q$6,0))))/1000","v":13.788913002613038},{"$f":"AL23*INDEX(RefTables!$D$38:$F$39,StateData!$C$74,StateData!$C$73)*10^-3","v":1.0887159428094419},7.8955893231259582,null,{"$f":"IF(CostData!$C$6=\"Proposed - Option 1\",\nINDEX(Apdx_5_5_Opt_1_CumSavings!$S$7:$S$59,MATCH(B23,Apdx_5_5_Opt_1_CumSavings!$C$7:$C$59,0)),\nINDEX(Apdx_5_5_Opt_2_CumSavings!$S$7:$S$59,MATCH(B23,Apdx_5_5_Opt_2_CumSavings!$C$7:$C$59,0)))/1000","v":12.258990934044308},null,1.0887159428094419,1.0902960654332028,1.0887159428094419,1.0887159428094419,1.0887159428094419,1.0887159428094419,1.0347558299276389,null,7.8955893231259582,7.9070486935887452,7.8955893231259582,7.8955893231259582,7.8955893231259582,7.8955893231259582,8.4407912159721885,null,0,1.1459370462787E-2,0,0,0,0,0.54520189284623033,null,0.55666126330901733]
[null,"Maryland",-695.83217490968491,15.635541644016996,{"$f":"-'BB1'!H24","v":956.9936500581116},{"$f":"E24*INDEX(RefTables!$D$14:$F$14,1,StateData!$C$73)*1/1000","v":7.368851105447459},{"$f":"-BB2a!P24","v":488.69914718986911},{"$f":"G24*INDEX(RefTables!$D$15:$F$15,1,StateData!$C$73)*1/1000","v":16.12707185726568},{"$f":"-BB2b!N24*BB2b!O24","v":0},{"$f":"I24*INDEX(RefTables!$D$16:$F$16,1,StateData!$C$73)*1/1000","v":0},{"$f":"BB3ai!C24","v":787533.354986666},{"$f":"K24*INDEX(RefTables!$D$17:$F$17,1,StateData!$C$73)*1/1000000","v":4.7252001299199966},{"$f":"BB3aii!C24","v":0},{"$f":"M24*INDEX(RefTables!$D$18:$F$18,1,StateData!$C$73)*1/1000000","v":0},{"$f":"IF(GWh_Summary!Z24*1000<0,0,GWh_Summary!Z24*1000)","v":5083916.1157632507},{"$f":"O24*INDEX(RefTables!$D$22:$F$22,1,StateData!$C$73)*1/1000000","v":320.2867152930848},{"$f":"-O24*INDEX(RefTables!$D$38:$F$39,StateData!$C$74,StateData!$C$73)*1/1000000","v":-401.40513803288314},{"$f":"IF(CostData!$C$6=\"Proposed - Option 1\",\nINDEX(Apdx_5_5_Opt_1_CumSavings!$G$7:$Q$59,MATCH(B24,Apdx_5_5_Opt_1_CumSavings!$C$7:$C$59,0),MATCH(CostData!$C$3,Apdx_5_5_Opt_1_CumSavings!$G$6:$Q$6,0)),\nINDEX(Apdx_5_5_Opt_2_CumSavings!$G$7:$Q$59,MATCH(B24,Apdx_5_5_Opt_2_CumSavings!$C$7:$C$59,0),MATCH(CostData!$C$3,Apdx_5_5_Opt_2_CumSavings!$G$6:$Q$6,0)))*1000","v":8142962.4686707249},68.532841291182194,{"$f":"-$R24*INDEX(RefTables!$D$38:$F$39,StateData!$C$74,StateData!$C$73)*1/1000000","v":-642.93487526251977},{"$f":"$R24*INDEX(RefTables!$D$28:$F$28,1,StateData!$C$73)/2*1/1000000","v":355.73385827685098},355.73385827685098,null,704.24169666256898,-1044.340013295403,355.73385827685098,null,7.368851105447459,16.12707185726568,0,4.7252001299199966,0,320.2867152930848,355.73385827685098,-401.40513803288314,-642.93487526251977,null,{"$f":"IF(CostData!$C$6=\"Proposed - Option 1\",\n(INDEX(Apdx_5_5_Opt_1_CumSavings!$S$7:$S$59,MATCH(B24,Apdx_5_5_Opt_1_CumSavings!$C$7:$C$59,0))\n+INDEX(Apdx_5_5_Opt_1_CumSavings!$G$7:$Q$59,MATCH(B24,Apdx_5_5_Opt_1_CumSavings!$C$7:$C$59,0),MATCH(CostData!$C$3,Apdx_5_5_Opt_1_CumSavings!$G$6:$Q$6,0))),\n(INDEX(Apdx_5_5_Opt_2_CumSavings!$S$7:$S$59,MATCH(B24,Apdx_5_5_Opt_2_CumSavings!$C$7:$C$59,0))\n+INDEX(Apdx_5_5_Opt_2_CumSavings!$G$7:$Q$59,MATCH(B24,Apdx_5_5_Opt_2_CumSavings!$C$7:$C$59,0),MATCH(CostData!$C$3,Apdx_5_5_Opt_2_CumSavings!$G$6:$Q$6,0))))/1000","v":76.456405997787542},{"$f":"AL24*INDEX(RefTables!$D$38:$F$39,StateData!$C$74,StateData!$C$73)*10^-3","v":6.0366838288071474},7.8955893231259573,null,{"$f":"IF(CostData!$C$6=\"Proposed - Option 1\",\nINDEX(Apdx_5_5_Opt_1_CumSavings!$S$7:$S$59,MATCH(B24,Apdx_5_5_Opt_1_CumSavings!$C$7:$C$59,0)),\nINDEX(Apdx_5_5_Opt_2_CumSavings!$S$7:$S$59,MATCH(B24,Apdx_5_5_Opt_2_CumSavings!$C$7:$C$59,0)))/1000","v":68.313443529116824},null,6.0440526799125944,6.0528109006644133,6.0366838288071474,6.0414090289370677,6.0366838288071474,5.9555654060673486,5.7494828118214789,null,7.9052273004926414,7.9166824828773237,7.8955893231259573,7.9017695771782561,7.8955893231259573,7.789491708830373,8.4163270284726774,null,9.6379773666841473E-3,2.1093159751366386E-2,0,6.1802540522988281E-3,0,-0.10609761429558429,0.52073770534672015,null,0.45155148222148522]
[null,"Massachusetts",-623.01511859022116,-4.9404534075766264,{"$f":"-'BB1'!H25","v":128.52361114361679},{"$f":"E25*INDEX(RefTables!$D$14:$F$14,1,StateData!$C$73)*1/1000","v":0.98963180580584931},{"$f":"-BB2a!P25","v":1232.0611984827938},{"$f":"G25*INDEX(RefTables!$D$15:$F$15,1,StateData!$C$73)*1/1000","v":40.658019549932192},{"$f":"-BB2b!N25*BB2b!O25","v":0},{"$f":"I25*INDEX(RefTables!$D$16:$F$16,1,StateData!$C$73)*1/1000","v":0},{"$f":"BB3ai!C25","v":316260.46226356021},{"$f":"K25*INDEX(RefTables!$D$17:$F$17,1,StateData!$C$73)*1/1000000","v":1.8975627735813614},{"$f":"BB3aii!C25","v":0},{"$f":"M25*INDEX(RefTables!$D$18:$F$18,1,StateData!$C$73)*1/1000000","v":0},{"$f":"IF(GWh_Summary!Z25*1000<0,0,GWh_Summary!Z25*1000)","v":6770058.4310801746},{"$f":"O25*INDEX(RefTables!$D$22:$F$22,1,StateData!$C$73)*1/1000000","v":426.51368115805099},{"$f":"-O25*INDEX(RefTables!$D$38:$F$39,StateData!$C$74,StateData!$C$73)*1/1000000","v":-534.53601065375506},{"$f":"IF(CostData!$C$6=\"Proposed - Option 1\",\nINDEX(Apdx_5_5_Opt_1_CumSavings!$G$7:$Q$59,MATCH(B25,Apdx_5_5_Opt_1_CumSavings!$C$7:$C$59,0),MATCH(CostData!$C$3,Apdx_5_5_Opt_1_CumSavings!$G$6:$Q$6,0)),\nINDEX(Apdx_5_5_Opt_2_CumSavings!$G$7:$Q$59,MATCH(B25,Apdx_5_5_Opt_2_CumSavings!$C$7:$C$59,0),MATCH(CostData!$C$3,Apdx_5_5_Opt_2_CumSavings!$G$6:$Q$6,0)))*1000","v":7074050.8449178627},59.536661958808054,{"$f":"-$R25*INDEX(RefTables!$D$38:$F$39,StateData!$C$74,StateData!$C$73)*1/1000000","v":-558.53800322383643},{"$f":"$R25*INDEX(RefTables!$D$28:$F$28,1,StateData!$C$73)/2*1/1000000","v":309.03733259132224},309.03733259132224,null,779.09622787869262,-1093.0740138775914,309.03733259132224,null,0.98963180580584931,40.658019549932192,0,1.8975627735813614,0,426.51368115805099,309.03733259132224,-534.53601065375506,-558.53800322383643,null,{"$f":"IF(CostData!$C$6=\"Proposed - Option 1\",\n(INDEX(Apdx_5_5_Opt_1_CumSavings!$S$7:$S$59,MATCH(B25,Apdx_5_5_Opt_1_CumSavings!$C$7:$C$59,0))\n+INDEX(Apdx_5_5_Opt_1_CumSavings!$G$7:$Q$59,MATCH(B25,Apdx_5_5_Opt_1_CumSavings!$C$7:$C$59,0),MATCH(CostData!$C$3,Apdx_5_5_Opt_1_CumSavings!$G$6:$Q$6,0))),\n(INDEX(Apdx_5_5_Opt_2_CumSavings!$S$7:$S$59,MATCH(B25,Apdx_5_5_Opt_2_CumSavings!$C$7:$C$59,0))\n+INDEX(Apdx_5_5_Opt_2_CumSavings!$G$7:$Q$59,MATCH(B25,Apdx_5_5_Opt_2_CumSavings!$C$7:$C$59,0),MATCH(CostData!$C$3,Apdx_5_5_Opt_2_CumSavings!$G$6:$Q$6,0))))/1000","v":65.153286024867469},{"$f":"AL25*INDEX(RefTables!$D$38:$F$39,StateData!$C$74,StateData!$C$73)*10^-3","v":5.1442358950451528},7.8955893231259573,null,{"$f":"IF(CostData!$C$6=\"Proposed - Option 1\",\nINDEX(Apdx_5_5_Opt_1_CumSavings!$S$7:$S$59,MATCH(B25,Apdx_5_5_Opt_1_CumSavings!$C$7:$C$59,0)),\nINDEX(Apdx_5_5_Opt_2_CumSavings!$S$7:$S$59,MATCH(B25,Apdx_5_5_Opt_2_CumSavings!$C$7:$C$59,0)))/1000","v":58.079235179949613},null,5.1452255268509584,5.1848939145950848,5.1442358950451528,5.1461334578187339,5.1442358950451528,5.0362135655494491,4.8947352244126385,null,7.8971082515886426,7.9579929592747378,7.8955893231259573,7.8985017821734669,7.8955893231259573,7.7297921145945656,8.4276854012403088,null,1.5189284626853095E-3,6.2403636148780528E-2,0,2.9124590475095857E-3,0,-0.16579720853139168,0.53209607811435156,null,0.4331338932419353]
[null,"Michigan",-870.78797497307789,322.43644135936813,{"$f":"-'BB1'!H26","v":3264.8654265147197},{"$f":"E26*INDEX(RefTables!$D$14:$F$14,1,StateData!$C$73)*1/1000","v":25.13946378416334},{"$f":"-BB2a!P26","v":7258.4652469304274},{"$f":"G26*INDEX(RefTables!$D$15:$F$15,1,StateData!$C$73)*1/1000","v":239.5293531487041},{"$f":"-BB2b!N26*BB2b!O26","v":0},{"$f":"I26*INDEX(RefTables!$D$16:$F$16,1,StateData!$C$73)*1/1000","v":0},{"$f":"BB3ai!C26","v":1827908.7970816612},{"$f":"K26*INDEX(RefTables!$D$17:$F$17,1,StateData!$C$73)*1/1000000","v":10.967452782489966},{"$f":"BB3aii!C26","v":0},{"$f":"M26*INDEX(RefTables!$D$18:$F$18,1,StateData!$C$73)*1/1000000","v":0},{"$f":"IF(GWh_Summary!Z26*1000<0,0,GWh_Summary!Z26*1000)","v":4270420.0820751134},{"$f":"O26*INDEX(RefTables!$D$22:$F$22,1,StateData!$C$73)*1/1000000","v":269.03646517073213},{"$f":"-O26*INDEX(RefTables!$D$38:$F$39,StateData!$C$74,StateData!$C$73)*1/1000000","v":-337.17483205294945},{"$f":"IF(CostData!$C$6=\"Proposed - Option 1\",\nINDEX(Apdx_5_5_Opt_1_CumSavings!$G$7:$Q$59,MATCH(B26,Apdx_5_5_Opt_1_CumSavings!$C$7:$C$59,0),MATCH(CostData!$C$3,Apdx_5_5_Opt_1_CumSavings!$G$6:$Q$6,0)),\nINDEX(Apdx_5_5_Opt_2_CumSavings!$G$7:$Q$59,MATCH(B26,Apdx_5_5_Opt_2_CumSavings!$C$7:$C$59,0),MATCH(CostData!$C$3,Apdx_5_5_Opt_2_CumSavings!$G$6:$Q$6,0)))*1000","v":13656813.110174678},114.93853852622806,{"$f":"-$R26*INDEX(RefTables!$D$38:$F$39,StateData!$C$74,StateData!$C$73)*1/1000000","v":-1078.285877806218},{"$f":"$R26*INDEX(RefTables!$D$28:$F$28,1,StateData!$C$73)/2*1/1000000","v":596.61220816622301},596.61220816622301,null,1141.2849430523124,-1415.4607098591673,596.61220816622301,null,25.13946378416334,239.5293531487041,0,10.967452782489966,0,269.03646517073213,596.61220816622301,-337.17483205294945,-1078.285877806218,null,{"$f":"IF(CostData!$C$6=\"Proposed - Option 1\",\n(INDEX(Apdx_5_5_Opt_1_CumSavings!$S$7:$S$59,MATCH(B26,Apdx_5_5_Opt_1_CumSavings!$C$7:$C$59,0))\n+INDEX(Apdx_5_5_Opt_1_CumSavings!$G$7:$Q$59,MATCH(B26,Apdx_5_5_Opt_1_CumSavings!$C$7:$C$59,0),MATCH(CostData!$C$3,Apdx_5_5_Opt_1_CumSavings!$G$6:$Q$6,0))),\n(INDEX(Apdx_5_5_Opt_2_CumSavings!$S$7:$S$59,MATCH(B26,Apdx_5_5_Opt_2_CumSavings!$C$7:$C$59,0))\n+INDEX(Apdx_5_5_Opt_2_CumSavings!$G$7:$Q$59,MATCH(B26,Apdx_5_5_Opt_2_CumSavings!$C$7:$C$59,0),MATCH(CostData!$C$3,Apdx_5_5_Opt_2_CumSavings!$G$6:$Q$6,0))))/1000","v":125.96613145042697},{"$f":"AL26*INDEX(RefTables!$D$38:$F$39,StateData!$C$74,StateData!$C$73)*10^-3","v":9.9457684255547214},7.8955893231259582,null,{"$f":"IF(CostData!$C$6=\"Proposed - Option 1\",\nINDEX(Apdx_5_5_Opt_1_CumSavings!$S$7:$S$59,MATCH(B26,Apdx_5_5_Opt_1_CumSavings!$C$7:$C$59,0)),\nINDEX(Apdx_5_5_Opt_2_CumSavings!$S$7:$S$59,MATCH(B26,Apdx_5_5_Opt_2_CumSavings!$C$7:$C$59,0)))/1000","v":112.30931834025229},null,9.9709078893388856,10.185297778703426,9.9457684255547214,9.9567358783372111,9.9457684255547214,9.8776300586725032,9.4640947559147257,null,7.9155466429981312,8.0857430973116546,7.8955893231259582,7.9042959910661459,7.8955893231259582,7.841496714186043,8.4268116802581829,null,1.9957319872172974E-2,0.19015377418569646,0,8.7066679401877067E-3,0,-5.4092608939915188E-2,0.53122235713222477,null,0.69594751019036671]
[null,"Minnesota",-484.80150483536875,315.36762077656533,{"$f":"-'BB1'!H27","v":1386.9335671068438},{"$f":"E27*INDEX(RefTables!$D$14:$F$14,1,StateData!$C$73)*1/1000","v":10.679388466722697},{"$f":"-BB2a!P27","v":6744.5455021929629},{"$f":"G27*INDEX(RefTables!$D$15:$F$15,1,StateData!$C$73)*1/1000","v":222.57000157236777},{"$f":"-BB2b!N27*BB2b!O27","v":0},{"$f":"I27*INDEX(RefTables!$D$16:$F$16,1,StateData!$C$73)*1/1000","v":0},{"$f":"BB3ai!C27","v":840189.54411773931},{"$f":"K27*INDEX(RefTables!$D$17:$F$17,1,StateData!$C$73)*1/1000000","v":5.0411372647064354},{"$f":"BB3aii!C27","v":0},{"$f":"M27*INDEX(RefTables!$D$18:$F$18,1,StateData!$C$73)*1/1000000","v":0},{"$f":"IF(GWh_Summary!Z27*1000<0,0,GWh_Summary!Z27*1000)","v":0},{"$f":"O27*INDEX(RefTables!$D$22:$F$22,1,StateData!$C$73)*1/1000000","v":0},{"$f":"-O27*INDEX(RefTables!$D$38:$F$39,StateData!$C$74,StateData!$C$73)*1/1000000","v":0},{"$f":"IF(CostData!$C$6=\"Proposed - Option 1\",\nINDEX(Apdx_5_5_Opt_1_CumSavings!$G$7:$Q$59,MATCH(B27,Apdx_5_5_Opt_1_CumSavings!$C$7:$C$59,0),MATCH(CostData!$C$3,Apdx_5_5_Opt_1_CumSavings!$G$6:$Q$6,0)),\nINDEX(Apdx_5_5_Opt_2_CumSavings!$G$7:$Q$59,MATCH(B27,Apdx_5_5_Opt_2_CumSavings!$C$7:$C$59,0),MATCH(CostData!$C$3,Apdx_5_5_Opt_2_CumSavings!$G$6:$Q$6,0)))*1000","v":9158176.8319845293},77.077093472768411,{"$f":"-$R27*INDEX(RefTables!$D$38:$F$39,StateData!$C$74,StateData!$C$73)*1/1000000","v":-723.09203213916567},{"$f":"$R27*INDEX(RefTables!$D$28:$F$28,1,StateData!$C$73)/2*1/1000000","v":400.08456280596704},400.08456280596704,null,638.37509010976396,-723.09203213916567,400.08456280596704,null,10.679388466722697,222.57000157236777,0,5.0411372647064354,0,0,400.08456280596704,0,-723.09203213916567,null,{"$f":"IF(CostData!$C$6=\"Proposed - Option 1\",\n(INDEX(Apdx_5_5_Opt_1_CumSavings!$S$7:$S$59,MATCH(B27,Apdx_5_5_Opt_1_CumSavings!$C$7:$C$59,0))\n+INDEX(Apdx_5_5_Opt_1_CumSavings!$G$7:$Q$59,MATCH(B27,Apdx_5_5_Opt_1_CumSavings!$C$7:$C$59,0),MATCH(CostData!$C$3,Apdx_5_5_Opt_1_CumSavings!$G$6:$Q$6,0))),\n(INDEX(Apdx_5_5_Opt_2_CumSavings!$S$7:$S$59,MATCH(B27,Apdx_5_5_Opt_2_CumSavings!$C$7:$C$59,0))\n+INDEX(Apdx_5_5_Opt_2_CumSavings!$G$7:$Q$59,MATCH(B27,Apdx_5_5_Opt_2_CumSavings!$C$7:$C$59,0),MATCH(CostData!$C$3,Apdx_5_5_Opt_2_CumSavings!$G$6:$Q$6,0))))/1000","v":84.9081919848756},{"$f":"AL27*INDEX(RefTables!$D$38:$F$39,StateData!$C$74,StateData!$C$73)*10^-3","v":6.7040021408171286},7.8955893231259582,null,{"$f":"IF(CostData!$C$6=\"Proposed - Option 1\",\nINDEX(Apdx_5_5_Opt_1_CumSavings!$S$7:$S$59,MATCH(B27,Apdx_5_5_Opt_1_CumSavings!$C$7:$C$59,0)),\nINDEX(Apdx_5_5_Opt_2_CumSavings!$S$7:$S$59,MATCH(B27,Apdx_5_5_Opt_2_CumSavings!$C$7:$C$59,0)))/1000","v":75.750015152891066},null,6.7146815292838511,6.9265721423894968,6.7040021408171286,6.7090432780818352,6.7040021408171286,6.7040021408171286,6.3809946714839301,null,7.9081668945205115,8.1577195091179213,7.8955893231259582,7.9015264855444034,7.8955893231259582,7.8955893231259582,8.4237536568207467,null,1.2577571394553289E-2,0.26213018599196314,0,5.9371624184452187E-3,0,0,0.52816433369478855,null,0.80880925349975019]
[null,"Mississippi",-307.12820881530604,196.81965157444887,{"$f":"-'BB1'!H28","v":509.15964153786172},{"$f":"E28*INDEX(RefTables!$D$14:$F$14,1,StateData!$C$73)*1/1000","v":3.9205292398415352},{"$f":"-BB2a!P28","v":6144.0215170501842},{"$f":"G28*INDEX(RefTables!$D$15:$F$15,1,StateData!$C$73)*1/1000","v":202.75271006265609},{"$f":"-BB2b!N28*BB2b!O28","v":25.016012097839546},{"$f":"I28*INDEX(RefTables!$D$16:$F$16,1,StateData!$C$73)*1/1000","v":0.82552839922870502},{"$f":"BB3ai!C28","v":631874.26957287942},{"$f":"K28*INDEX(RefTables!$D$17:$F$17,1,StateData!$C$73)*1/1000000","v":3.7912456174372764},{"$f":"BB3aii!C28","v":0},{"$f":"M28*INDEX(RefTables!$D$18:$F$18,1,StateData!$C$73)*1/1000000","v":0},{"$f":"IF(GWh_Summary!Z28*1000<0,0,GWh_Summary!Z28*1000)","v":3949239.5610000002},{"$f":"O28*INDEX(RefTables!$D$22:$F$22,1,StateData!$C$73)*1/1000000","v":248.80209234300003},{"$f":"-O28*INDEX(RefTables!$D$38:$F$39,StateData!$C$74,StateData!$C$73)*1/1000000","v":-311.81573712298251},{"$f":"IF(CostData!$C$6=\"Proposed - Option 1\",\nINDEX(Apdx_5_5_Opt_1_CumSavings!$G$7:$Q$59,MATCH(B28,Apdx_5_5_Opt_1_CumSavings!$C$7:$C$59,0),MATCH(CostData!$C$3,Apdx_5_5_Opt_1_CumSavings!$G$6:$Q$6,0)),\nINDEX(Apdx_5_5_Opt_2_CumSavings!$G$7:$Q$59,MATCH(B28,Apdx_5_5_Opt_2_CumSavings!$C$7:$C$59,0),MATCH(CostData!$C$3,Apdx_5_5_Opt_2_CumSavings!$G$6:$Q$6,0)))*1000","v":5767835.1636225563},48.543283035267734,{"$f":"-$R28*INDEX(RefTables!$D$38:$F$39,StateData!$C$74,StateData!$C$73)*1/1000000","v":-455.40457735448717},{"$f":"$R28*INDEX(RefTables!$D$28:$F$28,1,StateData!$C$73)/2*1/1000000","v":251.97393019487745},251.97393019487745,null,712.06603585704113,-767.22031447746963,251.97393019487745,null,3.9205292398415352,202.75271006265609,0.82552839922870502,3.7912456174372764,0,248.80209234300003,251.97393019487745,-311.81573712298251,-455.40457735448717,null,{"$f":"IF(CostData!$C$6=\"Proposed - Option 1\",\n(INDEX(Apdx_5_5_Opt_1_CumSavings!$S$7:$S$59,MATCH(B28,Apdx_5_5_Opt_1_CumSavings!$C$7:$C$59,0))\n+INDEX(Apdx_5_5_Opt_1_CumSavings!$G$7:$Q$59,MATCH(B28,Apdx_5_5_Opt_1_CumSavings!$C$7:$C$59,0),MATCH(CostData!$C$3,Apdx_5_5_Opt_1_CumSavings!$G$6:$Q$6,0))),\n(INDEX(Apdx_5_5_Opt_2_CumSavings!$S$7:$S$59,MATCH(B28,Apdx_5_5_Opt_2_CumSavings!$C$7:$C$59,0))\n+INDEX(Apdx_5_5_Opt_2_CumSavings!$G$7:$Q$59,MATCH(B28,Apdx_5_5_Opt_2_CumSavings!$C$7:$C$59,0),MATCH(CostData!$C$3,Apdx_5_5_Opt_2_CumSavings!$G$6:$Q$6,0))))/1000","v":62.315238728549581},{"$f":"AL28*INDEX(RefTables!$D$38:$F$39,StateData!$C$74,StateData!$C$73)*10^-3","v":4.9201553357318124},7.8955893231259573,null,{"$f":"IF(CostData!$C$6=\"Proposed - Option 1\",\nINDEX(Apdx_5_5_Opt_1_CumSavings!$S$7:$S$59,MATCH(B28,Apdx_5_5_Opt_1_CumSavings!$C$7:$C$59,0)),\nINDEX(Apdx_5_5_Opt_2_CumSavings!$S$7:$S$59,MATCH(B28,Apdx_5_5_Opt_2_CumSavings!$C$7:$C$59,0)))/1000","v":56.547403564927023},null,4.9240758649716536,5.1229080457944685,4.9209808641310415,4.9239465813492496,4.9201553357318124,4.8571416909518303,4.716724688572203,null,7.9018807685570174,8.2209555003235835,7.8969140847991426,7.9016733014509901,7.8955893231259573,7.7944685602665311,8.3411870240098978,null,6.2914454310600831E-3,0.32536617719762617,1.3247616731852929E-3,6.0839783250328239E-3,0,-0.10112076285942617,0.44559770088394046,null,0.68354330065141866]
[null,"Missouri",-608.76561321828945,218.36020099400679,{"$f":"-'BB1'!H29","v":4137.1907376358722},{"$f":"E29*INDEX(RefTables!$D$14:$F$14,1,StateData!$C$73)*1/1000","v":31.856368679796219},{"$f":"-BB2a!P29","v":3845.6590116687148},{"$f":"G29*INDEX(RefTables!$D$15:$F$15,1,StateData!$C$73)*1/1000","v":126.90674738506759},{"$f":"-BB2b!N29*BB2b!O29","v":0},{"$f":"I29*INDEX(RefTables!$D$16:$F$16,1,StateData!$C$73)*1/1000","v":0},{"$f":"BB3ai!C29","v":549656.71110506309},{"$f":"K29*INDEX(RefTables!$D$17:$F$17,1,StateData!$C$73)*1/1000000","v":3.2979402666303788},{"$f":"BB3aii!C29","v":0},{"$f":"M29*INDEX(RefTables!$D$18:$F$18,1,StateData!$C$73)*1/1000000","v":0},{"$f":"IF(GWh_Summary!Z29*1000<0,0,GWh_Summary!Z29*1000)","v":1464949.5665563678},{"$f":"O29*INDEX(RefTables!$D$22:$F$22,1,StateData!$C$73)*1/1000000","v":92.291822693051174},{"$f":"-O29*INDEX(RefTables!$D$38:$F$39,StateData!$C$74,StateData!$C$73)*1/1000000","v":-115.66640156620458},{"$f":"IF(CostData!$C$6=\"Proposed - Option 1\",\nINDEX(Apdx_5_5_Opt_1_CumSavings!$G$7:$Q$59,MATCH(B29,Apdx_5_5_Opt_1_CumSavings!$C$7:$C$59,0),MATCH(CostData!$C$3,Apdx_5_5_Opt_1_CumSavings!$G$6:$Q$6,0)),\nINDEX(Apdx_5_5_Opt_2_CumSavings!$G$7:$Q$59,MATCH(B29,Apdx_5_5_Opt_2_CumSavings!$C$7:$C$59,0),MATCH(CostData!$C$3,Apdx_5_5_Opt_2_CumSavings!$G$6:$Q$6,0)))*1000","v":9466704.2583808675},79.673723535665999,{"$f":"-$R29*INDEX(RefTables!$D$38:$F$39,StateData!$C$74,StateData!$C$73)*1/1000000","v":-747.45209067663018},{"$f":"$R29*INDEX(RefTables!$D$28:$F$28,1,StateData!$C$73)/2*1/1000000","v":413.56290710614809},413.56290710614809,null,667.9157861306935,-863.1184922428348,413.56290710614809,null,31.856368679796219,126.90674738506759,0,3.2979402666303788,0,92.291822693051174,413.56290710614809,-115.66640156620458,-747.45209067663018,null,{"$f":"IF(CostData!$C$6=\"Proposed - Option 1\",\n(INDEX(Apdx_5_5_Opt_1_CumSavings!$S$7:$S$59,MATCH(B29,Apdx_5_5_Opt_1_CumSavings!$C$7:$C$59,0))\n+INDEX(Apdx_5_5_Opt_1_CumSavings!$G$7:$Q$59,MATCH(B29,Apdx_5_5_Opt_1_CumSavings!$C$7:$C$59,0),MATCH(CostData!$C$3,Apdx_5_5_Opt_1_CumSavings!$G$6:$Q$6,0))),\n(INDEX(Apdx_5_5_Opt_2_CumSavings!$S$7:$S$59,MATCH(B29,Apdx_5_5_Opt_2_CumSavings!$C$7:$C$59,0))\n+INDEX(Apdx_5_5_Opt_2_CumSavings!$G$7:$Q$59,MATCH(B29,Apdx_5_5_Opt_2_CumSavings!$C$7:$C$59,0),MATCH(CostData!$C$3,Apdx_5_5_Opt_2_CumSavings!$G$6:$Q$6,0))))/1000","v":99.368928934362501},{"$f":"AL29*INDEX(RefTables!$D$38:$F$39,StateData!$C$74,StateData!$C$73)*10^-3","v":7.8457625434461464},7.8955893231259582,null,{"$f":"IF(CostData!$C$6=\"Proposed - Option 1\",\nINDEX(Apdx_5_5_Opt_1_CumSavings!$S$7:$S$59,MATCH(B29,Apdx_5_5_Opt_1_CumSavings!$C$7:$C$59,0)),\nINDEX(Apdx_5_5_Opt_2_CumSavings!$S$7:$S$59,MATCH(B29,Apdx_5_5_Opt_2_CumSavings!$C$7:$C$59,0)))/1000","v":89.902224675981628},null,7.8776189121259428,7.972669290831214,7.8457625434461464,7.8490604837127771,7.8457625434461464,7.822387964572993,7.511873359875664,null,7.9276480048702673,8.0233020284414156,7.8955893231259582,7.8989082079141895,7.8955893231259582,7.8720662972426929,8.3556034202149654,null,3.2058681744309148E-2,0.12771270531545742,0,3.31888478823128E-3,0,-2.3523025883265269E-2,0.4600140970890072,null,0.59958134305373978]
[null,"Montana",-164.52397446441822,-9.223520066680635E-2,{"$f":"-'BB1'!H30","v":958.38145535845979},{"$f":"E30*INDEX(RefTables!$D$14:$F$14,1,StateData!$C$73)*1/1000","v":7.3795372062601405},{"$f":"-BB2a!P30","v":0},{"$f":"G30*INDEX(RefTables!$D$15:$F$15,1,StateData!$C$73)*1/1000","v":0},{"$f":"-BB2b!N30*BB2b!O30","v":0},{"$f":"I30*INDEX(RefTables!$D$16:$F$16,1,StateData!$C$73)*1/1000","v":0},{"$f":"BB3ai!C30","v":0},{"$f":"K30*INDEX(RefTables!$D$17:$F$17,1,StateData!$C$73)*1/1000000","v":0},{"$f":"BB3aii!C30","v":0},{"$f":"M30*INDEX(RefTables!$D$18:$F$18,1,StateData!$C$73)*1/1000000","v":0},{"$f":"IF(GWh_Summary!Z30*1000<0,0,GWh_Summary!Z30*1000)","v":1460953.9092376984},{"$f":"O30*INDEX(RefTables!$D$22:$F$22,1,StateData!$C$73)*1/1000000","v":92.040096281974996},{"$f":"-O30*INDEX(RefTables!$D$38:$F$39,StateData!$C$74,StateData!$C$73)*1/1000000","v":-115.35092087356303},{"$f":"IF(CostData!$C$6=\"Proposed - Option 1\",\nINDEX(Apdx_5_5_Opt_1_CumSavings!$G$7:$Q$59,MATCH(B30,Apdx_5_5_Opt_1_CumSavings!$C$7:$C$59,0),MATCH(CostData!$C$3,Apdx_5_5_Opt_1_CumSavings!$G$6:$Q$6,0)),\nINDEX(Apdx_5_5_Opt_2_CumSavings!$G$7:$Q$59,MATCH(B30,Apdx_5_5_Opt_2_CumSavings!$C$7:$C$59,0),MATCH(CostData!$C$3,Apdx_5_5_Opt_2_CumSavings!$G$6:$Q$6,0)))*1000","v":1881970.8193771748},15.839052184661085,{"$f":"-$R30*INDEX(RefTables!$D$38:$F$39,StateData!$C$74,StateData!$C$73)*1/1000000","v":-148.59268707909033},{"$f":"$R30*INDEX(RefTables!$D$28:$F$28,1,StateData!$C$73)/2*1/1000000","v":82.215869631875705},82.215869631875705,null,181.63550312011085,-263.94360795265334,82.215869631875705,null,7.3795372062601405,0,0,0,0,92.040096281974996,82.215869631875705,-115.35092087356303,-148.59268707909033,null,{"$f":"IF(CostData!$C$6=\"Proposed - Option 1\",\n(INDEX(Apdx_5_5_Opt_1_CumSavings!$S$7:$S$59,MATCH(B30,Apdx_5_5_Opt_1_CumSavings!$C$7:$C$59,0))\n+INDEX(Apdx_5_5_Opt_1_CumSavings!$G$7:$Q$59,MATCH(B30,Apdx_5_5_Opt_1_CumSavings!$C$7:$C$59,0),MATCH(CostData!$C$3,Apdx_5_5_Opt_1_CumSavings!$G$6:$Q$6,0))),\n(INDEX(Apdx_5_5_Opt_2_CumSavings!$S$7:$S$59,MATCH(B30,Apdx_5_5_Opt_2_CumSavings!$C$7:$C$59,0))\n+INDEX(Apdx_5_5_Opt_2_CumSavings!$G$7:$Q$59,MATCH(B30,Apdx_5_5_Opt_2_CumSavings!$C$7:$C$59,0),MATCH(CostData!$C$3,Apdx_5_5_Opt_2_CumSavings!$G$6:$Q$6,0))))/1000","v":18.492481140446682},{"$f":"AL30*INDEX(RefTables!$D$38:$F$39,StateData!$C$74,StateData!$C$73)*10^-3","v":1.4600903665061897},7.8955893231259591,null,{"$f":"IF(CostData!$C$6=\"Proposed - Option 1\",\nINDEX(Apdx_5_5_Opt_1_CumSavings!$S$7:$S$59,MATCH(B30,Apdx_5_5_Opt_1_CumSavings!$C$7:$C$59,0)),\nINDEX(Apdx_5_5_Opt_2_CumSavings!$S$7:$S$59,MATCH(B30,Apdx_5_5_Opt_2_CumSavings!$C$7:$C$59,0)))/1000","v":16.610510321069505},null,1.4674699037124499,1.4600903665061897,1.4600903665061897,1.4600903665061897,1.4600903665061897,1.4367795419146017,1.3937135490589752,null,7.9354949320608226,7.8955893231259591,7.8955893231259591,7.8955893231259591,7.8955893231259591,7.7695336337106395,8.390552259499982,null,3.9905608934863501E-2,0,0,0,0,-0.12605568941531953,0.49496293637402289,null,0.40881285589356686]
[null,"Nebraska",-284.49103783093653,41.702880244400319,{"$f":"-'BB1'!H31","v":1463.6095178472497},{"$f":"E31*INDEX(RefTables!$D$14:$F$14,1,StateData!$C$73)*1/1000","v":11.269793287423823},{"$f":"-BB2a!P31","v":1061.1130953250322},{"$f":"G31*INDEX(RefTables!$D$15:$F$15,1,StateData!$C$73)*1/1000","v":35.01673214572606},{"$f":"-BB2b!N31*BB2b!O31","v":0},{"$f":"I31*INDEX(RefTables!$D$16:$F$16,1,StateData!$C$73)*1/1000","v":0},{"$f":"BB3ai!C31","v":574830.0646808832},{"$f":"K31*INDEX(RefTables!$D$17:$F$17,1,StateData!$C$73)*1/1000000","v":3.4489803880852992},{"$f":"BB3aii!C31","v":0},{"$f":"M31*INDEX(RefTables!$D$18:$F$18,1,StateData!$C$73)*1/1000000","v":0},{"$f":"IF(GWh_Summary!Z31*1000<0,0,GWh_Summary!Z31*1000)","v":2472665.195649696},{"$f":"O31*INDEX(RefTables!$D$22:$F$22,1,StateData!$C$73)*1/1000000","v":155.77790732593087},{"$f":"-O31*INDEX(RefTables!$D$38:$F$39,StateData!$C$74,StateData!$C$73)*1/1000000","v":-195.23148918436897},{"$f":"IF(CostData!$C$6=\"Proposed - Option 1\",\nINDEX(Apdx_5_5_Opt_1_CumSavings!$G$7:$Q$59,MATCH(B31,Apdx_5_5_Opt_1_CumSavings!$C$7:$C$59,0),MATCH(CostData!$C$3,Apdx_5_5_Opt_1_CumSavings!$G$6:$Q$6,0)),\nINDEX(Apdx_5_5_Opt_2_CumSavings!$G$7:$Q$59,MATCH(B31,Apdx_5_5_Opt_2_CumSavings!$C$7:$C$59,0),MATCH(CostData!$C$3,Apdx_5_5_Opt_2_CumSavings!$G$6:$Q$6,0)))*1000","v":3733387.7147124652},31.420956281603253,{"$f":"-$R31*INDEX(RefTables!$D$38:$F$39,StateData!$C$74,StateData!$C$73)*1/1000000","v":-294.7729617937336},{"$f":"$R31*INDEX(RefTables!$D$28:$F$28,1,StateData!$C$73)/2*1/1000000","v":163.09695903766843},163.09695903766843,null,368.61037218483443,-490.00445097810257,163.09695903766843,null,11.269793287423823,35.01673214572606,0,3.4489803880852992,0,155.77790732593087,163.09695903766843,-195.23148918436897,-294.7729617937336,null,{"$f":"IF(CostData!$C$6=\"Proposed - Option 1\",\n(INDEX(Apdx_5_5_Opt_1_CumSavings!$S$7:$S$59,MATCH(B31,Apdx_5_5_Opt_1_CumSavings!$C$7:$C$59,0))\n+INDEX(Apdx_5_5_Opt_1_CumSavings!$G$7:$Q$59,MATCH(B31,Apdx_5_5_Opt_1_CumSavings!$C$7:$C$59,0),MATCH(CostData!$C$3,Apdx_5_5_Opt_1_CumSavings!$G$6:$Q$6,0))),\n(INDEX(Apdx_5_5_Opt_2_CumSavings!$S$7:$S$59,MATCH(B31,Apdx_5_5_Opt_2_CumSavings!$C$7:$C$59,0))\n+INDEX(Apdx_5_5_Opt_2_CumSavings!$G$7:$Q$59,MATCH(B31,Apdx_5_5_Opt_2_CumSavings!$C$7:$C$59,0),MATCH(CostData!$C$3,Apdx_5_5_Opt_2_CumSavings!$G$6:$Q$6,0))))/1000","v":37.828252689255528},{"$f":"AL31*INDEX(RefTables!$D$38:$F$39,StateData!$C$74,StateData!$C$73)*10^-3","v":2.9867634804579675},7.8955893231259582,null,{"$f":"IF(CostData!$C$6=\"Proposed - Option 1\",\nINDEX(Apdx_5_5_Opt_1_CumSavings!$S$7:$S$59,MATCH(B31,Apdx_5_5_Opt_1_CumSavings!$C$7:$C$59,0)),\nINDEX(Apdx_5_5_Opt_2_CumSavings!$S$7:$S$59,MATCH(B31,Apdx_5_5_Opt_2_CumSavings!$C$7:$C$59,0)))/1000","v":34.094864974543057},null,2.9980332737453912,3.0217802126036934,2.9867634804579675,2.990212460846053,2.9867634804579675,2.9473098985995292,2.8550874777019022,null,7.9253813237769011,7.9881569932041261,7.8955893231259582,7.9047067952344836,7.8955893231259582,7.7912927218990005,8.3739515608395987,null,2.9792000650942896E-2,9.2567670078167907E-2,0,9.1174721085254262E-3,0,-0.10429660122695772,0.4783622377136405,null,0.50554277932431901]
[null,"Nevada",-343.4744366260843,66.727764011572845,{"$f":"-'BB1'!H32","v":255.83966850493744},{"$f":"E32*INDEX(RefTables!$D$14:$F$14,1,StateData!$C$73)*1/1000","v":1.9699654474880184},{"$f":"-BB2a!P32","v":2426.9695081605023},{"$f":"G32*INDEX(RefTables!$D$15:$F$15,1,StateData!$C$73)*1/1000","v":80.089993769296569},{"$f":"-BB2b!N32*BB2b!O32","v":0},{"$f":"I32*INDEX(RefTables!$D$16:$F$16,1,StateData!$C$73)*1/1000","v":0},{"$f":"BB3ai!C32","v":0},{"$f":"K32*INDEX(RefTables!$D$17:$F$17,1,StateData!$C$73)*1/1000000","v":0},{"$f":"BB3aii!C32","v":0},{"$f":"M32*INDEX(RefTables!$D$18:$F$18,1,StateData!$C$73)*1/1000000","v":0},{"$f":"IF(GWh_Summary!Z32*1000<0,0,GWh_Summary!Z32*1000)","v":3437308.8837633897},{"$f":"O32*INDEX(RefTables!$D$22:$F$22,1,StateData!$C$73)*1/1000000","v":216.55045967709353},{"$f":"-O32*INDEX(RefTables!$D$38:$F$39,StateData!$C$74,StateData!$C$73)*1/1000000","v":-271.39579322928228},{"$f":"IF(CostData!$C$6=\"Proposed - Option 1\",\nINDEX(Apdx_5_5_Opt_1_CumSavings!$G$7:$Q$59,MATCH(B32,Apdx_5_5_Opt_1_CumSavings!$C$7:$C$59,0),MATCH(CostData!$C$3,Apdx_5_5_Opt_1_CumSavings!$G$6:$Q$6,0)),\nINDEX(Apdx_5_5_Opt_2_CumSavings!$G$7:$Q$59,MATCH(B32,Apdx_5_5_Opt_2_CumSavings!$C$7:$C$59,0),MATCH(CostData!$C$3,Apdx_5_5_Opt_2_CumSavings!$G$6:$Q$6,0)))*1000","v":4694887.8306644233},39.51313834697703,{"$f":"-$R32*INDEX(RefTables!$D$38:$F$39,StateData!$C$74,StateData!$C$73)*1/1000000","v":-370.68906229068011},{"$f":"$R32*INDEX(RefTables!$D$28:$F$28,1,StateData!$C$73)/2*1/1000000","v":205.10110031882857},205.10110031882857,null,503.71151921270666,-642.08485551996239,205.10110031882857,null,1.9699654474880184,80.089993769296569,0,0,0,216.55045967709353,205.10110031882857,-271.39579322928228,-370.68906229068011,null,{"$f":"IF(CostData!$C$6=\"Proposed - Option 1\",\n(INDEX(Apdx_5_5_Opt_1_CumSavings!$S$7:$S$59,MATCH(B32,Apdx_5_5_Opt_1_CumSavings!$C$7:$C$59,0))\n+INDEX(Apdx_5_5_Opt_1_CumSavings!$G$7:$Q$59,MATCH(B32,Apdx_5_5_Opt_1_CumSavings!$C$7:$C$59,0),MATCH(CostData!$C$3,Apdx_5_5_Opt_1_CumSavings!$G$6:$Q$6,0))),\n(INDEX(Apdx_5_5_Opt_2_CumSavings!$S$7:$S$59,MATCH(B32,Apdx_5_5_Opt_2_CumSavings!$C$7:$C$59,0))\n+INDEX(Apdx_5_5_Opt_2_CumSavings!$G$7:$Q$59,MATCH(B32,Apdx_5_5_Opt_2_CumSavings!$C$7:$C$59,0),MATCH(CostData!$C$3,Apdx_5_5_Opt_2_CumSavings!$G$6:$Q$6,0))))/1000","v":46.801505146040419},{"$f":"AL32*INDEX(RefTables!$D$38:$F$39,StateData!$C$74,StateData!$C$73)*10^-3","v":3.6952546433730133},7.8955893231259582,null,{"$f":"IF(CostData!$C$6=\"Proposed - Option 1\",\nINDEX(Apdx_5_5_Opt_1_CumSavings!$S$7:$S$59,MATCH(B32,Apdx_5_5_Opt_1_CumSavings!$C$7:$C$59,0)),\nINDEX(Apdx_5_5_Opt_2_CumSavings!$S$7:$S$59,MATCH(B32,Apdx_5_5_Opt_2_CumSavings!$C$7:$C$59,0)))/1000","v":42.106617315375999},null,3.6972246088205014,3.7753446371423101,3.6952546433730133,3.6952546433730133,3.6952546433730133,3.6404093098208246,3.5296666814011619,null,7.8997985156323551,8.0667162847896527,7.8955893231259582,7.8955893231259582,7.8955893231259582,7.7784022083503794,8.3826887706608524,null,4.2091925063969526E-3,0.17112696166369457,0,0,0,-0.11718711477557875,0.4870994475348942,null,0.54524848692940697]
[null,"New Hampshire",-126.91608076035627,-12.589377594648198,{"$f":"-'BB1'!H33","v":83.049879456875487},{"$f":"E33*INDEX(RefTables!$D$14:$F$14,1,StateData!$C$73)*1/1000","v":0.63948407181794131},{"$f":"-BB2a!P33","v":824.486391321665},{"$f":"G33*INDEX(RefTables!$D$15:$F$15,1,StateData!$C$73)*1/1000","v":27.208050913614944},{"$f":"-BB2b!N33*BB2b!O33","v":0},{"$f":"I33*INDEX(RefTables!$D$16:$F$16,1,StateData!$C$73)*1/1000","v":0},{"$f":"BB3ai!C33","v":575615.28855389054},{"$f":"K33*INDEX(RefTables!$D$17:$F$17,1,StateData!$C$73)*1/1000000","v":3.4536917313233433},{"$f":"BB3aii!C33","v":0},{"$f":"M33*INDEX(RefTables!$D$18:$F$18,1,StateData!$C$73)*1/1000000","v":0},{"$f":"IF(GWh_Summary!Z33*1000<0,0,GWh_Summary!Z33*1000)","v":3440937.9563039411},{"$f":"O33*INDEX(RefTables!$D$22:$F$22,1,StateData!$C$73)*1/1000000","v":216.77909124714827},{"$f":"-O33*INDEX(RefTables!$D$38:$F$39,StateData!$C$74,StateData!$C$73)*1/1000000","v":-271.6823298933225},{"$f":"IF(CostData!$C$6=\"Proposed - Option 1\",\nINDEX(Apdx_5_5_Opt_1_CumSavings!$G$7:$Q$59,MATCH(B33,Apdx_5_5_Opt_1_CumSavings!$C$7:$C$59,0),MATCH(CostData!$C$3,Apdx_5_5_Opt_1_CumSavings!$G$6:$Q$6,0)),\nINDEX(Apdx_5_5_Opt_2_CumSavings!$G$7:$Q$59,MATCH(B33,Apdx_5_5_Opt_2_CumSavings!$C$7:$C$59,0),MATCH(CostData!$C$3,Apdx_5_5_Opt_2_CumSavings!$G$6:$Q$6,0)))*1000","v":1308503.578426176},11.012634334769814,{"$f":"-$R33*INDEX(RefTables!$D$38:$F$39,StateData!$C$74,StateData!$C$73)*1/1000000","v":-103.31406883093825},{"$f":"$R33*INDEX(RefTables!$D$28:$F$28,1,StateData!$C$73)/2*1/1000000","v":57.163351582854034},57.163351582854034,null,305.2436695467585,-374.99639872426076,57.163351582854034,null,0.63948407181794131,27.208050913614944,0,3.4536917313233433,0,216.77909124714827,57.163351582854034,-271.6823298933225,-103.31406883093825,null,{"$f":"IF(CostData!$C$6=\"Proposed - Option 1\",\n(INDEX(Apdx_5_5_Opt_1_CumSavings!$S$7:$S$59,MATCH(B33,Apdx_5_5_Opt_1_CumSavings!$C$7:$C$59,0))\n+INDEX(Apdx_5_5_Opt_1_CumSavings!$G$7:$Q$59,MATCH(B33,Apdx_5_5_Opt_1_CumSavings!$C$7:$C$59,0),MATCH(CostData!$C$3,Apdx_5_5_Opt_1_CumSavings!$G$6:$Q$6,0))),\n(INDEX(Apdx_5_5_Opt_2_CumSavings!$S$7:$S$59,MATCH(B33,Apdx_5_5_Opt_2_CumSavings!$C$7:$C$59,0))\n+INDEX(Apdx_5_5_Opt_2_CumSavings!$G$7:$Q$59,MATCH(B33,Apdx_5_5_Opt_2_CumSavings!$C$7:$C$59,0),MATCH(CostData!$C$3,Apdx_5_5_Opt_2_CumSavings!$G$6:$Q$6,0))))/1000","v":12.667041585597845},{"$f":"AL33*INDEX(RefTables!$D$38:$F$39,StateData!$C$74,StateData!$C$73)*10^-3","v":1.0001375829883885},7.8955893231259582,null,{"$f":"IF(CostData!$C$6=\"Proposed - Option 1\",\nINDEX(Apdx_5_5_Opt_1_CumSavings!$S$7:$S$59,MATCH(B33,Apdx_5_5_Opt_1_CumSavings!$C$7:$C$59,0)),\nINDEX(Apdx_5_5_Opt_2_CumSavings!$S$7:$S$59,MATCH(B33,Apdx_5_5_Opt_2_CumSavings!$C$7:$C$59,0)))/1000","v":11.358538007171669},null,1.0007770670602065,1.0273456339020035,1.0001375829883885,1.0035912747197118,1.0001375829883885,0.94523434434221432,0.95398686574030434,null,7.9006377321605115,8.1103833674160626,7.8955893231259582,7.9228545034601732,7.8955893231259582,7.4621555313825247,8.3988526088301718,null,5.0484090345532806E-3,0.2147940442901044,0,2.7265180334214989E-2,0,-0.43343379174343344,0.50326328570421364,null,0.31693712761965287]
[null,"New Jersey",-752.489779698814,-15.834684297656622,{"$f":"-'BB1'!H34","v":148.85933095333712},{"$f":"E34*INDEX(RefTables!$D$14:$F$14,1,StateData!$C$73)*1/1000","v":1.1462168483406958},{"$f":"-BB2a!P34","v":1328.508184080345},{"$f":"G34*INDEX(RefTables!$D$15:$F$15,1,StateData!$C$73)*1/1000","v":43.840770074651388},{"$f":"-BB2b!N34*BB2b!O34","v":0},{"$f":"I34*INDEX(RefTables!$D$16:$F$16,1,StateData!$C$73)*1/1000","v":0},{"$f":"BB3ai!C34","v":1616036.9202884741},{"$f":"K34*INDEX(RefTables!$D$17:$F$17,1,StateData!$C$73)*1/1000000","v":9.6962215217308447},{"$f":"BB3aii!C34","v":0},{"$f":"M34*INDEX(RefTables!$D$18:$F$18,1,StateData!$C$73)*1/1000000","v":0},{"$f":"IF(GWh_Summary!Z34*1000<0,0,GWh_Summary!Z34*1000)","v":8866751.0812237542},{"$f":"O34*INDEX(RefTables!$D$22:$F$22,1,StateData!$C$73)*1/1000000","v":558.60531811709654},{"$f":"-O34*INDEX(RefTables!$D$38:$F$39,StateData!$C$74,StateData!$C$73)*1/1000000","v":-700.08225167725811},{"$f":"IF(CostData!$C$6=\"Proposed - Option 1\",\nINDEX(Apdx_5_5_Opt_1_CumSavings!$G$7:$Q$59,MATCH(B34,Apdx_5_5_Opt_1_CumSavings!$C$7:$C$59,0),MATCH(CostData!$C$3,Apdx_5_5_Opt_1_CumSavings!$G$6:$Q$6,0)),\nINDEX(Apdx_5_5_Opt_2_CumSavings!$G$7:$Q$59,MATCH(B34,Apdx_5_5_Opt_2_CumSavings!$C$7:$C$59,0),MATCH(CostData!$C$3,Apdx_5_5_Opt_2_CumSavings!$G$6:$Q$6,0)))*1000","v":8431239.6116344407},70.959040817782011,{"$f":"-$R34*INDEX(RefTables!$D$38:$F$39,StateData!$C$74,StateData!$C$73)*1/1000000","v":-665.69605458337537},{"$f":"$R34*INDEX(RefTables!$D$28:$F$28,1,StateData!$C$73)/2*1/1000000","v":368.32754770057869},368.32754770057869,null,981.61607426239812,-1365.7783062606336,368.32754770057869,null,1.1462168483406958,43.840770074651388,0,9.6962215217308447,0,558.60531811709654,368.32754770057869,-700.08225167725811,-665.69605458337537,null,{"$f":"IF(CostData!$C$6=\"Proposed - Option 1\",\n(INDEX(Apdx_5_5_Opt_1_CumSavings!$S$7:$S$59,MATCH(B34,Apdx_5_5_Opt_1_CumSavings!$C$7:$C$59,0))\n+INDEX(Apdx_5_5_Opt_1_CumSavings!$G$7:$Q$59,MATCH(B34,Apdx_5_5_Opt_1_CumSavings!$C$7:$C$59,0),MATCH(CostData!$C$3,Apdx_5_5_Opt_1_CumSavings!$G$6:$Q$6,0))),\n(INDEX(Apdx_5_5_Opt_2_CumSavings!$S$7:$S$59,MATCH(B34,Apdx_5_5_Opt_2_CumSavings!$C$7:$C$59,0))\n+INDEX(Apdx_5_5_Opt_2_CumSavings!$G$7:$Q$59,MATCH(B34,Apdx_5_5_Opt_2_CumSavings!$C$7:$C$59,0),MATCH(CostData!$C$3,Apdx_5_5_Opt_2_CumSavings!$G$6:$Q$6,0))))/1000","v":90.848049109527324},{"$f":"AL34*INDEX(RefTables!$D$38:$F$39,StateData!$C$74,StateData!$C$73)*10^-3","v":7.1729888657600664},7.8955893231259582,null,{"$f":"IF(CostData!$C$6=\"Proposed - Option 1\",\nINDEX(Apdx_5_5_Opt_1_CumSavings!$S$7:$S$59,MATCH(B34,Apdx_5_5_Opt_1_CumSavings!$C$7:$C$59,0)),\nINDEX(Apdx_5_5_Opt_2_CumSavings!$S$7:$S$59,MATCH(B34,Apdx_5_5_Opt_2_CumSavings!$C$7:$C$59,0)))/1000","v":82.416809497892871},null,7.1741350826084069,7.2168296358347179,7.1729888657600664,7.1826850872817971,7.1729888657600664,7.0315119321999049,6.8756203588772697,null,7.8968510088303567,7.9438465730111991,7.8955893231259582,7.9062623332970858,7.8955893231259582,7.7398601303178713,8.3424976054830875,null,1.2616857043985519E-3,4.8257249885240938E-2,0,1.067301017112765E-2,0,-0.15572919280808684,0.44690828235712932,null,0.35137103530980962]
[null,"New Mexico",-207.84344330037442,75.814705417206028,{"$f":"-'BB1'!H35","v":723.21341021813168},{"$f":"E35*INDEX(RefTables!$D$14:$F$14,1,StateData!$C$73)*1/1000","v":5.5687432586796142},{"$f":"-BB2a!P35","v":2339.3293327268439},{"$f":"G35*INDEX(RefTables!$D$15:$F$15,1,StateData!$C$73)*1/1000","v":77.197867979985844},{"$f":"-BB2b!N35*BB2b!O35","v":0},{"$f":"I35*INDEX(RefTables!$D$16:$F$16,1,StateData!$C$73)*1/1000","v":0},{"$f":"BB3ai!C35","v":0},{"$f":"K35*INDEX(RefTables!$D$17:$F$17,1,StateData!$C$73)*1/1000000","v":0},{"$f":"BB3aii!C35","v":0},{"$f":"M35*INDEX(RefTables!$D$18:$F$18,1,StateData!$C$73)*1/1000000","v":0},{"$f":"IF(GWh_Summary!Z35*1000<0,0,GWh_Summary!Z35*1000)","v":2148144.3229768756},{"$f":"O35*INDEX(RefTables!$D$22:$F$22,1,StateData!$C$73)*1/1000000","v":135.33309234754316},{"$f":"-O35*INDEX(RefTables!$D$38:$F$39,StateData!$C$74,StateData!$C$73)*1/1000000","v":-169.60865381029859},{"$f":"IF(CostData!$C$6=\"Proposed - Option 1\",\nINDEX(Apdx_5_5_Opt_1_CumSavings!$G$7:$Q$59,MATCH(B35,Apdx_5_5_Opt_1_CumSavings!$C$7:$C$59,0),MATCH(CostData!$C$3,Apdx_5_5_Opt_1_CumSavings!$G$6:$Q$6,0)),\nINDEX(Apdx_5_5_Opt_2_CumSavings!$G$7:$Q$59,MATCH(B35,Apdx_5_5_Opt_2_CumSavings!$C$7:$C$59,0),MATCH(CostData!$C$3,Apdx_5_5_Opt_2_CumSavings!$G$6:$Q$6,0)))*1000","v":3246553.0131549267},27.323655641296,{"$f":"-$R35*INDEX(RefTables!$D$38:$F$39,StateData!$C$74,StateData!$C$73)*1/1000000","v":-256.33449307628445},{"$f":"$R35*INDEX(RefTables!$D$28:$F$28,1,StateData!$C$73)/2*1/1000000","v":141.82907435879022},141.82907435879022,null,359.92877794499884,-425.94314688658301,141.82907435879022,null,5.5687432586796142,77.197867979985844,0,0,0,135.33309234754316,141.82907435879022,-169.60865381029859,-256.33449307628445,null,{"$f":"IF(CostData!$C$6=\"Proposed - Option 1\",\n(INDEX(Apdx_5_5_Opt_1_CumSavings!$S$7:$S$59,MATCH(B35,Apdx_5_5_Opt_1_CumSavings!$C$7:$C$59,0))\n+INDEX(Apdx_5_5_Opt_1_CumSavings!$G$7:$Q$59,MATCH(B35,Apdx_5_5_Opt_1_CumSavings!$C$7:$C$59,0),MATCH(CostData!$C$3,Apdx_5_5_Opt_1_CumSavings!$G$6:$Q$6,0))),\n(INDEX(Apdx_5_5_Opt_2_CumSavings!$S$7:$S$59,MATCH(B35,Apdx_5_5_Opt_2_CumSavings!$C$7:$C$59,0))\n+INDEX(Apdx_5_5_Opt_2_CumSavings!$G$7:$Q$59,MATCH(B35,Apdx_5_5_Opt_2_CumSavings!$C$7:$C$59,0),MATCH(CostData!$C$3,Apdx_5_5_Opt_2_CumSavings!$G$6:$Q$6,0))))/1000","v":32.680397194069947},{"$f":"AL35*INDEX(RefTables!$D$38:$F$39,StateData!$C$74,StateData!$C$73)*10^-3","v":2.580309951610142},7.8955893231259573,null,{"$f":"IF(CostData!$C$6=\"Proposed - Option 1\",\nINDEX(Apdx_5_5_Opt_1_CumSavings!$S$7:$S$59,MATCH(B35,Apdx_5_5_Opt_1_CumSavings!$C$7:$C$59,0)),\nINDEX(Apdx_5_5_Opt_2_CumSavings!$S$7:$S$59,MATCH(B35,Apdx_5_5_Opt_2_CumSavings!$C$7:$C$59,0)))/1000","v":29.43384418091502},null,2.5858786948688217,2.6575078195901281,2.580309951610142,2.580309951610142,2.580309951610142,2.5460343901473865,2.4658045328926477,null,7.9126293340707781,8.1318100383196956,7.8955893231259573,7.8955893231259573,7.8955893231259573,7.7907082188382324,8.3774464447681005,null,1.7040010944820771E-2,0.23622071519373833,0,0,0,-0.1048811042877249,0.48185712164214323,null,0.63023674349297742]
[null,"New York",-1582.2871514795718,17.851857152160619,{"$f":"-'BB1'!H36","v":250.98929288571435},{"$f":"E36*INDEX(RefTables!$D$14:$F$14,1,StateData!$C$73)*1/1000","v":1.9326175552200004},{"$f":"-BB2a!P36","v":4593.6657569861309},{"$f":"G36*INDEX(RefTables!$D$15:$F$15,1,StateData!$C$73)*1/1000","v":151.59096998054233},{"$f":"-BB2b!N36*BB2b!O36","v":0},{"$f":"I36*INDEX(RefTables!$D$16:$F$16,1,StateData!$C$73)*1/1000","v":0},{"$f":"BB3ai!C36","v":2410637.290132205},{"$f":"K36*INDEX(RefTables!$D$17:$F$17,1,StateData!$C$73)*1/1000000","v":14.463823740793231},{"$f":"BB3aii!C36","v":0},{"$f":"M36*INDEX(RefTables!$D$18:$F$18,1,StateData!$C$73)*1/1000000","v":0},{"$f":"IF(GWh_Summary!Z36*1000<0,0,GWh_Summary!Z36*1000)","v":19069477.616667081},{"$f":"O36*INDEX(RefTables!$D$22:$F$22,1,StateData!$C$73)*1/1000000","v":1201.3770898500261},{"$f":"-O36*INDEX(RefTables!$D$38:$F$39,StateData!$C$74,StateData!$C$73)*1/1000000","v":-1505.6476386774605},{"$f":"IF(CostData!$C$6=\"Proposed - Option 1\",\nINDEX(Apdx_5_5_Opt_1_CumSavings!$G$7:$Q$59,MATCH(B36,Apdx_5_5_Opt_1_CumSavings!$C$7:$C$59,0),MATCH(CostData!$C$3,Apdx_5_5_Opt_1_CumSavings!$G$6:$Q$6,0)),\nINDEX(Apdx_5_5_Opt_2_CumSavings!$G$7:$Q$59,MATCH(B36,Apdx_5_5_Opt_2_CumSavings!$C$7:$C$59,0),MATCH(CostData!$C$3,Apdx_5_5_Opt_2_CumSavings!$G$6:$Q$6,0)))*1000","v":18314073.272445772},154.13499470303941,{"$f":"-$R36*INDEX(RefTables!$D$38:$F$39,StateData!$C$74,StateData!$C$73)*1/1000000","v":-1446.004013928693},{"$f":"$R36*INDEX(RefTables!$D$28:$F$28,1,StateData!$C$73)/2*1/1000000","v":800.0695043158662},800.0695043158662,null,2169.4340054424479,-2951.6516526061532,800.0695043158662,null,1.9326175552200004,151.59096998054233,0,14.463823740793231,0,1201.3770898500261,800.0695043158662,-1505.6476386774605,-1446.004013928693,null,{"$f":"IF(CostData!$C$6=\"Proposed - Option 1\",\n(INDEX(Apdx_5_5_Opt_1_CumSavings!$S$7:$S$59,MATCH(B36,Apdx_5_5_Opt_1_CumSavings!$C$7:$C$59,0))\n+INDEX(Apdx_5_5_Opt_1_CumSavings!$G$7:$Q$59,MATCH(B36,Apdx_5_5_Opt_1_CumSavings!$C$7:$C$59,0),MATCH(CostData!$C$3,Apdx_5_5_Opt_1_CumSavings!$G$6:$Q$6,0))),\n(INDEX(Apdx_5_5_Opt_2_CumSavings!$S$7:$S$59,MATCH(B36,Apdx_5_5_Opt_2_CumSavings!$C$7:$C$59,0))\n+INDEX(Apdx_5_5_Opt_2_CumSavings!$G$7:$Q$59,MATCH(B36,Apdx_5_5_Opt_2_CumSavings!$C$7:$C$59,0),MATCH(CostData!$C$3,Apdx_5_5_Opt_2_CumSavings!$G$6:$Q$6,0))))/1000","v":168.79947403206589},{"$f":"AL36*INDEX(RefTables!$D$38:$F$39,StateData!$C$74,StateData!$C$73)*10^-3","v":13.327713249168568},7.8955893231259582,null,{"$f":"IF(CostData!$C$6=\"Proposed - Option 1\",\nINDEX(Apdx_5_5_Opt_1_CumSavings!$S$7:$S$59,MATCH(B36,Apdx_5_5_Opt_1_CumSavings!$C$7:$C$59,0)),\nINDEX(Apdx_5_5_Opt_2_CumSavings!$S$7:$S$59,MATCH(B36,Apdx_5_5_Opt_2_CumSavings!$C$7:$C$59,0)))/1000","v":150.48540075962012},null,13.329645866723787,13.47930421914911,13.327713249168568,13.342177072909362,13.327713249168568,13.023442700341134,12.681778739555741,null,7.8967342423067208,7.9853946799552951,7.8955893231259582,7.9041579657853811,7.8955893231259582,7.7153336969919373,8.427248540749245,null,1.1449191807626491E-3,8.980535682933688E-2,0,8.5686426594229204E-3,0,-0.18025562613402091,0.53165921762328683,null,0.45092251015878837]
[null,"North Carolina",-1170.2095303029985,302.13245551539467,{"$f":"-'BB1'!H37","v":2815.0612029227777},{"$f":"E37*INDEX(RefTables!$D$14:$F$14,1,StateData!$C$73)*1/1000","v":21.675971262505392},{"$f":"-BB2a!P37","v":7364.2427910475972},{"$f":"G37*INDEX(RefTables!$D$15:$F$15,1,StateData!$C$73)*1/1000","v":243.02001210457072},{"$f":"-BB2b!N37*BB2b!O37","v":753.65547725525551},{"$f":"I37*INDEX(RefTables!$D$16:$F$16,1,StateData!$C$73)*1/1000","v":24.87063074942343},{"$f":"BB3ai!C37","v":2295625.0875564399},{"$f":"K37*INDEX(RefTables!$D$17:$F$17,1,StateData!$C$73)*1/1000000","v":13.773750525338638},{"$f":"BB3aii!C37","v":0},{"$f":"M37*INDEX(RefTables!$D$18:$F$18,1,StateData!$C$73)*1/1000000","v":0},{"$f":"IF(GWh_Summary!Z37*1000<0,0,GWh_Summary!Z37*1000)","v":8964256.9910000023},{"$f":"O37*INDEX(RefTables!$D$22:$F$22,1,StateData!$C$73)*1/1000000","v":564.7481904330001},{"$f":"-O37*INDEX(RefTables!$D$38:$F$39,StateData!$C$74,StateData!$C$73)*1/1000000","v":-707.78091787896847},{"$f":"IF(CostData!$C$6=\"Proposed - Option 1\",\nINDEX(Apdx_5_5_Opt_1_CumSavings!$G$7:$Q$59,MATCH(B37,Apdx_5_5_Opt_1_CumSavings!$C$7:$C$59,0),MATCH(CostData!$C$3,Apdx_5_5_Opt_1_CumSavings!$G$6:$Q$6,0)),\nINDEX(Apdx_5_5_Opt_2_CumSavings!$G$7:$Q$59,MATCH(B37,Apdx_5_5_Opt_2_CumSavings!$C$7:$C$59,0),MATCH(CostData!$C$3,Apdx_5_5_Opt_2_CumSavings!$G$6:$Q$6,0)))*1000","v":16851397.825388677},141.82481831952487,{"$f":"-$R37*INDEX(RefTables!$D$38:$F$39,StateData!$C$74,StateData!$C$73)*1/1000000","v":-1330.5171674988683},{"$f":"$R37*INDEX(RefTables!$D$28:$F$28,1,StateData!$C$73)/2*1/1000000","v":736.17099290919657},736.17099290919657,null,1604.2595479840347,-2038.2980853778367,736.17099290919657,null,21.675971262505392,243.02001210457072,24.87063074942343,13.773750525338638,0,564.7481904330001,736.17099290919657,-707.78091787896847,-1330.5171674988683,null,{"$f":"IF(CostData!$C$6=\"Proposed - Option 1\",\n(INDEX(Apdx_5_5_Opt_1_CumSavings!$S$7:$S$59,MATCH(B37,Apdx_5_5_Opt_1_CumSavings!$C$7:$C$59,0))\n+INDEX(Apdx_5_5_Opt_1_CumSavings!$G$7:$Q$59,MATCH(B37,Apdx_5_5_Opt_1_CumSavings!$C$7:$C$59,0),MATCH(CostData!$C$3,Apdx_5_5_Opt_1_CumSavings!$G$6:$Q$6,0))),\n(INDEX(Apdx_5_5_Opt_2_CumSavings!$S$7:$S$59,MATCH(B37,Apdx_5_5_Opt_2_CumSavings!$C$7:$C$59,0))\n+INDEX(Apdx_5_5_Opt_2_CumSavings!$G$7:$Q$59,MATCH(B37,Apdx_5_5_Opt_2_CumSavings!$C$7:$C$59,0),MATCH(CostData!$C$3,Apdx_5_5_Opt_2_CumSavings!$G$6:$Q$6,0))))/1000","v":173.46290177881505},{"$f":"AL37*INDEX(RefTables!$D$38:$F$39,StateData!$C$74,StateData!$C$73)*10^-3","v":13.695918352432589},7.8955893231259582,null,{"$f":"IF(CostData!$C$6=\"Proposed - Option 1\",\nINDEX(Apdx_5_5_Opt_1_CumSavings!$S$7:$S$59,MATCH(B37,Apdx_5_5_Opt_1_CumSavings!$C$7:$C$59,0)),\nINDEX(Apdx_5_5_Opt_2_CumSavings!$S$7:$S$59,MATCH(B37,Apdx_5_5_Opt_2_CumSavings!$C$7:$C$59,0)))/1000","v":156.61150395342636},null,13.717594323695094,13.93893836453716,13.720788983182013,13.709692102957927,13.695918352432589,13.552885624986621,13.101572177842916,null,7.9080853502535016,8.0356884507275748,7.9099270463476854,7.903529782085247,7.8955893231259582,7.8131320795429176,8.365651211509407,null,1.2496027127543385E-2,0.14009912760161658,1.4337723221727217E-2,7.9404589592888541E-3,0,-8.2457243583040629E-2,0.47006188838344887,null,0.56247798171058427]
[null,"North Dakota",-121.49809050567075,25.248512486880571,{"$f":"-'BB1'!H38","v":1816.0436290954094},{"$f":"E38*INDEX(RefTables!$D$14:$F$14,1,StateData!$C$73)*1/1000","v":13.983535944034653},{"$f":"-BB2a!P38","v":0},{"$f":"G38*INDEX(RefTables!$D$15:$F$15,1,StateData!$C$73)*1/1000","v":0},{"$f":"-BB2b!N38*BB2b!O38","v":0},{"$f":"I38*INDEX(RefTables!$D$16:$F$16,1,StateData!$C$73)*1/1000","v":0},{"$f":"BB3ai!C38","v":0},{"$f":"K38*INDEX(RefTables!$D$17:$F$17,1,StateData!$C$73)*1/1000000","v":0},{"$f":"BB3aii!C38","v":0},{"$f":"M38*INDEX(RefTables!$D$18:$F$18,1,StateData!$C$73)*1/1000000","v":0},{"$f":"IF(GWh_Summary!Z38*1000<0,0,GWh_Summary!Z38*1000)","v":179904.51010040034},{"$f":"O38*INDEX(RefTables!$D$22:$F$22,1,StateData!$C$73)*1/1000000","v":11.333984136325222},{"$f":"-O38*INDEX(RefTables!$D$38:$F$39,StateData!$C$74,StateData!$C$73)*1/1000000","v":-14.20452129130927},{"$f":"IF(CostData!$C$6=\"Proposed - Option 1\",\nINDEX(Apdx_5_5_Opt_1_CumSavings!$G$7:$Q$59,MATCH(B38,Apdx_5_5_Opt_1_CumSavings!$C$7:$C$59,0),MATCH(CostData!$C$3,Apdx_5_5_Opt_1_CumSavings!$G$6:$Q$6,0)),\nINDEX(Apdx_5_5_Opt_2_CumSavings!$G$7:$Q$59,MATCH(B38,Apdx_5_5_Opt_2_CumSavings!$C$7:$C$59,0),MATCH(CostData!$C$3,Apdx_5_5_Opt_2_CumSavings!$G$6:$Q$6,0)))*1000","v":1679559.1040469548},14.135513697829964,{"$f":"-$R38*INDEX(RefTables!$D$38:$F$39,StateData!$C$74,StateData!$C$73)*1/1000000","v":-132.61108929472135},{"$f":"$R38*INDEX(RefTables!$D$28:$F$28,1,StateData!$C$73)/2*1/1000000","v":73.373301496275658},73.373301496275658,null,98.690821576635528,-146.81561058603063,73.373301496275658,null,13.983535944034653,0,0,0,0,11.333984136325222,73.373301496275658,-14.20452129130927,-132.61108929472135,null,{"$f":"IF(CostData!$C$6=\"Proposed - Option 1\",\n(INDEX(Apdx_5_5_Opt_1_CumSavings!$S$7:$S$59,MATCH(B38,Apdx_5_5_Opt_1_CumSavings!$C$7:$C$59,0))\n+INDEX(Apdx_5_5_Opt_1_CumSavings!$G$7:$Q$59,MATCH(B38,Apdx_5_5_Opt_1_CumSavings!$C$7:$C$59,0),MATCH(CostData!$C$3,Apdx_5_5_Opt_1_CumSavings!$G$6:$Q$6,0))),\n(INDEX(Apdx_5_5_Opt_2_CumSavings!$S$7:$S$59,MATCH(B38,Apdx_5_5_Opt_2_CumSavings!$C$7:$C$59,0))\n+INDEX(Apdx_5_5_Opt_2_CumSavings!$G$7:$Q$59,MATCH(B38,Apdx_5_5_Opt_2_CumSavings!$C$7:$C$59,0),MATCH(CostData!$C$3,Apdx_5_5_Opt_2_CumSavings!$G$6:$Q$6,0))))/1000","v":17.90718329773734},{"$f":"AL38*INDEX(RefTables!$D$38:$F$39,StateData!$C$74,StateData!$C$73)*10^-3","v":1.4138776525287442},7.8955893231259582,null,{"$f":"IF(CostData!$C$6=\"Proposed - Option 1\",\nINDEX(Apdx_5_5_Opt_1_CumSavings!$S$7:$S$59,MATCH(B38,Apdx_5_5_Opt_1_CumSavings!$C$7:$C$59,0)),\nINDEX(Apdx_5_5_Opt_2_CumSavings!$S$7:$S$59,MATCH(B38,Apdx_5_5_Opt_2_CumSavings!$C$7:$C$59,0)))/1000","v":16.227624193690385},null,1.4278611884727788,1.4138776525287442,1.4138776525287442,1.4138776525287442,1.4138776525287442,1.4110071153737602,1.3546398647302984,null,7.973678298435666,7.8955893231259582,7.8955893231259582,7.8955893231259582,7.8955893231259582,7.8795592356060133,8.3477399313758376,null,7.808897530970782E-2,0,0,0,0,-1.6030087519944836E-2,0.4521506082498794,null,0.51420949603964239]
[null,"Ohio",-1610.2607915825806,119.69088453417919,{"$f":"-'BB1'!H39","v":5003.4917344708083},{"$f":"E39*INDEX(RefTables!$D$14:$F$14,1,StateData!$C$73)*1/1000","v":38.526886355425226},{"$f":"-BB2a!P39","v":2970.2956481095762},{"$f":"G39*INDEX(RefTables!$D$15:$F$15,1,StateData!$C$73)*1/1000","v":98.019756387616013},{"$f":"-BB2b!N39*BB2b!O39","v":79.00268217769856},{"$f":"I39*INDEX(RefTables!$D$16:$F$16,1,StateData!$C$73)*1/1000","v":2.6070885118640525},{"$f":"BB3ai!C39","v":993077.25115620636},{"$f":"K39*INDEX(RefTables!$D$17:$F$17,1,StateData!$C$73)*1/1000000","v":5.958463506937238},{"$f":"BB3aii!C39","v":0},{"$f":"M39*INDEX(RefTables!$D$18:$F$18,1,StateData!$C$73)*1/1000000","v":0},{"$f":"IF(GWh_Summary!Z39*1000<0,0,GWh_Summary!Z39*1000)","v":12036972.015601883},{"$f":"O39*INDEX(RefTables!$D$22:$F$22,1,StateData!$C$73)*1/1000000","v":758.32923698291859},{"$f":"-O39*INDEX(RefTables!$D$38:$F$39,StateData!$C$74,StateData!$C$73)*1/1000000","v":-950.38987729152166},{"$f":"IF(CostData!$C$6=\"Proposed - Option 1\",\nINDEX(Apdx_5_5_Opt_1_CumSavings!$G$7:$Q$59,MATCH(B39,Apdx_5_5_Opt_1_CumSavings!$C$7:$C$59,0),MATCH(CostData!$C$3,Apdx_5_5_Opt_1_CumSavings!$G$6:$Q$6,0)),\nINDEX(Apdx_5_5_Opt_2_CumSavings!$G$7:$Q$59,MATCH(B39,Apdx_5_5_Opt_2_CumSavings!$C$7:$C$59,0),MATCH(CostData!$C$3,Apdx_5_5_Opt_2_CumSavings!$G$6:$Q$6,0)))*1000","v":19799818.380331948},166.63933008093977,{"$f":"-$R39*INDEX(RefTables!$D$38:$F$39,StateData!$C$74,StateData!$C$73)*1/1000000","v":-1563.3123460358202},{"$f":"$R39*INDEX(RefTables!$D$28:$F$28,1,StateData!$C$73)/2*1/1000000","v":864.97583805837996},864.97583805837996,null,1768.4172698031412,-2513.7022233273419,864.97583805837996,null,38.526886355425226,98.019756387616013,2.6070885118640525,5.958463506937238,0,758.32923698291859,864.97583805837996,-950.38987729152166,-1563.3123460358202,null,{"$f":"IF(CostData!$C$6=\"Proposed - Option 1\",\n(INDEX(Apdx_5_5_Opt_1_CumSavings!$S$7:$S$59,MATCH(B39,Apdx_5_5_Opt_1_CumSavings!$C$7:$C$59,0))\n+INDEX(Apdx_5_5_Opt_1_CumSavings!$G$7:$Q$59,MATCH(B39,Apdx_5_5_Opt_1_CumSavings!$C$7:$C$59,0),MATCH(CostData!$C$3,Apdx_5_5_Opt_1_CumSavings!$G$6:$Q$6,0))),\n(INDEX(Apdx_5_5_Opt_2_CumSavings!$S$7:$S$59,MATCH(B39,Apdx_5_5_Opt_2_CumSavings!$C$7:$C$59,0))\n+INDEX(Apdx_5_5_Opt_2_CumSavings!$G$7:$Q$59,MATCH(B39,Apdx_5_5_Opt_2_CumSavings!$C$7:$C$59,0),MATCH(CostData!$C$3,Apdx_5_5_Opt_2_CumSavings!$G$6:$Q$6,0))))/1000","v":185.21183492445849},{"$f":"AL39*INDEX(RefTables!$D$38:$F$39,StateData!$C$74,StateData!$C$73)*10^-3","v":14.62356586346122},7.8955893231259582,null,{"$f":"IF(CostData!$C$6=\"Proposed - Option 1\",\nINDEX(Apdx_5_5_Opt_1_CumSavings!$S$7:$S$59,MATCH(B39,Apdx_5_5_Opt_1_CumSavings!$C$7:$C$59,0)),\nINDEX(Apdx_5_5_Opt_2_CumSavings!$S$7:$S$59,MATCH(B39,Apdx_5_5_Opt_2_CumSavings!$C$7:$C$59,0)))/1000","v":165.41201654412654},null,14.662092749816646,14.721585619848836,14.626172951973084,14.629524326968157,14.62356586346122,14.431505223152618,13.925229355483779,null,7.9163908482396961,7.9485123754933165,7.8969969483530003,7.8988064304503194,7.8955893231259582,7.7918915003669875,8.4185113309279931,null,2.0801525113737895E-2,5.2923052367358281E-2,1.4076252270420753E-3,3.2171073243612014E-3,0,-0.10369782275897066,0.5229220078020349,null,0.4975734950755637]
[null,"Oklahoma",-357.76925558027358,282.90240224943432,{"$f":"-'BB1'!H40","v":1825.031775592226},{"$f":"E40*INDEX(RefTables!$D$14:$F$14,1,StateData!$C$73)*1/1000","v":14.05274467206014},{"$f":"-BB2a!P40","v":9689.7722152119459},{"$f":"G40*INDEX(RefTables!$D$15:$F$15,1,StateData!$C$73)*1/1000","v":319.76248310199423},{"$f":"-BB2b!N40*BB2b!O40","v":0},{"$f":"I40*INDEX(RefTables!$D$16:$F$16,1,StateData!$C$73)*1/1000","v":0},{"$f":"BB3ai!C40","v":0},{"$f":"K40*INDEX(RefTables!$D$17:$F$17,1,StateData!$C$73)*1/1000000","v":0},{"$f":"BB3aii!C40","v":0},{"$f":"M40*INDEX(RefTables!$D$18:$F$18,1,StateData!$C$73)*1/1000000","v":0},{"$f":"IF(GWh_Summary!Z40*1000<0,0,GWh_Summary!Z40*1000)","v":7058593.5760000013},{"$f":"O40*INDEX(RefTables!$D$22:$F$22,1,StateData!$C$73)*1/1000000","v":444.69139528800008},{"$f":"-O40*INDEX(RefTables!$D$38:$F$39,StateData!$C$74,StateData!$C$73)*1/1000000","v":-557.3175607495109},{"$f":"IF(CostData!$C$6=\"Proposed - Option 1\",\nINDEX(Apdx_5_5_Opt_1_CumSavings!$G$7:$Q$59,MATCH(B40,Apdx_5_5_Opt_1_CumSavings!$C$7:$C$59,0),MATCH(CostData!$C$3,Apdx_5_5_Opt_1_CumSavings!$G$6:$Q$6,0)),\nINDEX(Apdx_5_5_Opt_2_CumSavings!$G$7:$Q$59,MATCH(B40,Apdx_5_5_Opt_2_CumSavings!$C$7:$C$59,0),MATCH(CostData!$C$3,Apdx_5_5_Opt_2_CumSavings!$G$6:$Q$6,0)))*1000","v":7332680.2370161861},61.713339936890748,{"$f":"-$R40*INDEX(RefTables!$D$38:$F$39,StateData!$C$74,StateData!$C$73)*1/1000000","v":-578.95831789281715},{"$f":"$R40*INDEX(RefTables!$D$28:$F$28,1,StateData!$C$73)/2*1/1000000","v":320.33582891485395},320.33582891485395,null,1098.8424519769085,-1136.2758786423281,320.33582891485395,null,14.05274467206014,319.76248310199423,0,0,0,444.69139528800008,320.33582891485395,-557.3175607495109,-578.95831789281715,null,{"$f":"IF(CostData!$C$6=\"Proposed - Option 1\",\n(INDEX(Apdx_5_5_Opt_1_CumSavings!$S$7:$S$59,MATCH(B40,Apdx_5_5_Opt_1_CumSavings!$C$7:$C$59,0))\n+INDEX(Apdx_5_5_Opt_1_CumSavings!$G$7:$Q$59,MATCH(B40,Apdx_5_5_Opt_1_CumSavings!$C$7:$C$59,0),MATCH(CostData!$C$3,Apdx_5_5_Opt_1_CumSavings!$G$6:$Q$6,0))),\n(INDEX(Apdx_5_5_Opt_2_CumSavings!$S$7:$S$59,MATCH(B40,Apdx_5_5_Opt_2_CumSavings!$C$7:$C$59,0))\n+INDEX(Apdx_5_5_Opt_2_CumSavings!$G$7:$Q$59,MATCH(B40,Apdx_5_5_Opt_2_CumSavings!$C$7:$C$59,0),MATCH(CostData!$C$3,Apdx_5_5_Opt_2_CumSavings!$G$6:$Q$6,0))))/1000","v":76.902701461078678},{"$f":"AL40*INDEX(RefTables!$D$38:$F$39,StateData!$C$74,StateData!$C$73)*10^-3","v":6.0719214857563584},7.8955893231259591,null,{"$f":"IF(CostData!$C$6=\"Proposed - Option 1\",\nINDEX(Apdx_5_5_Opt_1_CumSavings!$S$7:$S$59,MATCH(B40,Apdx_5_5_Opt_1_CumSavings!$C$7:$C$59,0)),\nINDEX(Apdx_5_5_Opt_2_CumSavings!$S$7:$S$59,MATCH(B40,Apdx_5_5_Opt_2_CumSavings!$C$7:$C$59,0)))/1000","v":69.570021224062486},null,6.0859742304284188,6.3916839688583522,6.0719214857563584,6.0719214857563584,6.0719214857563584,5.9592953202948475,5.8132989967783955,null,7.9138627314784245,8.311390689042641,7.8955893231259591,7.8955893231259591,7.8955893231259591,7.7491365154589715,8.3560402807060292,null,1.8273408352465381E-2,0.41580136591668193,0,0,0,-0.14645280766698754,0.46045095758007015,null,0.74807292418222993]
[null,"Oregon",-562.76113305743536,14.807372660818714,{"$f":"-'BB1'!H41","v":149.39610185404354},{"$f":"E41*INDEX(RefTables!$D$14:$F$14,1,StateData!$C$73)*1/1000","v":1.1503499842761353},{"$f":"-BB2a!P41","v":1319.63716942049},{"$f":"G41*INDEX(RefTables!$D$15:$F$15,1,StateData!$C$73)*1/1000","v":43.548026590876162},{"$f":"-BB2b!N41*BB2b!O41","v":0},{"$f":"I41*INDEX(RefTables!$D$16:$F$16,1,StateData!$C$73)*1/1000","v":0},{"$f":"BB3ai!C41","v":0},{"$f":"K41*INDEX(RefTables!$D$17:$F$17,1,StateData!$C$73)*1/1000000","v":0},{"$f":"BB3aii!C41","v":0},{"$f":"M41*INDEX(RefTables!$D$18:$F$18,1,StateData!$C$73)*1/1000000","v":0},{"$f":"IF(GWh_Summary!Z41*1000<0,0,GWh_Summary!Z41*1000)","v":5360143.0018124999},{"$f":"O41*INDEX(RefTables!$D$22:$F$22,1,StateData!$C$73)*1/1000000","v":337.68900911418746},{"$f":"-O41*INDEX(RefTables!$D$38:$F$39,StateData!$C$74,StateData!$C$73)*1/1000000","v":-423.21487855539095},{"$f":"IF(CostData!$C$6=\"Proposed - Option 1\",\nINDEX(Apdx_5_5_Opt_1_CumSavings!$G$7:$Q$59,MATCH(B41,Apdx_5_5_Opt_1_CumSavings!$C$7:$C$59,0),MATCH(CostData!$C$3,Apdx_5_5_Opt_1_CumSavings!$G$6:$Q$6,0)),\nINDEX(Apdx_5_5_Opt_2_CumSavings!$G$7:$Q$59,MATCH(B41,Apdx_5_5_Opt_2_CumSavings!$C$7:$C$59,0),MATCH(CostData!$C$3,Apdx_5_5_Opt_2_CumSavings!$G$6:$Q$6,0)))*1000","v":6610445.6403609458},55.63486552686993,{"$f":"-$R41*INDEX(RefTables!$D$38:$F$39,StateData!$C$74,StateData!$C$73)*1/1000000","v":-521.93364019138414},{"$f":"$R41*INDEX(RefTables!$D$28:$F$28,1,StateData!$C$73)/2*1/1000000","v":288.78425285912704},288.78425285912704,null,671.17163854846672,-945.14851874677515,288.78425285912704,null,1.1503499842761353,43.548026590876162,0,0,0,337.68900911418746,288.78425285912704,-423.21487855539095,-521.93364019138414,null,{"$f":"IF(CostData!$C$6=\"Proposed - Option 1\",\n(INDEX(Apdx_5_5_Opt_1_CumSavings!$S$7:$S$59,MATCH(B41,Apdx_5_5_Opt_1_CumSavings!$C$7:$C$59,0))\n+INDEX(Apdx_5_5_Opt_1_CumSavings!$G$7:$Q$59,MATCH(B41,Apdx_5_5_Opt_1_CumSavings!$C$7:$C$59,0),MATCH(CostData!$C$3,Apdx_5_5_Opt_1_CumSavings!$G$6:$Q$6,0))),\n(INDEX(Apdx_5_5_Opt_2_CumSavings!$S$7:$S$59,MATCH(B41,Apdx_5_5_Opt_2_CumSavings!$C$7:$C$59,0))\n+INDEX(Apdx_5_5_Opt_2_CumSavings!$G$7:$Q$59,MATCH(B41,Apdx_5_5_Opt_2_CumSavings!$C$7:$C$59,0),MATCH(CostData!$C$3,Apdx_5_5_Opt_2_CumSavings!$G$6:$Q$6,0))))/1000","v":62.821718092409796},{"$f":"AL41*INDEX(RefTables!$D$38:$F$39,StateData!$C$74,StateData!$C$73)*10^-3","v":4.9601448663085961},7.8955893231259582,null,{"$f":"IF(CostData!$C$6=\"Proposed - Option 1\",\nINDEX(Apdx_5_5_Opt_1_CumSavings!$S$7:$S$59,MATCH(B41,Apdx_5_5_Opt_1_CumSavings!$C$7:$C$59,0)),\nINDEX(Apdx_5_5_Opt_2_CumSavings!$S$7:$S$59,MATCH(B41,Apdx_5_5_Opt_2_CumSavings!$C$7:$C$59,0)))/1000","v":56.211272452048853},null,4.9612952162928723,5.0036928928994726,4.9601448663085961,4.9601448663085961,4.9601448663085961,4.874618996867393,4.7269954789763391,null,7.8974204573566142,7.9649093416055825,7.8955893231259582,7.8955893231259582,7.8955893231259582,7.7594487143712021,8.4093372606156755,null,1.8311342306560618E-3,6.9320018479624324E-2,0,0,0,-0.13614060875475609,0.51374793748971737,null,0.44875848144524166]
[null,"Pennsylvania",-1804.6846249973858,-115.83752461300446,{"$f":"-'BB1'!H42","v":4993.1209632608225},{"$f":"E42*INDEX(RefTables!$D$14:$F$14,1,StateData!$C$73)*1/1000","v":38.447031417108334},{"$f":"-BB2a!P42","v":4507.25233163347},{"$f":"G42*INDEX(RefTables!$D$15:$F$15,1,StateData!$C$73)*1/1000","v":148.7393269439045},{"$f":"-BB2b!N42*BB2b!O42","v":0},{"$f":"I42*INDEX(RefTables!$D$16:$F$16,1,StateData!$C$73)*1/1000","v":0},{"$f":"BB3ai!C42","v":4480395.0401000939},{"$f":"K42*INDEX(RefTables!$D$17:$F$17,1,StateData!$C$73)*1/1000000","v":26.882370240600565},{"$f":"BB3aii!C42","v":0},{"$f":"M42*INDEX(RefTables!$D$18:$F$18,1,StateData!$C$73)*1/1000000","v":0},{"$f":"IF(GWh_Summary!Z42*1000<0,0,GWh_Summary!Z42*1000)","v":30871737.274566803},{"$f":"O42*INDEX(RefTables!$D$22:$F$22,1,StateData!$C$73)*1/1000000","v":1944.9194482977084},{"$f":"-O42*INDEX(RefTables!$D$38:$F$39,StateData!$C$74,StateData!$C$73)*1/1000000","v":-2437.505592114193},{"$f":"IF(CostData!$C$6=\"Proposed - Option 1\",\nINDEX(Apdx_5_5_Opt_1_CumSavings!$G$7:$Q$59,MATCH(B42,Apdx_5_5_Opt_1_CumSavings!$C$7:$C$59,0),MATCH(CostData!$C$3,Apdx_5_5_Opt_1_CumSavings!$G$6:$Q$6,0)),\nINDEX(Apdx_5_5_Opt_2_CumSavings!$G$7:$Q$59,MATCH(B42,Apdx_5_5_Opt_2_CumSavings!$C$7:$C$59,0),MATCH(CostData!$C$3,Apdx_5_5_Opt_2_CumSavings!$G$6:$Q$6,0)))*1000","v":19329364.121211495},162.67989060186665,{"$f":"-$R42*INDEX(RefTables!$D$38:$F$39,StateData!$C$74,StateData!$C$73)*1/1000000","v":-1526.1672097825146},{"$f":"$R42*INDEX(RefTables!$D$28:$F$28,1,StateData!$C$73)/2*1/1000000","v":844.42355019219065},844.42355019219065,null,3003.4117270915126,-3963.6728018967078,844.42355019219065,null,38.447031417108334,148.7393269439045,0,26.882370240600565,0,1944.9194482977084,844.42355019219065,-2437.505592114193,-1526.1672097825146,null,{"$f":"IF(CostData!$C$6=\"Proposed - Option 1\",\n(INDEX(Apdx_5_5_Opt_1_CumSavings!$S$7:$S$59,MATCH(B42,Apdx_5_5_Opt_1_CumSavings!$C$7:$C$59,0))\n+INDEX(Apdx_5_5_Opt_1_CumSavings!$G$7:$Q$59,MATCH(B42,Apdx_5_5_Opt_1_CumSavings!$C$7:$C$59,0),MATCH(CostData!$C$3,Apdx_5_5_Opt_1_CumSavings!$G$6:$Q$6,0))),\n(INDEX(Apdx_5_5_Opt_2_CumSavings!$S$7:$S$59,MATCH(B42,Apdx_5_5_Opt_2_CumSavings!$C$7:$C$59,0))\n+INDEX(Apdx_5_5_Opt_2_CumSavings!$G$7:$Q$59,MATCH(B42,Apdx_5_5_Opt_2_CumSavings!$C$7:$C$59,0),MATCH(CostData!$C$3,Apdx_5_5_Opt_2_CumSavings!$G$6:$Q$6,0))))/1000","v":179.47322593737965},{"$f":"AL42*INDEX(RefTables!$D$38:$F$39,StateData!$C$74,StateData!$C$73)*10^-3","v":14.170468864981476},7.8955893231259582,null,{"$f":"IF(CostData!$C$6=\"Proposed - Option 1\",\nINDEX(Apdx_5_5_Opt_1_CumSavings!$S$7:$S$59,MATCH(B42,Apdx_5_5_Opt_1_CumSavings!$C$7:$C$59,0)),\nINDEX(Apdx_5_5_Opt_2_CumSavings!$S$7:$S$59,MATCH(B42,Apdx_5_5_Opt_2_CumSavings!$C$7:$C$59,0)))/1000","v":160.14386181616814},null,14.208915896398585,14.31920819192538,14.170468864981476,14.197351235222078,14.170468864981476,13.677882721164991,13.488725205391152,null,7.9170114774424594,7.9784648195500321,7.8955893231259582,7.9105678081340676,7.8955893231259582,7.6211271345495115,8.4228799358386208,null,2.1422154316501185E-2,8.287549642407388E-2,0,1.4978485008109388E-2,0,-0.27446218857644666,0.52729061271266264,null,0.37210455988490043]
[null,"Rhode Island",-82.504001947675576,2.1870116566015092,{"$f":"-'BB1'!H43","v":0},{"$f":"E43*INDEX(RefTables!$D$14:$F$14,1,StateData!$C$73)*1/1000","v":0},{"$f":"-BB2a!P43","v":0},{"$f":"G43*INDEX(RefTables!$D$15:$F$15,1,StateData!$C$73)*1/1000","v":0},{"$f":"-BB2b!N43*BB2b!O43","v":0},{"$f":"I43*INDEX(RefTables!$D$16:$F$16,1,StateData!$C$73)*1/1000","v":0},{"$f":"BB3ai!C43","v":0},{"$f":"K43*INDEX(RefTables!$D$17:$F$17,1,StateData!$C$73)*1/1000000","v":0},{"$f":"BB3aii!C43","v":0},{"$f":"M43*INDEX(RefTables!$D$18:$F$18,1,StateData!$C$73)*1/1000000","v":0},{"$f":"IF(GWh_Summary!Z43*1000<0,0,GWh_Summary!Z43*1000)","v":374215.03606996819},{"$f":"O43*INDEX(RefTables!$D$22:$F$22,1,StateData!$C$73)*1/1000000","v":23.575547272407999},{"$f":"-O43*INDEX(RefTables!$D$38:$F$39,StateData!$C$74,StateData!$C$73)*1/1000000","v":-29.546482433472363},{"$f":"IF(CostData!$C$6=\"Proposed - Option 1\",\nINDEX(Apdx_5_5_Opt_1_CumSavings!$G$7:$Q$59,MATCH(B43,Apdx_5_5_Opt_1_CumSavings!$C$7:$C$59,0),MATCH(CostData!$C$3,Apdx_5_5_Opt_1_CumSavings!$G$6:$Q$6,0)),\nINDEX(Apdx_5_5_Opt_2_CumSavings!$G$7:$Q$59,MATCH(B43,Apdx_5_5_Opt_2_CumSavings!$C$7:$C$59,0),MATCH(CostData!$C$3,Apdx_5_5_Opt_2_CumSavings!$G$6:$Q$6,0)))*1000","v":969314.17851797363},8.1579468176658736,{"$f":"-$R43*INDEX(RefTables!$D$38:$F$39,StateData!$C$74,StateData!$C$73)*1/1000000","v":-76.533066786611215},{"$f":"$R43*INDEX(RefTables!$D$28:$F$28,1,StateData!$C$73)/2*1/1000000","v":42.345506802138544},42.345506802138544,null,65.921054074546547,-106.07954922008358,42.345506802138544,null,0,0,0,0,0,23.575547272407999,42.345506802138544,-29.546482433472363,-76.533066786611215,null,{"$f":"IF(CostData!$C$6=\"Proposed - Option 1\",\n(INDEX(Apdx_5_5_Opt_1_CumSavings!$S$7:$S$59,MATCH(B43,Apdx_5_5_Opt_1_CumSavings!$C$7:$C$59,0))\n+INDEX(Apdx_5_5_Opt_1_CumSavings!$G$7:$Q$59,MATCH(B43,Apdx_5_5_Opt_1_CumSavings!$C$7:$C$59,0),MATCH(CostData!$C$3,Apdx_5_5_Opt_1_CumSavings!$G$6:$Q$6,0))),\n(INDEX(Apdx_5_5_Opt_2_CumSavings!$S$7:$S$59,MATCH(B43,Apdx_5_5_Opt_2_CumSavings!$C$7:$C$59,0))\n+INDEX(Apdx_5_5_Opt_2_CumSavings!$G$7:$Q$59,MATCH(B43,Apdx_5_5_Opt_2_CumSavings!$C$7:$C$59,0),MATCH(CostData!$C$3,Apdx_5_5_Opt_2_CumSavings!$G$6:$Q$6,0))))/1000","v":9.0469323328344213},{"$f":"AL43*INDEX(RefTables!$D$38:$F$39,StateData!$C$74,StateData!$C$73)*10^-3","v":0.71430862334170464},7.8955893231259573,null,{"$f":"IF(CostData!$C$6=\"Proposed - Option 1\",\nINDEX(Apdx_5_5_Opt_1_CumSavings!$S$7:$S$59,MATCH(B43,Apdx_5_5_Opt_1_CumSavings!$C$7:$C$59,0)),\nINDEX(Apdx_5_5_Opt_2_CumSavings!$S$7:$S$59,MATCH(B43,Apdx_5_5_Opt_2_CumSavings!$C$7:$C$59,0)))/1000","v":8.0776181543164469},null,0.71430862334170464,0.71430862334170464,0.71430862334170464,0.71430862334170464,0.71430862334170464,0.70833768818064025,0.68012106335723199,null,7.8955893231259573,7.8955893231259573,7.8955893231259573,7.8955893231259573,7.8955893231259573,7.8295897672389989,8.4198219124011811,null,0,0,0,0,0,-6.5999555886958383E-2,0.52423258927522376,null,0.45823303338826538]
[null,"South Carolina",-784.68111318221634,106.937274192892,{"$f":"-'BB1'!H44","v":1675.8518670180238},{"$f":"E44*INDEX(RefTables!$D$14:$F$14,1,StateData!$C$73)*1/1000","v":12.904059376038784},{"$f":"-BB2a!P44","v":3352.6802809686633},{"$f":"G44*INDEX(RefTables!$D$15:$F$15,1,StateData!$C$73)*1/1000","v":110.63844927196588},{"$f":"-BB2b!N44*BB2b!O44","v":0},{"$f":"I44*INDEX(RefTables!$D$16:$F$16,1,StateData!$C$73)*1/1000","v":0},{"$f":"BB3ai!C44","v":2948340.4856169336},{"$f":"K44*INDEX(RefTables!$D$17:$F$17,1,StateData!$C$73)*1/1000000","v":17.6900429137016},{"$f":"BB3aii!C44","v":17392320},{"$f":"M44*INDEX(RefTables!$D$18:$F$18,1,StateData!$C$73)*1/1000000","v":0},{"$f":"IF(GWh_Summary!Z44*1000<0,0,GWh_Summary!Z44*1000)","v":7532095.567999999},{"$f":"O44*INDEX(RefTables!$D$22:$F$22,1,StateData!$C$73)*1/1000000","v":474.52202078399989},{"$f":"-O44*INDEX(RefTables!$D$38:$F$39,StateData!$C$74,StateData!$C$73)*1/1000000","v":-594.70333347465146},{"$f":"IF(CostData!$C$6=\"Proposed - Option 1\",\nINDEX(Apdx_5_5_Opt_1_CumSavings!$G$7:$Q$59,MATCH(B44,Apdx_5_5_Opt_1_CumSavings!$C$7:$C$59,0),MATCH(CostData!$C$3,Apdx_5_5_Opt_1_CumSavings!$G$6:$Q$6,0)),\nINDEX(Apdx_5_5_Opt_2_CumSavings!$G$7:$Q$59,MATCH(B44,Apdx_5_5_Opt_2_CumSavings!$C$7:$C$59,0),MATCH(CostData!$C$3,Apdx_5_5_Opt_2_CumSavings!$G$6:$Q$6,0)))*1000","v":10204841.197772328},85.886035321837312,{"$f":"-$R44*INDEX(RefTables!$D$38:$F$39,StateData!$C$74,StateData!$C$73)*1/1000000","v":-805.73235205327103},{"$f":"$R44*INDEX(RefTables!$D$28:$F$28,1,StateData!$C$73)/2*1/1000000","v":445.80919368755417},445.80919368755417,null,1061.5637660332604,-1400.4356855279225,445.80919368755417,null,12.904059376038784,110.63844927196588,0,17.6900429137016,0,474.52202078399989,445.80919368755417,-594.70333347465146,-805.73235205327103,null,{"$f":"IF(CostData!$C$6=\"Proposed - Option 1\",\n(INDEX(Apdx_5_5_Opt_1_CumSavings!$S$7:$S$59,MATCH(B44,Apdx_5_5_Opt_1_CumSavings!$C$7:$C$59,0))\n+INDEX(Apdx_5_5_Opt_1_CumSavings!$G$7:$Q$59,MATCH(B44,Apdx_5_5_Opt_1_CumSavings!$C$7:$C$59,0),MATCH(CostData!$C$3,Apdx_5_5_Opt_1_CumSavings!$G$6:$Q$6,0))),\n(INDEX(Apdx_5_5_Opt_2_CumSavings!$S$7:$S$59,MATCH(B44,Apdx_5_5_Opt_2_CumSavings!$C$7:$C$59,0))\n+INDEX(Apdx_5_5_Opt_2_CumSavings!$G$7:$Q$59,MATCH(B44,Apdx_5_5_Opt_2_CumSavings!$C$7:$C$59,0),MATCH(CostData!$C$3,Apdx_5_5_Opt_2_CumSavings!$G$6:$Q$6,0))))/1000","v":105.31053735594874},{"$f":"AL44*INDEX(RefTables!$D$38:$F$39,StateData!$C$74,StateData!$C$73)*10^-3","v":8.3148875436028629},7.8955893231259591,null,{"$f":"IF(CostData!$C$6=\"Proposed - Option 1\",\nINDEX(Apdx_5_5_Opt_1_CumSavings!$S$7:$S$59,MATCH(B44,Apdx_5_5_Opt_1_CumSavings!$C$7:$C$59,0)),\nINDEX(Apdx_5_5_Opt_2_CumSavings!$S$7:$S$59,MATCH(B44,Apdx_5_5_Opt_2_CumSavings!$C$7:$C$59,0)))/1000","v":95.1056961581764},null,8.3277916029789019,8.4255259928748281,8.3148875436028629,8.3325775865165639,8.3148875436028629,8.1947062309122121,7.9549643852371457,null,7.9078426642445434,8.0006485622579451,7.8955893231259591,7.9123873030412151,7.8955893231259591,7.7814684424353224,8.3643406300362209,null,1.2253341118584338E-2,0.105059239131986,0,1.6797979915256001E-2,0,-0.11412088069063664,0.46875130691026179,null,0.48874098638545149]
[null,"South Dakota",-76.793057555564886,42.226393234960042,{"$f":"-'BB1'!H45","v":180.23602969626018},{"$f":"E45*INDEX(RefTables!$D$14:$F$14,1,StateData!$C$73)*1/1000","v":1.3878174286612035},{"$f":"-BB2a!P45","v":890.11841971075296},{"$f":"G45*INDEX(RefTables!$D$15:$F$15,1,StateData!$C$73)*1/1000","v":29.373907850454849},{"$f":"-BB2b!N45*BB2b!O45","v":0},{"$f":"I45*INDEX(RefTables!$D$16:$F$16,1,StateData!$C$73)*1/1000","v":0},{"$f":"BB3ai!C45","v":0},{"$f":"K45*INDEX(RefTables!$D$17:$F$17,1,StateData!$C$73)*1/1000000","v":0},{"$f":"BB3aii!C45","v":0},{"$f":"M45*INDEX(RefTables!$D$18:$F$18,1,StateData!$C$73)*1/1000000","v":0},{"$f":"IF(GWh_Summary!Z45*1000<0,0,GWh_Summary!Z45*1000)","v":0},{"$f":"O45*INDEX(RefTables!$D$22:$F$22,1,StateData!$C$73)*1/1000000","v":0},{"$f":"-O45*INDEX(RefTables!$D$38:$F$39,StateData!$C$74,StateData!$C$73)*1/1000000","v":0},{"$f":"IF(CostData!$C$6=\"Proposed - Option 1\",\nINDEX(Apdx_5_5_Opt_1_CumSavings!$G$7:$Q$59,MATCH(B45,Apdx_5_5_Opt_1_CumSavings!$C$7:$C$59,0),MATCH(CostData!$C$3,Apdx_5_5_Opt_1_CumSavings!$G$6:$Q$6,0)),\nINDEX(Apdx_5_5_Opt_2_CumSavings!$G$7:$Q$59,MATCH(B45,Apdx_5_5_Opt_2_CumSavings!$C$7:$C$59,0),MATCH(CostData!$C$3,Apdx_5_5_Opt_2_CumSavings!$G$6:$Q$6,0)))*1000","v":1362213.489494141},11.464667955843993,{"$f":"-$R45*INDEX(RefTables!$D$38:$F$39,StateData!$C$74,StateData!$C$73)*1/1000000","v":-107.55478283468094},{"$f":"$R45*INDEX(RefTables!$D$28:$F$28,1,StateData!$C$73)/2*1/1000000","v":59.509725395262464},59.509725395262464,null,90.271450674378514,-107.55478283468094,59.509725395262464,null,1.3878174286612035,29.373907850454849,0,0,0,0,59.509725395262464,0,-107.55478283468094,null,{"$f":"IF(CostData!$C$6=\"Proposed - Option 1\",\n(INDEX(Apdx_5_5_Opt_1_CumSavings!$S$7:$S$59,MATCH(B45,Apdx_5_5_Opt_1_CumSavings!$C$7:$C$59,0))\n+INDEX(Apdx_5_5_Opt_1_CumSavings!$G$7:$Q$59,MATCH(B45,Apdx_5_5_Opt_1_CumSavings!$C$7:$C$59,0),MATCH(CostData!$C$3,Apdx_5_5_Opt_1_CumSavings!$G$6:$Q$6,0))),\n(INDEX(Apdx_5_5_Opt_2_CumSavings!$S$7:$S$59,MATCH(B45,Apdx_5_5_Opt_2_CumSavings!$C$7:$C$59,0))\n+INDEX(Apdx_5_5_Opt_2_CumSavings!$G$7:$Q$59,MATCH(B45,Apdx_5_5_Opt_2_CumSavings!$C$7:$C$59,0),MATCH(CostData!$C$3,Apdx_5_5_Opt_2_CumSavings!$G$6:$Q$6,0))))/1000","v":14.311010918145669},{"$f":"AL45*INDEX(RefTables!$D$38:$F$39,StateData!$C$74,StateData!$C$73)*10^-3","v":1.1299386500844997},7.8955893231259591,null,{"$f":"IF(CostData!$C$6=\"Proposed - Option 1\",\nINDEX(Apdx_5_5_Opt_1_CumSavings!$S$7:$S$59,MATCH(B45,Apdx_5_5_Opt_1_CumSavings!$C$7:$C$59,0)),\nINDEX(Apdx_5_5_Opt_2_CumSavings!$S$7:$S$59,MATCH(B45,Apdx_5_5_Opt_2_CumSavings!$C$7:$C$59,0)))/1000","v":12.948797428651529},null,1.1313264675131609,1.1593125579349546,1.1299386500844997,1.1299386500844997,1.1299386500844997,1.1299386500844997,1.0818935926450812,null,7.9052868730516703,8.1008432218090363,7.8955893231259591,7.8955893231259591,7.8955893231259591,7.8955893231259591,8.3551665597239033,null,9.6975499257112574E-3,0.2052538986830772,0,0,0,0,0.45957723659794425,null,0.6745286852067327]
[null,"Tennessee",-932.96438838044878,134.12086321285369,{"$f":"-'BB1'!H46","v":2099.2872262431702},{"$f":"E46*INDEX(RefTables!$D$14:$F$14,1,StateData!$C$73)*1/1000","v":16.164511642072409},{"$f":"-BB2a!P46","v":1939.3002591841505},{"$f":"G46*INDEX(RefTables!$D$15:$F$15,1,StateData!$C$73)*1/1000","v":63.996908553076963},{"$f":"-BB2b!N46*BB2b!O46","v":0},{"$f":"I46*INDEX(RefTables!$D$16:$F$16,1,StateData!$C$73)*1/1000","v":0},{"$f":"BB3ai!C46","v":1088011.0734915864},{"$f":"K46*INDEX(RefTables!$D$17:$F$17,1,StateData!$C$73)*1/1000000","v":6.5280664409495186},{"$f":"BB3aii!C46","v":9328608},{"$f":"M46*INDEX(RefTables!$D$18:$F$18,1,StateData!$C$73)*1/1000000","v":0},{"$f":"IF(GWh_Summary!Z46*1000<0,0,GWh_Summary!Z46*1000)","v":3469356.406765467},{"$f":"O46*INDEX(RefTables!$D$22:$F$22,1,StateData!$C$73)*1/1000000","v":218.56945362622443},{"$f":"-O46*INDEX(RefTables!$D$38:$F$39,StateData!$C$74,StateData!$C$73)*1/1000000","v":-273.9261340337606},{"$f":"IF(CostData!$C$6=\"Proposed - Option 1\",\nINDEX(Apdx_5_5_Opt_1_CumSavings!$G$7:$Q$59,MATCH(B46,Apdx_5_5_Opt_1_CumSavings!$C$7:$C$59,0),MATCH(CostData!$C$3,Apdx_5_5_Opt_1_CumSavings!$G$6:$Q$6,0)),\nINDEX(Apdx_5_5_Opt_2_CumSavings!$G$7:$Q$59,MATCH(B46,Apdx_5_5_Opt_2_CumSavings!$C$7:$C$59,0),MATCH(CostData!$C$3,Apdx_5_5_Opt_2_CumSavings!$G$6:$Q$6,0)))*1000","v":12213112.348493258},102.78805698429096,{"$f":"-$R46*INDEX(RefTables!$D$38:$F$39,StateData!$C$74,StateData!$C$73)*1/1000000","v":-964.29719460901151},{"$f":"$R46*INDEX(RefTables!$D$28:$F$28,1,StateData!$C$73)/2*1/1000000","v":533.54262579665124},533.54262579665124,null,838.80156605897457,-1238.2233286427722,533.54262579665124,null,16.164511642072409,63.996908553076963,0,6.5280664409495186,0,218.56945362622443,533.54262579665124,-273.9261340337606,-964.29719460901151,null,{"$f":"IF(CostData!$C$6=\"Proposed - Option 1\",\n(INDEX(Apdx_5_5_Opt_1_CumSavings!$S$7:$S$59,MATCH(B46,Apdx_5_5_Opt_1_CumSavings!$C$7:$C$59,0))\n+INDEX(Apdx_5_5_Opt_1_CumSavings!$G$7:$Q$59,MATCH(B46,Apdx_5_5_Opt_1_CumSavings!$C$7:$C$59,0),MATCH(CostData!$C$3,Apdx_5_5_Opt_1_CumSavings!$G$6:$Q$6,0))),\n(INDEX(Apdx_5_5_Opt_2_CumSavings!$S$7:$S$59,MATCH(B46,Apdx_5_5_Opt_2_CumSavings!$C$7:$C$59,0))\n+INDEX(Apdx_5_5_Opt_2_CumSavings!$G$7:$Q$59,MATCH(B46,Apdx_5_5_Opt_2_CumSavings!$C$7:$C$59,0),MATCH(CostData!$C$3,Apdx_5_5_Opt_2_CumSavings!$G$6:$Q$6,0))))/1000","v":125.40229074046043},{"$f":"AL46*INDEX(RefTables!$D$38:$F$39,StateData!$C$74,StateData!$C$73)*10^-3","v":9.9012498786591667},7.8955893231259591,null,{"$f":"IF(CostData!$C$6=\"Proposed - Option 1\",\nINDEX(Apdx_5_5_Opt_1_CumSavings!$S$7:$S$59,MATCH(B46,Apdx_5_5_Opt_1_CumSavings!$C$7:$C$59,0)),\nINDEX(Apdx_5_5_Opt_2_CumSavings!$S$7:$S$59,MATCH(B46,Apdx_5_5_Opt_2_CumSavings!$C$7:$C$59,0)))/1000","v":113.18917839196718},null,9.9174143903012393,9.9652467872122443,9.9012498786591667,9.9077779451001167,9.9012498786591667,9.8458931982516305,9.4704953098468057,null,7.9084794478171636,7.9466226082240192,7.8955893231259591,7.9007950226410184,7.8955893231259591,7.8514460462522493,8.3669617929825968,null,1.2890124691204541E-2,5.1033285098060155E-2,0,5.2056995150593366E-3,0,-4.414327687370978E-2,0.47137246985663772,null,0.49635830228725197]
[null,"Texas",-2849.9870602329411,1081.3993991027455,{"$f":"-'BB1'!H47","v":8448.8689221042441},{"$f":"E47*INDEX(RefTables!$D$14:$F$14,1,StateData!$C$73)*1/1000","v":65.05629070020268},{"$f":"-BB2a!P47","v":44022.547078860924},{"$f":"G47*INDEX(RefTables!$D$15:$F$15,1,StateData!$C$73)*1/1000","v":1452.7440536024105},{"$f":"-BB2b!N47*BB2b!O47","v":0},{"$f":"I47*INDEX(RefTables!$D$16:$F$16,1,StateData!$C$73)*1/1000","v":0},{"$f":"BB3ai!C47","v":2291006.123597574},{"$f":"K47*INDEX(RefTables!$D$17:$F$17,1,StateData!$C$73)*1/1000000","v":13.746036741585444},{"$f":"BB3aii!C47","v":0},{"$f":"M47*INDEX(RefTables!$D$18:$F$18,1,StateData!$C$73)*1/1000000","v":0},{"$f":"IF(GWh_Summary!Z47*1000<0,0,GWh_Summary!Z47*1000)","v":51945805.428000011},{"$f":"O47*INDEX(RefTables!$D$22:$F$22,1,StateData!$C$73)*1/1000000","v":3272.5857419640006},{"$f":"-O47*INDEX(RefTables!$D$38:$F$39,StateData!$C$74,StateData!$C$73)*1/1000000","v":-4101.4274671849535},{"$f":"IF(CostData!$C$6=\"Proposed - Option 1\",\nINDEX(Apdx_5_5_Opt_1_CumSavings!$G$7:$Q$59,MATCH(B47,Apdx_5_5_Opt_1_CumSavings!$C$7:$C$59,0),MATCH(CostData!$C$3,Apdx_5_5_Opt_1_CumSavings!$G$6:$Q$6,0)),\nINDEX(Apdx_5_5_Opt_2_CumSavings!$G$7:$Q$59,MATCH(B47,Apdx_5_5_Opt_2_CumSavings!$C$7:$C$59,0),MATCH(CostData!$C$3,Apdx_5_5_Opt_2_CumSavings!$G$6:$Q$6,0)))*1000","v":44995903.037287585},378.69474327949956,{"$f":"-$R47*INDEX(RefTables!$D$38:$F$39,StateData!$C$74,StateData!$C$73)*1/1000000","v":-3552.691716056187},{"$f":"$R47*INDEX(RefTables!$D$28:$F$28,1,StateData!$C$73)/2*1/1000000","v":1965.6932296678433},1965.6932296678433,null,6769.8253526760427,-7654.1191832411405,1965.6932296678433,null,65.05629070020268,1452.7440536024105,0,13.746036741585444,0,3272.5857419640006,1965.6932296678433,-4101.4274671849535,-3552.691716056187,null,{"$f":"IF(CostData!$C$6=\"Proposed - Option 1\",\n(INDEX(Apdx_5_5_Opt_1_CumSavings!$S$7:$S$59,MATCH(B47,Apdx_5_5_Opt_1_CumSavings!$C$7:$C$59,0))\n+INDEX(Apdx_5_5_Opt_1_CumSavings!$G$7:$Q$59,MATCH(B47,Apdx_5_5_Opt_1_CumSavings!$C$7:$C$59,0),MATCH(CostData!$C$3,Apdx_5_5_Opt_1_CumSavings!$G$6:$Q$6,0))),\n(INDEX(Apdx_5_5_Opt_2_CumSavings!$S$7:$S$59,MATCH(B47,Apdx_5_5_Opt_2_CumSavings!$C$7:$C$59,0))\n+INDEX(Apdx_5_5_Opt_2_CumSavings!$G$7:$Q$59,MATCH(B47,Apdx_5_5_Opt_2_CumSavings!$C$7:$C$59,0),MATCH(CostData!$C$3,Apdx_5_5_Opt_2_CumSavings!$G$6:$Q$6,0))))/1000","v":474.34612285873396},{"$f":"AL47*INDEX(RefTables!$D$38:$F$39,StateData!$C$74,StateData!$C$73)*10^-3","v":37.452421831096139},7.8955893231259582,null,{"$f":"IF(CostData!$C$6=\"Proposed - Option 1\",\nINDEX(Apdx_5_5_Opt_1_CumSavings!$S$7:$S$59,MATCH(B47,Apdx_5_5_Opt_1_CumSavings!$C$7:$C$59,0)),\nINDEX(Apdx_5_5_Opt_2_CumSavings!$S$7:$S$59,MATCH(B47,Apdx_5_5_Opt_2_CumSavings!$C$7:$C$59,0)))/1000","v":429.35021982144639},null,37.517478121796344,38.905165884698548,37.452421831096139,37.466167867837726,37.452421831096139,36.623580105875185,35.865423344707793,null,7.9093042640868187,8.2018517723365019,7.8955893231259582,7.898487214787588,7.8955893231259582,7.7208557930560193,8.3534191177596515,null,1.3714940960860567E-2,0.30626244921054369,0,2.8978916616297923E-3,0,-0.17473353006993886,0.45782979463369333,null,0.60597154639678852]
[null,"Utah",-226.12779724235128,130.15975016890326,{"$f":"-'BB1'!H48","v":1540.1257459762164},{"$f":"E48*INDEX(RefTables!$D$14:$F$14,1,StateData!$C$73)*1/1000","v":11.858968244016868},{"$f":"-BB2a!P48","v":3160.5571169295945},{"$f":"G48*INDEX(RefTables!$D$15:$F$15,1,StateData!$C$73)*1/1000","v":104.29838485867661},{"$f":"-BB2b!N48*BB2b!O48","v":0},{"$f":"I48*INDEX(RefTables!$D$16:$F$16,1,StateData!$C$73)*1/1000","v":0},{"$f":"BB3ai!C48","v":0},{"$f":"K48*INDEX(RefTables!$D$17:$F$17,1,StateData!$C$73)*1/1000000","v":0},{"$f":"BB3aii!C48","v":0},{"$f":"M48*INDEX(RefTables!$D$18:$F$18,1,StateData!$C$73)*1/1000000","v":0},{"$f":"IF(GWh_Summary!Z48*1000<0,0,GWh_Summary!Z48*1000)","v":1273345.0861099213},{"$f":"O48*INDEX(RefTables!$D$22:$F$22,1,StateData!$C$73)*1/1000000","v":80.22074042492504},{"$f":"-O48*INDEX(RefTables!$D$38:$F$39,StateData!$C$74,StateData!$C$73)*1/1000000","v":-100.53809866544398},{"$f":"IF(CostData!$C$6=\"Proposed - Option 1\",\nINDEX(Apdx_5_5_Opt_1_CumSavings!$G$7:$Q$59,MATCH(B48,Apdx_5_5_Opt_1_CumSavings!$C$7:$C$59,0),MATCH(CostData!$C$3,Apdx_5_5_Opt_1_CumSavings!$G$6:$Q$6,0)),\nINDEX(Apdx_5_5_Opt_2_CumSavings!$G$7:$Q$59,MATCH(B48,Apdx_5_5_Opt_2_CumSavings!$C$7:$C$59,0),MATCH(CostData!$C$3,Apdx_5_5_Opt_2_CumSavings!$G$6:$Q$6,0)))*1000","v":4077818.3733732356},34.319755306728723,{"$f":"-$R48*INDEX(RefTables!$D$38:$F$39,StateData!$C$74,StateData!$C$73)*1/1000000","v":-321.96779210452581},{"$f":"$R48*INDEX(RefTables!$D$28:$F$28,1,StateData!$C$73)/2*1/1000000","v":178.14377370562727},178.14377370562727,null,374.52186723324576,-422.50589076996982,178.14377370562727,null,11.858968244016868,104.29838485867661,0,0,0,80.22074042492504,178.14377370562727,-100.53809866544398,-321.96779210452581,null,{"$f":"IF(CostData!$C$6=\"Proposed - Option 1\",\n(INDEX(Apdx_5_5_Opt_1_CumSavings!$S$7:$S$59,MATCH(B48,Apdx_5_5_Opt_1_CumSavings!$C$7:$C$59,0))\n+INDEX(Apdx_5_5_Opt_1_CumSavings!$G$7:$Q$59,MATCH(B48,Apdx_5_5_Opt_1_CumSavings!$C$7:$C$59,0),MATCH(CostData!$C$3,Apdx_5_5_Opt_1_CumSavings!$G$6:$Q$6,0))),\n(INDEX(Apdx_5_5_Opt_2_CumSavings!$S$7:$S$59,MATCH(B48,Apdx_5_5_Opt_2_CumSavings!$C$7:$C$59,0))\n+INDEX(Apdx_5_5_Opt_2_CumSavings!$G$7:$Q$59,MATCH(B48,Apdx_5_5_Opt_2_CumSavings!$C$7:$C$59,0),MATCH(CostData!$C$3,Apdx_5_5_Opt_2_CumSavings!$G$6:$Q$6,0))))/1000","v":39.723083874887536},{"$f":"AL48*INDEX(RefTables!$D$38:$F$39,StateData!$C$74,StateData!$C$73)*10^-3","v":3.1363715692419891},7.8955893231259573,null,{"$f":"IF(CostData!$C$6=\"Proposed - Option 1\",\nINDEX(Apdx_5_5_Opt_1_CumSavings!$S$7:$S$59,MATCH(B48,Apdx_5_5_Opt_1_CumSavings!$C$7:$C$59,0)),\nINDEX(Apdx_5_5_Opt_2_CumSavings!$S$7:$S$59,MATCH(B48,Apdx_5_5_Opt_2_CumSavings!$C$7:$C$59,0)))/1000","v":35.645265501514295},null,3.1482305374860058,3.2406699541006656,3.1363715692419891,3.1363715692419891,3.1363715692419891,3.1160542110014702,2.9925475508430908,null,7.9254434207619004,8.1581529880900785,7.8955893231259573,7.8955893231259573,7.8955893231259573,7.8444418384429682,8.39535772490167,null,2.9854097635943155E-2,0.2625636649641212,0,0,0,-5.1147484682989131E-2,0.49976840177571269,null,0.74103867969278792]
[null,"Virginia",-1043.1921797059724,98.116430566600684,{"$f":"-'BB1'!H49","v":841.79260393034383},{"$f":"E49*INDEX(RefTables!$D$14:$F$14,1,StateData!$C$73)*1/1000","v":6.4818030502636477},{"$f":"-BB2a!P49","v":3120.6988302026225},{"$f":"G49*INDEX(RefTables!$D$15:$F$15,1,StateData!$C$73)*1/1000","v":102.98306139668655},{"$f":"-BB2b!N49*BB2b!O49","v":296.6554913582944},{"$f":"I49*INDEX(RefTables!$D$16:$F$16,1,StateData!$C$73)*1/1000","v":9.7896312148237161},{"$f":"BB3ai!C49","v":1645274.9621480964},{"$f":"K49*INDEX(RefTables!$D$17:$F$17,1,StateData!$C$73)*1/1000000","v":9.8716497728885777},{"$f":"BB3aii!C49","v":0},{"$f":"M49*INDEX(RefTables!$D$18:$F$18,1,StateData!$C$73)*1/1000000","v":0},{"$f":"IF(GWh_Summary!Z49*1000<0,0,GWh_Summary!Z49*1000)","v":8833564.4560320992},{"$f":"O49*INDEX(RefTables!$D$22:$F$22,1,StateData!$C$73)*1/1000000","v":556.51456073002214},{"$f":"-O49*INDEX(RefTables!$D$38:$F$39,StateData!$C$74,StateData!$C$73)*1/1000000","v":-697.46197204192003},{"$f":"IF(CostData!$C$6=\"Proposed - Option 1\",\nINDEX(Apdx_5_5_Opt_1_CumSavings!$G$7:$Q$59,MATCH(B49,Apdx_5_5_Opt_1_CumSavings!$C$7:$C$59,0),MATCH(CostData!$C$3,Apdx_5_5_Opt_1_CumSavings!$G$6:$Q$6,0)),\nINDEX(Apdx_5_5_Opt_2_CumSavings!$G$7:$Q$59,MATCH(B49,Apdx_5_5_Opt_2_CumSavings!$C$7:$C$59,0),MATCH(CostData!$C$3,Apdx_5_5_Opt_2_CumSavings!$G$6:$Q$6,0)))*1000","v":13062621.061202876},109.9376964438361,{"$f":"-$R49*INDEX(RefTables!$D$38:$F$39,StateData!$C$74,StateData!$C$73)*1/1000000","v":-1031.370913828737},{"$f":"$R49*INDEX(RefTables!$D$28:$F$28,1,StateData!$C$73)/2*1/1000000","v":570.65430513628655},570.65430513628655,null,1256.2950113009711,-1728.832885870657,570.65430513628655,null,6.4818030502636477,102.98306139668655,9.7896312148237161,9.8716497728885777,0,556.51456073002214,570.65430513628655,-697.46197204192003,-1031.370913828737,null,{"$f":"IF(CostData!$C$6=\"Proposed - Option 1\",\n(INDEX(Apdx_5_5_Opt_1_CumSavings!$S$7:$S$59,MATCH(B49,Apdx_5_5_Opt_1_CumSavings!$C$7:$C$59,0))\n+INDEX(Apdx_5_5_Opt_1_CumSavings!$G$7:$Q$59,MATCH(B49,Apdx_5_5_Opt_1_CumSavings!$C$7:$C$59,0),MATCH(CostData!$C$3,Apdx_5_5_Opt_1_CumSavings!$G$6:$Q$6,0))),\n(INDEX(Apdx_5_5_Opt_2_CumSavings!$S$7:$S$59,MATCH(B49,Apdx_5_5_Opt_2_CumSavings!$C$7:$C$59,0))\n+INDEX(Apdx_5_5_Opt_2_CumSavings!$G$7:$Q$59,MATCH(B49,Apdx_5_5_Opt_2_CumSavings!$C$7:$C$59,0),MATCH(CostData!$C$3,Apdx_5_5_Opt_2_CumSavings!$G$6:$Q$6,0))))/1000","v":144.34524479188505},{"$f":"AL49*INDEX(RefTables!$D$38:$F$39,StateData!$C$74,StateData!$C$73)*10^-3","v":11.396907736228105},7.8955893231259582,null,{"$f":"IF(CostData!$C$6=\"Proposed - Option 1\",\nINDEX(Apdx_5_5_Opt_1_CumSavings!$S$7:$S$59,MATCH(B49,Apdx_5_5_Opt_1_CumSavings!$C$7:$C$59,0)),\nINDEX(Apdx_5_5_Opt_2_CumSavings!$S$7:$S$59,MATCH(B49,Apdx_5_5_Opt_2_CumSavings!$C$7:$C$59,0)))/1000","v":131.28262373068219},null,11.403389539278368,11.499890797624792,11.406697367442929,11.406779386000993,11.396907736228105,11.255960324916208,10.936191127535654,null,7.9000798091545139,7.9669342860619849,7.9023714178384914,7.9024282389399998,7.8955893231259582,7.7979432860049478,8.3302655117333284,null,4.4904860285557291E-3,7.1344962936026768E-2,6.7820947125332154E-3,6.8389158140416129E-3,0,-9.7646037121010387E-2,0.43467618860737023,null,0.42648661097751717]
[null,"Washington",-1084.8720060181231,43.677824606317472,{"$f":"-'BB1'!H50","v":247.19824454145783},{"$f":"E50*INDEX(RefTables!$D$14:$F$14,1,StateData!$C$73)*1/1000","v":1.9034264829692253},{"$f":"-BB2a!P50","v":2478.3427537466018},{"$f":"G50*INDEX(RefTables!$D$15:$F$15,1,StateData!$C$73)*1/1000","v":81.785310873637869},{"$f":"-BB2b!N50*BB2b!O50","v":0},{"$f":"I50*INDEX(RefTables!$D$16:$F$16,1,StateData!$C$73)*1/1000","v":0},{"$f":"BB3ai!C50","v":506700.34628760855},{"$f":"K50*INDEX(RefTables!$D$17:$F$17,1,StateData!$C$73)*1/1000000","v":3.0402020777256511},{"$f":"BB3aii!C50","v":0},{"$f":"M50*INDEX(RefTables!$D$18:$F$18,1,StateData!$C$73)*1/1000000","v":0},{"$f":"IF(GWh_Summary!Z50*1000<0,0,GWh_Summary!Z50*1000)","v":9511207.3531432785},{"$f":"O50*INDEX(RefTables!$D$22:$F$22,1,StateData!$C$73)*1/1000000","v":599.20606324802645},{"$f":"-O50*INDEX(RefTables!$D$38:$F$39,StateData!$C$74,StateData!$C$73)*1/1000000","v":-750.9658722751517},{"$f":"IF(CostData!$C$6=\"Proposed - Option 1\",\nINDEX(Apdx_5_5_Opt_1_CumSavings!$G$7:$Q$59,MATCH(B50,Apdx_5_5_Opt_1_CumSavings!$C$7:$C$59,0),MATCH(CostData!$C$3,Apdx_5_5_Opt_1_CumSavings!$G$6:$Q$6,0)),\nINDEX(Apdx_5_5_Opt_2_CumSavings!$G$7:$Q$59,MATCH(B50,Apdx_5_5_Opt_2_CumSavings!$C$7:$C$59,0),MATCH(CostData!$C$3,Apdx_5_5_Opt_2_CumSavings!$G$6:$Q$6,0)))*1000","v":12916592.98234072},108.70869419910991,{"$f":"-$R50*INDEX(RefTables!$D$38:$F$39,StateData!$C$74,StateData!$C$73)*1/1000000","v":-1019.8411364253307},{"$f":"$R50*INDEX(RefTables!$D$28:$F$28,1,StateData!$C$73)/2*1/1000000","v":564.27491531222029},564.27491531222029,null,1250.2099179945794,-1770.8070087004824,564.27491531222029,null,1.9034264829692253,81.785310873637869,0,3.0402020777256511,0,599.20606324802645,564.27491531222029,-750.9658722751517,-1019.8411364253307,null,{"$f":"IF(CostData!$C$6=\"Proposed - Option 1\",\n(INDEX(Apdx_5_5_Opt_1_CumSavings!$S$7:$S$59,MATCH(B50,Apdx_5_5_Opt_1_CumSavings!$C$7:$C$59,0))\n+INDEX(Apdx_5_5_Opt_1_CumSavings!$G$7:$Q$59,MATCH(B50,Apdx_5_5_Opt_1_CumSavings!$C$7:$C$59,0),MATCH(CostData!$C$3,Apdx_5_5_Opt_1_CumSavings!$G$6:$Q$6,0))),\n(INDEX(Apdx_5_5_Opt_2_CumSavings!$S$7:$S$59,MATCH(B50,Apdx_5_5_Opt_2_CumSavings!$C$7:$C$59,0))\n+INDEX(Apdx_5_5_Opt_2_CumSavings!$G$7:$Q$59,MATCH(B50,Apdx_5_5_Opt_2_CumSavings!$C$7:$C$59,0),MATCH(CostData!$C$3,Apdx_5_5_Opt_2_CumSavings!$G$6:$Q$6,0))))/1000","v":123.88388664506166},{"$f":"AL50*INDEX(RefTables!$D$38:$F$39,StateData!$C$74,StateData!$C$73)*10^-3","v":9.7813629270209539},7.8955893231259582,null,{"$f":"IF(CostData!$C$6=\"Proposed - Option 1\",\nINDEX(Apdx_5_5_Opt_1_CumSavings!$S$7:$S$59,MATCH(B50,Apdx_5_5_Opt_1_CumSavings!$C$7:$C$59,0)),\nINDEX(Apdx_5_5_Opt_2_CumSavings!$S$7:$S$59,MATCH(B50,Apdx_5_5_Opt_2_CumSavings!$C$7:$C$59,0)))/1000","v":110.96729366272095},null,9.7832663535039224,9.8631482378945918,9.7813629270209539,9.7844031290986795,9.7813629270209539,9.6296031179938293,9.3257967059078428,null,7.8971257832213881,7.9616070378493911,7.8955893231259582,7.8980433969850043,7.8955893231259582,7.7730876700563138,8.4040949347229237,null,1.536460095429959E-3,6.6017714723432874E-2,0,2.4540738590461686E-3,0,-0.12250165306964433,0.5085056115969655,null,0.45601220720523017]
[null,"West Virginia",-393.96793002197194,-83.094093299564634,{"$f":"-'BB1'!H51","v":3920.561594651801},{"$f":"E51*INDEX(RefTables!$D$14:$F$14,1,StateData!$C$73)*1/1000","v":30.188324278818868},{"$f":"-BB2a!P51","v":0},{"$f":"G51*INDEX(RefTables!$D$15:$F$15,1,StateData!$C$73)*1/1000","v":0},{"$f":"-BB2b!N51*BB2b!O51","v":0},{"$f":"I51*INDEX(RefTables!$D$16:$F$16,1,StateData!$C$73)*1/1000","v":0},{"$f":"BB3ai!C51","v":0},{"$f":"K51*INDEX(RefTables!$D$17:$F$17,1,StateData!$C$73)*1/1000000","v":0},{"$f":"BB3aii!C51","v":0},{"$f":"M51*INDEX(RefTables!$D$18:$F$18,1,StateData!$C$73)*1/1000000","v":0},{"$f":"IF(GWh_Summary!Z51*1000<0,0,GWh_Summary!Z51*1000)","v":8976473.4311049692},{"$f":"O51*INDEX(RefTables!$D$22:$F$22,1,StateData!$C$73)*1/1000000","v":565.51782615961304},{"$f":"-O51*INDEX(RefTables!$D$38:$F$39,StateData!$C$74,StateData!$C$73)*1/1000000","v":-708.74547781956232},{"$f":"IF(CostData!$C$6=\"Proposed - Option 1\",\nINDEX(Apdx_5_5_Opt_1_CumSavings!$G$7:$Q$59,MATCH(B51,Apdx_5_5_Opt_1_CumSavings!$C$7:$C$59,0),MATCH(CostData!$C$3,Apdx_5_5_Opt_1_CumSavings!$G$6:$Q$6,0)),\nINDEX(Apdx_5_5_Opt_2_CumSavings!$G$7:$Q$59,MATCH(B51,Apdx_5_5_Opt_2_CumSavings!$C$7:$C$59,0),MATCH(CostData!$C$3,Apdx_5_5_Opt_2_CumSavings!$G$6:$Q$6,0)))*1000","v":3558044.7658037334},29.945234081565786,{"$f":"-$R51*INDEX(RefTables!$D$38:$F$39,StateData!$C$74,StateData!$C$73)*1/1000000","v":-280.92860264084152},{"$f":"$R51*INDEX(RefTables!$D$28:$F$28,1,StateData!$C$73)/2*1/1000000","v":155.43691836120365},155.43691836120365,null,751.14306879963556,-989.67408046040384,155.43691836120365,null,30.188324278818868,0,0,0,0,565.51782615961304,155.43691836120365,-708.74547781956232,-280.92860264084152,null,{"$f":"IF(CostData!$C$6=\"Proposed - Option 1\",\n(INDEX(Apdx_5_5_Opt_1_CumSavings!$S$7:$S$59,MATCH(B51,Apdx_5_5_Opt_1_CumSavings!$C$7:$C$59,0))\n+INDEX(Apdx_5_5_Opt_1_CumSavings!$G$7:$Q$59,MATCH(B51,Apdx_5_5_Opt_1_CumSavings!$C$7:$C$59,0),MATCH(CostData!$C$3,Apdx_5_5_Opt_1_CumSavings!$G$6:$Q$6,0))),\n(INDEX(Apdx_5_5_Opt_2_CumSavings!$S$7:$S$59,MATCH(B51,Apdx_5_5_Opt_2_CumSavings!$C$7:$C$59,0))\n+INDEX(Apdx_5_5_Opt_2_CumSavings!$G$7:$Q$59,MATCH(B51,Apdx_5_5_Opt_2_CumSavings!$C$7:$C$59,0),MATCH(CostData!$C$3,Apdx_5_5_Opt_2_CumSavings!$G$6:$Q$6,0))))/1000","v":36.779751262570613},{"$f":"AL51*INDEX(RefTables!$D$38:$F$39,StateData!$C$74,StateData!$C$73)*10^-3","v":2.9039781137598104},7.89558932312596,null,{"$f":"IF(CostData!$C$6=\"Proposed - Option 1\",\nINDEX(Apdx_5_5_Opt_1_CumSavings!$S$7:$S$59,MATCH(B51,Apdx_5_5_Opt_1_CumSavings!$C$7:$C$59,0)),\nINDEX(Apdx_5_5_Opt_2_CumSavings!$S$7:$S$59,MATCH(B51,Apdx_5_5_Opt_2_CumSavings!$C$7:$C$59,0)))/1000","v":33.221706496766885},null,2.9341664380386292,2.9039781137598104,2.9039781137598104,2.9039781137598104,2.9039781137598104,2.7607504620998613,2.7784864294801723,null,7.9776679757609497,7.89558932312596,7.89558932312596,7.89558932312596,7.89558932312596,7.5061694745863452,8.3634669090540932,null,8.2078652634989702E-2,0,0,0,0,-0.38941984853961475,0.46787758592813322,null,0.16053639002350817]
[null,"Wisconsin",-583.45349966473668,204.41066879178845,{"$f":"-'BB1'!H52","v":2064.6384559329053},{"$f":"E52*INDEX(RefTables!$D$14:$F$14,1,StateData!$C$73)*1/1000","v":15.897716110683373},{"$f":"-BB2a!P52","v":5071.4372851382323},{"$f":"G52*INDEX(RefTables!$D$15:$F$15,1,StateData!$C$73)*1/1000","v":167.35743040956166},{"$f":"-BB2b!N52*BB2b!O52","v":0},{"$f":"I52*INDEX(RefTables!$D$16:$F$16,1,StateData!$C$73)*1/1000","v":0},{"$f":"BB3ai!C52","v":546885.33272974333},{"$f":"K52*INDEX(RefTables!$D$17:$F$17,1,StateData!$C$73)*1/1000000","v":3.2813119963784598},{"$f":"BB3aii!C52","v":0},{"$f":"M52*INDEX(RefTables!$D$18:$F$18,1,StateData!$C$73)*1/1000000","v":0},{"$f":"IF(GWh_Summary!Z52*1000<0,0,GWh_Summary!Z52*1000)","v":3636123.3444418106},{"$f":"O52*INDEX(RefTables!$D$22:$F$22,1,StateData!$C$73)*1/1000000","v":229.07577069983407},{"$f":"-O52*INDEX(RefTables!$D$38:$F$39,StateData!$C$74,StateData!$C$73)*1/1000000","v":-287.0933665594381},{"$f":"IF(CostData!$C$6=\"Proposed - Option 1\",\nINDEX(Apdx_5_5_Opt_1_CumSavings!$G$7:$Q$59,MATCH(B52,Apdx_5_5_Opt_1_CumSavings!$C$7:$C$59,0),MATCH(CostData!$C$3,Apdx_5_5_Opt_1_CumSavings!$G$6:$Q$6,0)),\nINDEX(Apdx_5_5_Opt_2_CumSavings!$G$7:$Q$59,MATCH(B52,Apdx_5_5_Opt_2_CumSavings!$C$7:$C$59,0),MATCH(CostData!$C$3,Apdx_5_5_Opt_2_CumSavings!$G$6:$Q$6,0)))*1000","v":9017342.8883441184},75.891806134769013,{"$f":"-$R52*INDEX(RefTables!$D$38:$F$39,StateData!$C$74,StateData!$C$73)*1/1000000","v":-711.97236232175612},{"$f":"$R52*INDEX(RefTables!$D$28:$F$28,1,StateData!$C$73)/2*1/1000000","v":393.93208422826257},393.93208422826257,null,809.54431344472005,-999.06572888119422,393.93208422826257,null,15.897716110683373,167.35743040956166,0,3.2813119963784598,0,229.07577069983407,393.93208422826257,-287.0933665594381,-711.97236232175612,null,{"$f":"IF(CostData!$C$6=\"Proposed - Option 1\",\n(INDEX(Apdx_5_5_Opt_1_CumSavings!$S$7:$S$59,MATCH(B52,Apdx_5_5_Opt_1_CumSavings!$C$7:$C$59,0))\n+INDEX(Apdx_5_5_Opt_1_CumSavings!$G$7:$Q$59,MATCH(B52,Apdx_5_5_Opt_1_CumSavings!$C$7:$C$59,0),MATCH(CostData!$C$3,Apdx_5_5_Opt_1_CumSavings!$G$6:$Q$6,0))),\n(INDEX(Apdx_5_5_Opt_2_CumSavings!$S$7:$S$59,MATCH(B52,Apdx_5_5_Opt_2_CumSavings!$C$7:$C$59,0))\n+INDEX(Apdx_5_5_Opt_2_CumSavings!$G$7:$Q$59,MATCH(B52,Apdx_5_5_Opt_2_CumSavings!$C$7:$C$59,0),MATCH(CostData!$C$3,Apdx_5_5_Opt_2_CumSavings!$G$6:$Q$6,0))))/1000","v":83.11218995772883},{"$f":"AL52*INDEX(RefTables!$D$38:$F$39,StateData!$C$74,StateData!$C$73)*10^-3","v":6.5621971965186026},7.8955893231259582,null,{"$f":"IF(CostData!$C$6=\"Proposed - Option 1\",\nINDEX(Apdx_5_5_Opt_1_CumSavings!$S$7:$S$59,MATCH(B52,Apdx_5_5_Opt_1_CumSavings!$C$7:$C$59,0)),\nINDEX(Apdx_5_5_Opt_2_CumSavings!$S$7:$S$59,MATCH(B52,Apdx_5_5_Opt_2_CumSavings!$C$7:$C$59,0)))/1000","v":74.094847069384699},null,6.578094912629286,6.7295546269281639,6.5621971965186026,6.5654785085149809,6.5621971965186026,6.5041796006589987,6.2441569184251087,null,7.9147173428770561,8.0969526014786037,7.8955893231259582,7.8995373745466315,7.8955893231259582,7.8257829615211056,8.4272485407492486,null,1.9128019751097902E-2,0.20136327835264556,0,3.9480514206733375E-3,0,-6.980636160485254E-2,0.53165921762329038,null,0.68629220554285464]
[null,"Wyoming",-219.0209498355199,-36.630110588641685,{"$f":"-'BB1'!H53","v":2720.9312200865461},{"$f":"E53*INDEX(RefTables!$D$14:$F$14,1,StateData!$C$73)*1/1000","v":20.951170394666406},{"$f":"-BB2a!P53","v":0},{"$f":"G53*INDEX(RefTables!$D$15:$F$15,1,StateData!$C$73)*1/1000","v":0},{"$f":"-BB2b!N53*BB2b!O53","v":168.75228068156866},{"$f":"I53*INDEX(RefTables!$D$16:$F$16,1,StateData!$C$73)*1/1000","v":5.5688252624917656},{"$f":"BB3ai!C53","v":0},{"$f":"K53*INDEX(RefTables!$D$17:$F$17,1,StateData!$C$73)*1/1000000","v":0},{"$f":"BB3aii!C53","v":0},{"$f":"M53*INDEX(RefTables!$D$18:$F$18,1,StateData!$C$73)*1/1000000","v":0},{"$f":"IF(GWh_Summary!Z53*1000<0,0,GWh_Summary!Z53*1000)","v":5058888.6235744376},{"$f":"O53*INDEX(RefTables!$D$22:$F$22,1,StateData!$C$73)*1/1000000","v":318.70998328518959},{"$f":"-O53*INDEX(RefTables!$D$38:$F$39,StateData!$C$74,StateData!$C$73)*1/1000000","v":-399.42907003177703},{"$f":"IF(CostData!$C$6=\"Proposed - Option 1\",\nINDEX(Apdx_5_5_Opt_1_CumSavings!$G$7:$Q$59,MATCH(B53,Apdx_5_5_Opt_1_CumSavings!$C$7:$C$59,0),MATCH(CostData!$C$3,Apdx_5_5_Opt_1_CumSavings!$G$6:$Q$6,0)),\nINDEX(Apdx_5_5_Opt_2_CumSavings!$G$7:$Q$59,MATCH(B53,Apdx_5_5_Opt_2_CumSavings!$C$7:$C$59,0),MATCH(CostData!$C$3,Apdx_5_5_Opt_2_CumSavings!$G$6:$Q$6,0)))*1000","v":2087518.1319693525},17.568980500787575,{"$f":"-$R53*INDEX(RefTables!$D$38:$F$39,StateData!$C$74,StateData!$C$73)*1/1000000","v":-164.82185874609064},{"$f":"$R53*INDEX(RefTables!$D$28:$F$28,1,StateData!$C$73)/2*1/1000000","v":91.195419623439108},91.195419623439108,null,436.42539856578685,-564.25092877786767,91.195419623439108,null,20.951170394666406,0,5.5688252624917656,0,0,318.70998328518959,91.195419623439108,-399.42907003177703,-164.82185874609064,null,{"$f":"IF(CostData!$C$6=\"Proposed - Option 1\",\n(INDEX(Apdx_5_5_Opt_1_CumSavings!$S$7:$S$59,MATCH(B53,Apdx_5_5_Opt_1_CumSavings!$C$7:$C$59,0))\n+INDEX(Apdx_5_5_Opt_1_CumSavings!$G$7:$Q$59,MATCH(B53,Apdx_5_5_Opt_1_CumSavings!$C$7:$C$59,0),MATCH(CostData!$C$3,Apdx_5_5_Opt_1_CumSavings!$G$6:$Q$6,0))),\n(INDEX(Apdx_5_5_Opt_2_CumSavings!$S$7:$S$59,MATCH(B53,Apdx_5_5_Opt_2_CumSavings!$C$7:$C$59,0))\n+INDEX(Apdx_5_5_Opt_2_CumSavings!$G$7:$Q$59,MATCH(B53,Apdx_5_5_Opt_2_CumSavings!$C$7:$C$59,0),MATCH(CostData!$C$3,Apdx_5_5_Opt_2_CumSavings!$G$6:$Q$6,0))))/1000","v":22.315407007641369},{"$f":"AL53*INDEX(RefTables!$D$38:$F$39,StateData!$C$74,StateData!$C$73)*10^-3","v":1.7619328931074338},7.8955893231259582,null,{"$f":"IF(CostData!$C$6=\"Proposed - Option 1\",\nINDEX(Apdx_5_5_Opt_1_CumSavings!$S$7:$S$59,MATCH(B53,Apdx_5_5_Opt_1_CumSavings!$C$7:$C$59,0)),\nINDEX(Apdx_5_5_Opt_2_CumSavings!$S$7:$S$59,MATCH(B53,Apdx_5_5_Opt_2_CumSavings!$C$7:$C$59,0)))/1000","v":20.227888875672019},null,1.7828840635021002,1.7619328931074338,1.7675017183699255,1.7619328931074338,1.7619328931074338,1.6812138063608464,1.6883064539847823,null,7.9894758939041299,7.8955893231259582,7.9205443923325607,7.8955893231259582,7.8955893231259582,7.5338702349688518,8.3464293499026478,null,9.3886570778171752E-2,0,2.4955069206602509E-2,0,0,-0.36171908815710641,0.45084002677668966,null,0.20796257860435752]
[null,"U.S. Total",-34000,7513.4027678051498,{"$f":"SUM(E5:E53)","v":88803.345346772228},{"$f":"E54*INDEX(RefTables!$D$14:$F$14,1,StateData!$C$73)*1/1000","v":683.78575917014621},{"$f":"SUM(G5:G53)","v":227227.01805616077},{"$f":"G54*INDEX(RefTables!$D$15:$F$15,1,StateData!$C$73)*1/1000","v":7498.4915958533056},{"$f":"SUM(I5:I53)","v":2105.965040153701},{"$f":"I54*INDEX(RefTables!$D$16:$F$16,1,StateData!$C$73)*1/1000","v":69.496846325072141},{"$f":"SUM(K5:K53)","v":44484120.000000015},{"$f":"K54*INDEX(RefTables!$D$17:$F$17,1,StateData!$C$73)*1/1000000","v":266.90472000000011},{"$f":"SUM(M5:M53)","v":44113248},{"$f":"M54*INDEX(RefTables!$D$18:$F$18,1,StateData!$C$73)*1/1000000","v":0},{"$f":"SUM(O5:O53)","v":313620568.54275215},{"$f":"O54*INDEX(RefTables!$D$22:$F$22,1,StateData!$C$73)*1/1000000","v":19758.095818193386},{"$f":"-O54*INDEX(RefTables!$D$38:$F$39,StateData!$C$74,StateData!$C$73)*1/1000000","v":-24762.192124988465},{"$f":"IF(CostData!$C$6=\"Proposed - Option 1\",\nINDEX(Apdx_5_5_Opt_1_CumSavings!$G$7:$Q$59,MATCH(B54,Apdx_5_5_Opt_1_CumSavings!$C$7:$C$59,0),MATCH(CostData!$C$3,Apdx_5_5_Opt_1_CumSavings!$G$6:$Q$6,0)),\nINDEX(Apdx_5_5_Opt_2_CumSavings!$G$7:$Q$59,MATCH(B54,Apdx_5_5_Opt_2_CumSavings!$C$7:$C$59,0),MATCH(CostData!$C$3,Apdx_5_5_Opt_2_CumSavings!$G$6:$Q$6,0)))*1000","v":475133407.77077007},3998.8201532517051,{"$f":"-$R54*INDEX(RefTables!$D$38:$F$39,StateData!$C$74,StateData!$C$73)*1/1000000","v":-37514.582614553445},{"$f":"$R54*INDEX(RefTables!$D$28:$F$28,1,StateData!$C$73)/2*1/1000000","v":20756.701383902575},20756.701383902575,null,49033.476123444489,-62276.774739541914,20756.701383902575,null,683.78575917014621,7498.4915958533056,69.496846325072141,266.90472000000011,0,19758.095818193386,20756.701383902575,-24762.192124988465,-37514.582614553445,null,{"$f":"IF(CostData!$C$6=\"Proposed - Option 1\",\n(INDEX(Apdx_5_5_Opt_1_CumSavings!$S$7:$S$59,MATCH(B54,Apdx_5_5_Opt_1_CumSavings!$C$7:$C$59,0))\n+INDEX(Apdx_5_5_Opt_1_CumSavings!$G$7:$Q$59,MATCH(B54,Apdx_5_5_Opt_1_CumSavings!$C$7:$C$59,0),MATCH(CostData!$C$3,Apdx_5_5_Opt_1_CumSavings!$G$6:$Q$6,0))),\n(INDEX(Apdx_5_5_Opt_2_CumSavings!$S$7:$S$59,MATCH(B54,Apdx_5_5_Opt_2_CumSavings!$C$7:$C$59,0))\n+INDEX(Apdx_5_5_Opt_2_CumSavings!$G$7:$Q$59,MATCH(B54,Apdx_5_5_Opt_2_CumSavings!$C$7:$C$59,0),MATCH(CostData!$C$3,Apdx_5_5_Opt_2_CumSavings!$G$6:$Q$6,0))))/1000","v":4744.0768738154247},{"$f":"AL54*INDEX(RefTables!$D$38:$F$39,StateData!$C$74,StateData!$C$73)*10^-3","v":374.57282712985841},7.8955893231259582,null,{"$f":"IF(CostData!$C$6=\"Proposed - Option 1\",\nINDEX(Apdx_5_5_Opt_1_CumSavings!$S$7:$S$59,MATCH(B54,Apdx_5_5_Opt_1_CumSavings!$C$7:$C$59,0)),\nINDEX(Apdx_5_5_Opt_2_CumSavings!$S$7:$S$59,MATCH(B54,Apdx_5_5_Opt_2_CumSavings!$C$7:$C$59,0)))/1000","v":4268.943466044655},null,375.25661288902853,382.07131872571171,374.64232397618349,374.83973184985842,374.57282712985841,369.56873082306333,357.81494589920754,null,7.9100027860052009,8.0536494008882009,7.897054241342369,7.9012153854158251,7.8955893231259582,7.7901083952258467,8.3818150496787265,null,1.4413462879242722E-2,0.15806007776224273,1.4649182164108154E-3,5.626062289866951E-3,0,-0.10548092790011143,0.4862257265527683,null,0.56030931980042009]

{"sheet":"preBB","index":6,"n_rows":54,"n_cols":17,"rows_kept":54,"cut":false,"hidden":true,"merged":[]}
[]
[]
[null,"Initial 2012 (Before Building Blocks)"]
[null,"State",{"$f":"Apdx_1!C4","v":"Coal Rate (lb/MWh)"},{"$f":"Apdx_1!D4","v":"NGCC Rate (lb/MWh)"},{"$f":"Apdx_1!E4","v":"O/G rate (lb/MWh)"},"Other Emissions (thousand metric tons)",{"$f":"Apdx_1!G4","v":"Hist Coal Gen (MWh)"},{"$f":"Apdx_1!H4","v":"Hist NGCC Gen. (MWh)"},{"$f":"Apdx_1!I4","v":"Historic OG steam Gen. (MWh)"},"At-Risk Nuclear (MWh)","RE (MWh)",{"$f":"Apdx_1!J4","v":"Other Gen. (MWh)"},"Historic Fossil Emissions (thousand metric tons)",null,"Numerator (thousand metric tons)","Denominator (GWh)","111(d) Emissions Rate (lbs/MWh)"]
[null,"Alabama",{"$f":"Apdx_1!C5","v":2264.0354115},{"$f":"Apdx_1!D5","v":876.68376069999999},{"$f":"Apdx_1!E5","v":0},{"$f":"Apdx_1!F5*1/2000*1/1000*metric_tons_per_short_ton","v":0},{"$f":"Apdx_1!G5","v":46045176},{"$f":"Apdx_1!H5","v":53492095.964400001},{"$f":"Apdx_1!I5","v":0},{"$f":"GWh_Summary!G5*0.058*1000","v":2368790.2960000001},{"$f":"GWh_Summary!H5*1000","v":2776554},{"$f":"Apdx_1!J5","v":0},{"$f":"SUMPRODUCT(C5:E5,G5:I5)*1/2000*1/1000*metric_tons_per_short_ton+F5","v":68543.604845722351},null,{"$f":"M5","v":68543.604845722351},{"$f":"SUM(G5:I5,K5:L5)*1/1000","v":102313.82596439999},{"$f":"(O5*2000)/(P5*metric_tons_per_short_ton)","v":1477.2545100907055}]
[null,"Alaska",{"$f":"Apdx_1!C6","v":2851.8639784000002},{"$f":"Apdx_1!D6","v":1149.0343319000001},{"$f":"Apdx_1!E6","v":0},{"$f":"Apdx_1!F6*1/2000*1/1000*metric_tons_per_short_ton","v":534.67964448462249},{"$f":"Apdx_1!G6","v":215407},{"$f":"Apdx_1!H6","v":2204942.0011},{"$f":"Apdx_1!I6","v":0},{"$f":"GWh_Summary!G6*0.058*1000","v":0},{"$f":"GWh_Summary!H6*1000","v":39957.990000000005},{"$f":"Apdx_1!J6","v":741852.83059999999},1962.2366592138267,null,{"$f":"M6","v":1962.2366592138267},{"$f":"SUM(G6:I6,K6:L6)*1/1000","v":3202.1598217000001},1351.2356340241124]
[null,"Arizona",{"$f":"Apdx_1!C7","v":2268.1042771000002},{"$f":"Apdx_1!D7","v":899.86091399999998},{"$f":"Apdx_1!E7","v":1562.9144492},{"$f":"Apdx_1!F7*1/2000*1/1000*metric_tons_per_short_ton","v":7.8127928301263205},{"$f":"Apdx_1!G7","v":24335930},{"$f":"Apdx_1!H7","v":26782325.404100001},{"$f":"Apdx_1!I7","v":1033871.4028},{"$f":"GWh_Summary!G7*0.058*1000","v":1852167.128},{"$f":"GWh_Summary!H7*1000","v":1697652.4800000002},{"$f":"Apdx_1!J7","v":19361.3842611},36701.698339496281,null,36701.698339496281,53869.140671161098,1502.34204687907]
[null,"Arkansas",{"$f":"Apdx_1!C8","v":2276.1671658999999},{"$f":"Apdx_1!D8","v":827.20611759999997},{"$f":"Apdx_1!E8","v":1446.3626015},{"$f":"Apdx_1!F8*1/2000*1/1000*metric_tons_per_short_ton","v":357.84821320908173},{"$f":"Apdx_1!G8","v":28378831},{"$f":"Apdx_1!H8","v":15651184.9989},{"$f":"Apdx_1!I8","v":860469.77339999995},{"$f":"GWh_Summary!G8*0.058*1000","v":898601.598},{"$f":"GWh_Summary!H8*1000","v":1660370.07},{"$f":"Apdx_1!J8","v":1310917.1879999998},36087.42193374272,null,36087.42193374272,47861.773030299999,1662.6076830135707]
[null,"California",{"$f":"Apdx_1!C9","v":2184.3824657999999},{"$f":"Apdx_1!D9","v":866.62532759999999},{"$f":"Apdx_1!E9","v":1405.0881457},{"$f":"Apdx_1!F9*1/2000*1/1000*metric_tons_per_short_ton","v":4173.8737313889242},{"$f":"Apdx_1!G9","v":933157},{"$f":"Apdx_1!H9","v":81298989.272799999},{"$f":"Apdx_1!I9","v":10403921},{"$f":"GWh_Summary!G9*0.058*1000","v":1073429.6640000001},{"$f":"GWh_Summary!H9*1000","v":29966845.640000004},{"$f":"Apdx_1!J9","v":14405899.252831599},43679.420175104271,null,43679.420175104271,137008.81216563159,702.99311585775501]
[null,"Colorado",{"$f":"Apdx_1!C10","v":2225.5359119},{"$f":"Apdx_1!D10","v":927.72581000000002},{"$f":"Apdx_1!E10","v":5177.3097086999996},{"$f":"Apdx_1!F10*1/2000*1/1000*metric_tons_per_short_ton","v":20.642850819335315},{"$f":"Apdx_1!G10","v":34385542},{"$f":"Apdx_1!H10","v":8811705.9947999995},{"$f":"Apdx_1!I10","v":618},{"$f":"GWh_Summary!G10*0.058*1000","v":0},{"$f":"GWh_Summary!H10*1000","v":6192081.7999999998},{"$f":"Apdx_1!J10","v":62201.513267400005},38434.04527264856,null,38434.04527264856,49452.149308067397,1713.7743329924535]
[null,"Connecticut",{"$f":"Apdx_1!C11","v":3146.0400358000002},{"$f":"Apdx_1!D11","v":809.89153940000006},{"$f":"Apdx_1!E11","v":1763.5710523},{"$f":"Apdx_1!F11*1/2000*1/1000*metric_tons_per_short_ton","v":7.4630496792356658},{"$f":"Apdx_1!G11","v":99461},{"$f":"Apdx_1!H11","v":15299704.404100001},{"$f":"Apdx_1!I11","v":335267},{"$f":"GWh_Summary!G11*0.058*1000","v":990517.446},{"$f":"GWh_Summary!H11*1000","v":666524.91},{"$f":"Apdx_1!J11","v":30041.165594800012},6036.8709951230694,null,6036.8709951230694,16430.998479694801,810.15972291793651]
[null,"Delaware",{"$f":"Apdx_1!C12","v":2136.9024003999998},{"$f":"Apdx_1!D12","v":979.35543659999996},{"$f":"Apdx_1!E12","v":1429.8429154999999},{"$f":"Apdx_1!F12*1/2000*1/1000*metric_tons_per_short_ton","v":0.91084242999119858},{"$f":"Apdx_1!G12","v":1406502},{"$f":"Apdx_1!H12","v":5179270.0000999998},{"$f":"Apdx_1!I12","v":1076070},{"$f":"GWh_Summary!G12*0.058*1000","v":0},{"$f":"GWh_Summary!H12*1000","v":131050.61999999998},{"$f":"Apdx_1!J12","v":1432.3572751999891},4362.0003034439414,null,4362.0003034439414,7794.3249773752004,1234.0418572512885]
[null,"Florida",{"$f":"Apdx_1!C13","v":2250.7272351000001},{"$f":"Apdx_1!D13","v":864.2511733},{"$f":"Apdx_1!E13","v":1528.8799706},{"$f":"Apdx_1!F13*1/2000*1/1000*metric_tons_per_short_ton","v":2822.3482407023125},{"$f":"Apdx_1!G13","v":44537196},{"$f":"Apdx_1!H13","v":133320419.2579},{"$f":"Apdx_1!I13","v":10025973},{"$f":"GWh_Summary!G13*0.058*1000","v":1036456.2300000002},{"$f":"GWh_Summary!H13*1000","v":4523797.9899999993},{"$f":"Apdx_1!J13","v":3567382.7075262},107486.48309277186,null,107486.48309277186,195974.7689554262,1209.4179239671023]
[null,"Georgia",{"$f":"Apdx_1!C14","v":2294.5501021999999},{"$f":"Apdx_1!D14","v":841.16901270000005},{"$f":"Apdx_1!E14","v":0},{"$f":"Apdx_1!F14*1/2000*1/1000*metric_tons_per_short_ton","v":30.994660095310234},{"$f":"Apdx_1!G14","v":40972090},{"$f":"Apdx_1!H14","v":37591123.001900002},{"$f":"Apdx_1!I14","v":0},{"$f":"GWh_Summary!G14*0.058*1000","v":1968614.7719999999},{"$f":"GWh_Summary!H14*1000","v":3278536.2100000004},{"$f":"Apdx_1!J14","v":83815.36127129996},57005.560667398589,null,57005.560667398589,81925.564573171301,1534.336042971152]
[null,"Hawaii",{"$f":"Apdx_1!C15","v":2077.0173885999998},{"$f":"Apdx_1!D15","v":0},{"$f":"Apdx_1!E15","v":1694.9226693999999},{"$f":"Apdx_1!F15*1/2000*1/1000*metric_tons_per_short_ton","v":166.35884826569196},{"$f":"Apdx_1!G15","v":1502308},{"$f":"Apdx_1!H15","v":0},{"$f":"Apdx_1!I15","v":4093831},{"$f":"GWh_Summary!G15*0.058*1000","v":0},{"$f":"GWh_Summary!H15*1000","v":924815.09999999986},{"$f":"Apdx_1!J15","v":250089.58781180004},4728.136574616793,null,4728.136574616793,6771.0436878117989,1539.7744378605505]
[null,"Idaho",{"$f":"Apdx_1!C16","v":0},{"$f":"Apdx_1!D16","v":857.9888373},{"$f":"Apdx_1!E16","v":0},{"$f":"Apdx_1!F16*1/2000*1/1000*metric_tons_per_short_ton","v":0},{"$f":"Apdx_1!G16","v":0},{"$f":"Apdx_1!H16","v":1639922},{"$f":"Apdx_1!I16","v":0},{"$f":"GWh_Summary!G16*0.058*1000","v":0},{"$f":"GWh_Summary!H16*1000","v":2514502.17},{"$f":"Apdx_1!J16","v":0},638.09026821436021,null,638.09026821436021,4154.4241700000002,338.68346429408786]
[null,"Illinois",{"$f":"Apdx_1!C17","v":2334.1314781999999},{"$f":"Apdx_1!D17","v":865.11049949999995},{"$f":"Apdx_1!E17","v":0},{"$f":"Apdx_1!F17*1/2000*1/1000*metric_tons_per_short_ton","v":227.98071322775624},{"$f":"Apdx_1!G17","v":79166165},{"$f":"Apdx_1!H17","v":7870423.0049999999},{"$f":"Apdx_1!I17","v":0},{"$f":"GWh_Summary!G17*0.058*1000","v":5591275.9220000003},{"$f":"GWh_Summary!H17*1000","v":8372659.9000000004},{"$f":"Apdx_1!J17","v":727383.22051619994},87115.4167852229,null,87115.4167852229,96136.6311255162,1998.1534080601634]
[null,"Indiana",{"$f":"Apdx_1!C18","v":2158.1427699999999},{"$f":"Apdx_1!D18","v":913.95402869999998},{"$f":"Apdx_1!E18","v":0},{"$f":"Apdx_1!F18*1/2000*1/1000*metric_tons_per_short_ton","v":1133.2697196204847},{"$f":"Apdx_1!G18","v":87213268},{"$f":"Apdx_1!H18","v":12839308.9999},{"$f":"Apdx_1!I18","v":0},{"$f":"GWh_Summary!G18*0.058*1000","v":0},{"$f":"GWh_Summary!H18*1000","v":3546367.3999999994},{"$f":"Apdx_1!J18","v":1631176.6947404},91812.055882314875,null,91812.055882314875,105230.1210946404,1923.8993627472921]
[null,"Iowa",{"$f":"Apdx_1!C19","v":2251.3328427000001},{"$f":"Apdx_1!D19","v":894.23068499999999},{"$f":"Apdx_1!E19","v":2421.6860683},{"$f":"Apdx_1!F19*1/2000*1/1000*metric_tons_per_short_ton","v":0},{"$f":"Apdx_1!G19","v":33055156},{"$f":"Apdx_1!H19","v":1437496.0001000001},{"$f":"Apdx_1!I19","v":305111},{"$f":"GWh_Summary!G19*0.058*1000","v":252125.71},{"$f":"GWh_Summary!H19*1000","v":14183424.140000001},{"$f":"Apdx_1!J19","v":0},34666.671216844792,null,34666.671216844792,48981.187140100003,1560.6500960371609]
[null,"Kansas",{"$f":"Apdx_1!C20","v":2363.8496110000001},{"$f":"Apdx_1!D20","v":0},{"$f":"Apdx_1!E20","v":1560.4262702000001},{"$f":"Apdx_1!F20*1/2000*1/1000*metric_tons_per_short_ton","v":0},{"$f":"Apdx_1!G20","v":27979593},{"$f":"Apdx_1!H20","v":0},{"$f":"Apdx_1!I20","v":1632997},{"$f":"GWh_Summary!G20*0.058*1000","v":480525.59200000006},{"$f":"GWh_Summary!H20*1000","v":5252653.3499999996},{"$f":"Apdx_1!J20","v":0},31149.881676190067,null,31149.881676190067,34865.243350000004,1970.0915538553415]
[null,"Kentucky",{"$f":"Apdx_1!C21","v":2166.3264045000001},{"$f":"Apdx_1!D21","v":0},{"$f":"Apdx_1!E21","v":0},{"$f":"Apdx_1!F21*1/2000*1/1000*metric_tons_per_short_ton","v":0},{"$f":"Apdx_1!G21","v":84358283},{"$f":"Apdx_1!H21","v":0},{"$f":"Apdx_1!I21","v":0},{"$f":"GWh_Summary!G21*0.058*1000","v":0},{"$f":"GWh_Summary!H21*1000","v":332879.45},{"$f":"Apdx_1!J21","v":0},82876.025671186711,null,82876.025671186711,84691.162450000003,2157.8116371832075]
[null,"Louisiana",{"$f":"Apdx_1!C22","v":2323.2195671999998},{"$f":"Apdx_1!D22","v":766.29985739999995},{"$f":"Apdx_1!E22","v":1581.2103032},{"$f":"Apdx_1!F22*1/2000*1/1000*metric_tons_per_short_ton","v":1481.6142722991253},{"$f":"Apdx_1!G22","v":24300393},{"$f":"Apdx_1!H22","v":19771182.009100001},{"$f":"Apdx_1!I22","v":14254748},{"$f":"GWh_Summary!G22*0.058*1000","v":908229.65599999996},{"$f":"GWh_Summary!H22*1000","v":2430042.23},{"$f":"Apdx_1!J22","v":5223728.3741199002},44176.624312650158,null,44176.624312650158,65980.093613219899,1476.3941241227294]
[null,"Maine",{"$f":"Apdx_1!C23","v":0},{"$f":"Apdx_1!D23","v":847.59208590000003},{"$f":"Apdx_1!E23","v":2635.1274653999999},{"$f":"Apdx_1!F23*1/2000*1/1000*metric_tons_per_short_ton","v":0},{"$f":"Apdx_1!G23","v":0},{"$f":"Apdx_1!H23","v":4053378.0000999998},{"$f":"Apdx_1!I23","v":59067},{"$f":"GWh_Summary!G23*0.058*1000","v":0},{"$f":"GWh_Summary!H23*1000","v":4098795.34},{"$f":"Apdx_1!J23","v":0},1628.6364952782765,null,1628.6364952782765,8211.2403400999992,437.3590394750247]
[null,"Maryland",{"$f":"Apdx_1!C24","v":2157.9958127},{"$f":"Apdx_1!D24","v":975.17739540000002},{"$f":"Apdx_1!E24","v":1544.2413833000001},{"$f":"Apdx_1!F24*1/2000*1/1000*metric_tons_per_short_ton","v":21.865394790465565},{"$f":"Apdx_1!G24","v":16297835},{"$f":"Apdx_1!H24","v":676555.59400000004},{"$f":"Apdx_1!I24","v":2892354},{"$f":"GWh_Summary!G24*0.058*1000","v":787597.42800000007},{"$f":"GWh_Summary!H24*1000","v":898152.46},{"$f":"Apdx_1!J24","v":20917.47183750011},18296.51596182862,null,18296.51596182862,20785.814525837504,1940.9934050152974]
[null,"Massachusetts",{"$f":"Apdx_1!C25","v":2082.5040770999999},{"$f":"Apdx_1!D25","v":886.31744089999995},{"$f":"Apdx_1!E25","v":1756.554529},{"$f":"Apdx_1!F25*1/2000*1/1000*metric_tons_per_short_ton","v":15.376577593887916},{"$f":"Apdx_1!G25","v":2268133},{"$f":"Apdx_1!H25","v":23603159.816199999},{"$f":"Apdx_1!I25","v":329883.23700000002},{"$f":"GWh_Summary!G25*0.058*1000","v":339853.32},{"$f":"GWh_Summary!H25*1000","v":1843418.9900000002},{"$f":"Apdx_1!J25","v":34983.969129000077},11907.392033417609,null,11907.392033417609,28079.579012329003,935.08000114148456]
[null,"Michigan",{"$f":"Apdx_1!C26","v":2254.9510461},{"$f":"Apdx_1!D26","v":810.28612769999995},{"$f":"Apdx_1!E26","v":1586.13537},{"$f":"Apdx_1!F26*1/2000*1/1000*metric_tons_per_short_ton","v":1380.8738776778148},{"$f":"Apdx_1!G26","v":53210780},{"$f":"Apdx_1!H26","v":18499950.609700002},{"$f":"Apdx_1!I26","v":774872},{"$f":"GWh_Summary!G26*0.058*1000","v":1625143.412},{"$f":"GWh_Summary!H26*1000","v":3785439.1300000008},{"$f":"Apdx_1!J26","v":4299172.8757443},63150.752574092301,null,63150.752574092301,80570.214615444289,1728.3301996699893]
[null,"Minnesota",{"$f":"Apdx_1!C27","v":2317.9822393999998},{"$f":"Apdx_1!D27","v":862.64948679999998},{"$f":"Apdx_1!E27","v":1590.7834353999999},{"$f":"Apdx_1!F27*1/2000*1/1000*metric_tons_per_short_ton","v":38.060264923568283},{"$f":"Apdx_1!G27","v":21989584},{"$f":"Apdx_1!H27","v":5715510.0219999999},{"$f":"Apdx_1!I27","v":29243},{"$f":"GWh_Summary!G27*0.058*1000","v":692739.82000000007},{"$f":"GWh_Summary!H27*1000","v":9453870.5099999998},{"$f":"Apdx_1!J27","v":97924.447742399992},25410.689700715797,null,25410.689700715797,37286.1319797424,1502.7676207673053]
[null,"Mississippi",{"$f":"Apdx_1!C28","v":2493.9278509999999},{"$f":"Apdx_1!D28","v":848.17551279999998},{"$f":"Apdx_1!E28","v":1388.2063624},{"$f":"Apdx_1!F28*1/2000*1/1000*metric_tons_per_short_ton","v":0},{"$f":"Apdx_1!G28","v":7503114},{"$f":"Apdx_1!H28","v":31813676.742600001},{"$f":"Apdx_1!I28","v":4402778},{"$f":"GWh_Summary!G28*0.058*1000","v":423175.772},{"$f":"GWh_Summary!H28*1000","v":1509189.94},{"$f":"Apdx_1!J28","v":0},23494.82414435998,null,23494.82414435998,45228.758682599997,1145.4608196178945]
[null,"Missouri",{"$f":"Apdx_1!C29","v":2084.5587934},{"$f":"Apdx_1!D29","v":889.72164320000002},{"$f":"Apdx_1!E29","v":0},{"$f":"Apdx_1!F29*1/2000*1/1000*metric_tons_per_short_ton","v":0},{"$f":"Apdx_1!G29","v":72939512},{"$f":"Apdx_1!H29","v":4854569.0000999998},{"$f":"Apdx_1!I29","v":0},{"$f":"GWh_Summary!G29*0.058*1000","v":621663.08200000005},{"$f":"GWh_Summary!H29*1000","v":1298578.8999999999},{"$f":"Apdx_1!J29","v":0},70911.943011983647,null,70911.943011983647,79092.659900100014,1976.9965560799631]
[null,"Montana",{"$f":"Apdx_1!C30","v":2437.9229869000001},{"$f":"Apdx_1!D30","v":0},{"$f":"Apdx_1!E30","v":0},{"$f":"Apdx_1!F30*1/2000*1/1000*metric_tons_per_short_ton","v":289.2471201779216},{"$f":"Apdx_1!G30","v":14447406},{"$f":"Apdx_1!H30","v":0},{"$f":"Apdx_1!I30","v":0},{"$f":"GWh_Summary!G30*0.058*1000","v":0},{"$f":"GWh_Summary!H30*1000","v":1261752.22},{"$f":"Apdx_1!J30","v":257516.70187340002},16262.271376152232,null,16262.271376152232,15966.6749218734,2245.8949025253451]
[null,"Nebraska",{"$f":"Apdx_1!C31","v":2181.1538467999999},{"$f":"Apdx_1!D31","v":1097.0761336},{"$f":"Apdx_1!E31","v":1754.9565611},{"$f":"Apdx_1!F31*1/2000*1/1000*metric_tons_per_short_ton","v":0},{"$f":"Apdx_1!G31","v":24660983},{"$f":"Apdx_1!H31","v":423637.99900000001},{"$f":"Apdx_1!I31","v":37524},{"$f":"GWh_Summary!G31*0.058*1000","v":336491.52400000003},{"$f":"GWh_Summary!H31*1000","v":1346761.78},{"$f":"Apdx_1!J31","v":0},24634.126378163262,null,24634.126378163262,26468.906779000004,2052.2197806599133]
[null,"Nevada",{"$f":"Apdx_1!C32","v":2274.5965673999999},{"$f":"Apdx_1!D32","v":882.52729220000003},{"$f":"Apdx_1!E32","v":1459.1431344},{"$f":"Apdx_1!F32*1/2000*1/1000*metric_tons_per_short_ton","v":78.31061217307159},{"$f":"Apdx_1!G32","v":4133662},{"$f":"Apdx_1!H32","v":23783255.668000001},{"$f":"Apdx_1!I32","v":279983},{"$f":"GWh_Summary!G32*0.058*1000","v":0},{"$f":"GWh_Summary!H32*1000","v":2968630.3499999996},{"$f":"Apdx_1!J32","v":198036.66767519998},14046.256136953964,null,14046.256136953964,31363.5676856752,987.54713478197664]
[null,"New Hampshire",{"$f":"Apdx_1!C33","v":2382.0218552000001},{"$f":"Apdx_1!D33","v":877.57721819999995},{"$f":"Apdx_1!E33","v":1889.4471039},{"$f":"Apdx_1!F33*1/2000*1/1000*metric_tons_per_short_ton","v":0},{"$f":"Apdx_1!G33","v":1281341},{"$f":"Apdx_1!H33","v":6946868.9999000002},{"$f":"Apdx_1!I33","v":72614},{"$f":"GWh_Summary!G33*0.058*1000","v":474972.49799999996},{"$f":"GWh_Summary!H33*1000","v":1381285.06},{"$f":"Apdx_1!J33","v":0},4211.1087354696592,null,4211.1087354696592,9682.1090598999999,959.06754330593981]
[null,"New Jersey",{"$f":"Apdx_1!C34","v":2101.7207950000002},{"$f":"Apdx_1!D34","v":889.19617849999997},{"$f":"Apdx_1!E34","v":1472.6911917},{"$f":"Apdx_1!F34*1/2000*1/1000*metric_tons_per_short_ton","v":1102.8493190085044},{"$f":"Apdx_1!G34","v":2602990},{"$f":"Apdx_1!H34","v":20015729.511599999},{"$f":"Apdx_1!I34","v":173972},{"$f":"GWh_Summary!G34*0.058*1000","v":1920392.9920000003},{"$f":"GWh_Summary!H34*1000","v":1280714.6399999999},{"$f":"Apdx_1!J34","v":2295215.174348},11771.380329136491,null,11771.380329136491,26368.621325947999,984.37976331219545]
[null,"New Mexico",{"$f":"Apdx_1!C35","v":2340.9359761999999},{"$f":"Apdx_1!D35","v":907.40862790000006},{"$f":"Apdx_1!E35","v":1313.4459059999999},{"$f":"Apdx_1!F35*1/2000*1/1000*metric_tons_per_short_ton","v":0},{"$f":"Apdx_1!G35","v":11353987},{"$f":"Apdx_1!H35","v":5730957},{"$f":"Apdx_1!I35","v":2208001},{"$f":"GWh_Summary!G35*0.058*1000","v":0},{"$f":"GWh_Summary!H35*1000","v":2573851.31},{"$f":"Apdx_1!J35","v":0},15727.092636743197,null,15727.092636743197,21866.796309999998,1585.9372288370173]
[null,"New York",{"$f":"Apdx_1!C36","v":2219.4027956},{"$f":"Apdx_1!D36","v":933.76639460000001},{"$f":"Apdx_1!E36","v":1366.2534776},{"$f":"Apdx_1!F36*1/2000*1/1000*metric_tons_per_short_ton","v":871.17912323489179},{"$f":"Apdx_1!G36","v":4156143.4079999998},{"$f":"Apdx_1!H36","v":44002776.7729},{"$f":"Apdx_1!I36","v":12502558},{"$f":"GWh_Summary!G36*0.058*1000","v":2364924.48},{"$f":"GWh_Summary!H36*1000","v":5192427.4400000004},{"$f":"Apdx_1!J36","v":2590211.4823018005},31434.418830851337,null,31434.418830851337,68444.117103201788,1012.7261362691789]
[null,"North Carolina",{"$f":"Apdx_1!C37","v":2044.2853448000001},{"$f":"Apdx_1!D37","v":851.23011589999999},{"$f":"Apdx_1!E37","v":0},{"$f":"Apdx_1!F37*1/2000*1/1000*metric_tons_per_short_ton","v":374.97485100679472},{"$f":"Apdx_1!G37","v":50607838},{"$f":"Apdx_1!H37","v":15195335.001800001},{"$f":"Apdx_1!I37","v":0},{"$f":"GWh_Summary!G37*0.058*1000","v":2284364.3360000001},{"$f":"GWh_Summary!H37*1000","v":2703919.32},{"$f":"Apdx_1!J37","v":362531.25863500009},{"$f":"SUMPRODUCT(C37:E37,G37:I37)*1/2000*1/1000*metric_tons_per_short_ton+F37","v":53158.560158722612},null,53158.560158722612,68869.623580435,{"$f":"(O37*2000)/(P37*metric_tons_per_short_ton)","v":1702.0339106719466}]
[null,"North Dakota",{"$f":"Apdx_1!C38","v":2367.8470266999998},{"$f":"Apdx_1!D38","v":0},{"$f":"Apdx_1!E38","v":0},{"$f":"Apdx_1!F38*1/2000*1/1000*metric_tons_per_short_ton","v":0},{"$f":"Apdx_1!G38","v":28186691},{"$f":"Apdx_1!H38","v":0},{"$f":"Apdx_1!I38","v":0},{"$f":"GWh_Summary!G38*0.058*1000","v":0},{"$f":"GWh_Summary!H38*1000","v":5280052},{"$f":"Apdx_1!J38","v":0},30267.393818256758,null,30267.393818256758,33466.743000000002,1994.2715213387107]
[null,"Ohio",{"$f":"Apdx_1!C39","v":2126.4919454000001},{"$f":"Apdx_1!D39","v":962.64416500000004},{"$f":"Apdx_1!E39","v":1331.8594760999999},{"$f":"Apdx_1!F39*1/2000*1/1000*metric_tons_per_short_ton","v":129.12619127601081},{"$f":"Apdx_1!G39","v":86473075},{"$f":"Apdx_1!H39","v":20907183.119899999},{"$f":"Apdx_1!I39","v":321602},{"$f":"GWh_Summary!G39*0.058*1000","v":991045.88399999996},{"$f":"GWh_Summary!H39*1000","v":1738621.75},{"$f":"Apdx_1!J39","v":214178.34231189999},92842.123800587302,null,92842.123800587302,109654.66021221191,1866.9843680062002]
[null,"Oklahoma",{"$f":"Apdx_1!C40","v":2304.7120074999998},{"$f":"Apdx_1!D40","v":891.47868089999997},{"$f":"Apdx_1!E40","v":1382.0249091000001},{"$f":"Apdx_1!F40*1/2000*1/1000*metric_tons_per_short_ton","v":6.2831985169427389},{"$f":"Apdx_1!G40","v":29102160},{"$f":"Apdx_1!H40","v":29943376.000300001},{"$f":"Apdx_1!I40","v":8488757.7226999998},{"$f":"GWh_Summary!G40*0.058*1000","v":0},{"$f":"GWh_Summary!H40*1000","v":8520724.0499999989},{"$f":"Apdx_1!J40","v":13846.757718600027},47849.469085579178,null,47849.469085579178,76068.864530718594,1387.0524965588077]
[null,"Oregon",{"$f":"Apdx_1!C41","v":2079.5252223000002},{"$f":"Apdx_1!D41","v":852.62905750000004},{"$f":"Apdx_1!E41","v":0},{"$f":"Apdx_1!F41*1/2000*1/1000*metric_tons_per_short_ton","v":46.957812256833442},{"$f":"Apdx_1!G41","v":2640259},{"$f":"Apdx_1!H41","v":11424290.9999},{"$f":"Apdx_1!I41","v":0},{"$f":"GWh_Summary!G41*0.058*1000","v":0},{"$f":"GWh_Summary!H41*1000","v":7207229.3700000001},{"$f":"Apdx_1!J41","v":123816.30492919998},6954.2923423277471,null,6954.2923423277471,21395.595674829201,716.72288194553255]
[null,"Pennsylvania",{"$f":"Apdx_1!C42","v":2107.9581696},{"$f":"Apdx_1!D42","v":854.6162266},{"$f":"Apdx_1!E42","v":1514.9898418},{"$f":"Apdx_1!F42*1/2000*1/1000*metric_tons_per_short_ton","v":1428.9585996164326},{"$f":"Apdx_1!G42","v":87052562},{"$f":"Apdx_1!H42","v":50028719.1127},{"$f":"Apdx_1!I42","v":1638387},{"$f":"GWh_Summary!G42*0.058*1000","v":4360115.6639999999},{"$f":"GWh_Summary!H42*1000","v":4459117.6100000003},{"$f":"Apdx_1!J42","v":3804205.3246400007},105162.84521771965,null,105162.84521771965,146982.99104734001,1577.6764952872372]
[null,"Rhode Island",{"$f":"Apdx_1!C43","v":0},{"$f":"Apdx_1!D43","v":917.88145899999995},{"$f":"Apdx_1!E43","v":0},{"$f":"Apdx_1!F43*1/2000*1/1000*metric_tons_per_short_ton","v":0},{"$f":"Apdx_1!G43","v":0},{"$f":"Apdx_1!H43","v":8140017.2830999997},{"$f":"Apdx_1!I43","v":0},{"$f":"GWh_Summary!G43*0.058*1000","v":0},{"$f":"GWh_Summary!H43*1000","v":101895},{"$f":"Apdx_1!J43","v":0},3388.3574213340094,null,3388.3574213340094,8241.9122831000004,906.53366396745832]
[null,"South Carolina",{"$f":"Apdx_1!C44","v":2164.0502320999999},{"$f":"Apdx_1!D44","v":846.748332},{"$f":"Apdx_1!E44","v":1730.3936679000001},{"$f":"Apdx_1!F44*1/2000*1/1000*metric_tons_per_short_ton","v":4.9207230043820456},{"$f":"Apdx_1!G44","v":28460318},{"$f":"Apdx_1!H44","v":11209393.612},{"$f":"Apdx_1!I44","v":405616},{"$f":"GWh_Summary!G44*0.058*1000","v":2966427.5160000003},{"$f":"GWh_Summary!H44*1000","v":2143472.62},{"$f":"Apdx_1!J44","v":14670.8146452},32558.496926521726,null,32558.496926521726,42233.471046645202,1699.9270304542381]
[null,"South Dakota",{"$f":"Apdx_1!C45","v":2266.0022379000002},{"$f":"Apdx_1!D45","v":1131.2330233},{"$f":"Apdx_1!E45","v":0},{"$f":"Apdx_1!F45*1/2000*1/1000*metric_tons_per_short_ton","v":0},{"$f":"Apdx_1!G45","v":2923161},{"$f":"Apdx_1!H45","v":27096},{"$f":"Apdx_1!I45","v":0},{"$f":"GWh_Summary!G45*0.058*1000","v":0},{"$f":"GWh_Summary!H45*1000","v":2914666},{"$f":"Apdx_1!J45","v":0},3017.8344603856976,null,3017.8344603856976,5864.9229999999998,1134.6340365834878]
[null,"Tennessee",{"$f":"Apdx_1!C46","v":2244.4869758},{"$f":"Apdx_1!D46","v":812.86077809999995},{"$f":"Apdx_1!E46","v":0},{"$f":"Apdx_1!F46*1/2000*1/1000*metric_tons_per_short_ton","v":0},{"$f":"Apdx_1!G46","v":34373696},{"$f":"Apdx_1!H46","v":6548896.9570000004},{"$f":"Apdx_1!I46","v":0},{"$f":"GWh_Summary!G46*0.058*1000","v":1455921.858},{"$f":"GWh_Summary!H46*1000","v":836457.85},{"$f":"Apdx_1!J46","v":0},37402.255796826488,null,37402.255796826488,41759.050807000007,1975.0126706531175]
[null,"Texas",{"$f":"Apdx_1!C47","v":2238.6050648999999},{"$f":"Apdx_1!D47","v":837.48263850000001},{"$f":"Apdx_1!E47","v":1376.7255286},{"$f":"Apdx_1!F47*1/2000*1/1000*metric_tons_per_short_ton","v":10610.032232165544},{"$f":"Apdx_1!G47","v":138705137.94580001},{"$f":"Apdx_1!H47","v":148010277.7022},{"$f":"Apdx_1!I47","v":20911868},{"$f":"GWh_Summary!G47*0.058*1000","v":2229578.986},{"$f":"GWh_Summary!H47*1000","v":34016696.529999994},{"$f":"Apdx_1!J47","v":35025953.075113818},220694.79824837242,null,220694.79824837242,376669.93325311382,1291.9742279128127]
[null,"Utah",{"$f":"Apdx_1!C48","v":2070.8755593999999},{"$f":"Apdx_1!D48","v":884.48694069999999},{"$f":"Apdx_1!E48","v":1866.9743576999999},{"$f":"Apdx_1!F48*1/2000*1/1000*metric_tons_per_short_ton","v":0},{"$f":"Apdx_1!G48","v":27332140},{"$f":"Apdx_1!H48","v":5447362},{"$f":"Apdx_1!I48","v":120348},{"$f":"GWh_Summary!G48*0.058*1000","v":0},{"$f":"GWh_Summary!H48*1000","v":1099723.94},{"$f":"Apdx_1!J48","v":0},27955.675489187543,null,27955.675489187543,33999.573939999995,1813.0894228601337]
[null,"Virginia",{"$f":"Apdx_1!C49","v":2267.8419319999998},{"$f":"Apdx_1!D49","v":903.25933120000002},{"$f":"Apdx_1!E49","v":1652.3647022},{"$f":"Apdx_1!F49*1/2000*1/1000*metric_tons_per_short_ton","v":1170.8910115551303},{"$f":"Apdx_1!G49","v":13641552},{"$f":"Apdx_1!H49","v":23070349.8473},{"$f":"Apdx_1!I49","v":343908},{"$f":"GWh_Summary!G49*0.058*1000","v":1665956.62},{"$f":"GWh_Summary!H49*1000","v":2358443.6},{"$f":"Apdx_1!J49","v":1140287.9820959999},24908.738035607072,null,24908.738035607072,40554.541429396006,1354.3625575101519]
[null,"Washington",{"$f":"Apdx_1!C50","v":2431.8756291},{"$f":"Apdx_1!D50","v":823.08344480000005},{"$f":"Apdx_1!E50","v":0},{"$f":"Apdx_1!F50*1/2000*1/1000*metric_tons_per_short_ton","v":381.42943627080695},{"$f":"Apdx_1!G50","v":3735730},{"$f":"Apdx_1!H50","v":5665045},{"$f":"Apdx_1!I50","v":0},{"$f":"GWh_Summary!G50*0.058*1000","v":541355.12200000009},{"$f":"GWh_Summary!H50*1000","v":8214350.1699999999},{"$f":"Apdx_1!J50","v":1181813.6844964998},6615.982134362006,null,6615.982134362006,18796.9388544965,776.12183837090174]
[null,"West Virginia",{"$f":"Apdx_1!C51","v":2056.1693873999998},{"$f":"Apdx_1!D51","v":0},{"$f":"Apdx_1!E51","v":0},{"$f":"Apdx_1!F51*1/2000*1/1000*metric_tons_per_short_ton","v":258.07319004281845},{"$f":"Apdx_1!G51","v":70074636},{"$f":"Apdx_1!H51","v":0},{"$f":"Apdx_1!I51","v":0},{"$f":"GWh_Summary!G51*0.058*1000","v":0},{"$f":"GWh_Summary!H51*1000","v":1296562.9499999997},{"$f":"Apdx_1!J51","v":270212.83256560005},65600.766434239296,null,65600.766434239296,71641.411782565614,2019.1449003579799]
[null,"Wisconsin",{"$f":"Apdx_1!C52","v":2362.8620348999998},{"$f":"Apdx_1!D52","v":833.44731530000001},{"$f":"Apdx_1!E52","v":1797.8866324999999},{"$f":"Apdx_1!F52*1/2000*1/1000*metric_tons_per_short_ton","v":60.598055148424294},{"$f":"Apdx_1!G52","v":32112721},{"$f":"Apdx_1!H52","v":10244272.9537},{"$f":"Apdx_1!I52","v":47668},{"$f":"GWh_Summary!G52*0.058*1000","v":829376.51},{"$f":"GWh_Summary!H52*1000","v":3223177.8900000006},{"$f":"Apdx_1!J52","v":160189.20979510003},38382.1157121469,null,38382.1157121469,45788.029053495098,1848.4157877633475]
[null,"Wyoming",{"$f":"Apdx_1!C53","v":2330.5399379},{"$f":"Apdx_1!D53","v":0},{"$f":"Apdx_1!E53","v":0},{"$f":"Apdx_1!F53*1/2000*1/1000*metric_tons_per_short_ton","v":0},{"$f":"Apdx_1!G53","v":42907427},{"$f":"Apdx_1!H53","v":0},{"$f":"Apdx_1!I53","v":0},{"$f":"GWh_Summary!G53*0.058*1000","v":0},{"$f":"GWh_Summary!H53*1000","v":4369107},{"$f":"Apdx_1!J53","v":0},45348.853668109055,null,45348.853668109055,47276.534,2115.1608164851673]
[null,"U.S. Total",null,null,null,null,null,null,null,null,null,null,null,null,{"$f":"SUM(O5:O53)","v":1952458.2117673378},{"$f":"SUM(P5:P53)","v":2831323.4143153145},1520.5999631702962]

{"sheet":"BB1","index":7,"n_rows":54,"n_cols":14,"rows_kept":54,"cut":false,"hidden":true,"merged":[]}
[]
[]
[null,"(1) Lower Average Coal Emission Rate"]
[null,"State",{"$f":"Apdx_1!C4","v":"Coal Rate (lb/MWh)"},{"$f":"Apdx_1!G4","v":"Hist Coal Gen (MWh)"},"Hist Coal Emissions (thousand metric tons)",{"$f":"Apdx_1!M4","v":"Adj. Coal Rate (lbs/MWh)"},"Adj. Coal Emissions (thousand metric tons)","Emission Reduction (thousand metric tons)","Percentage Reduction",null,"Numerator (thousand metric tons)","Denominator (GWh)","111(d) Emissions Rate (lbs/MWh)","111(d) Emissions Rate Reduction (lbs/MWh)"]
[null,"Alabama",{"$f":"Apdx_1!C5","v":2264.0354115},{"$f":"Apdx_1!G5","v":46045176},{"$f":"C5*D5*1/2000*1/1000*metric_tons_per_short_ton","v":47276.426728212093},{"$f":"C5*0.94","v":2128.1932868099998},{"$f":"F5*D5*1/2000*1/1000*metric_tons_per_short_ton","v":44439.841124519357},{"$f":"G5-E5","v":-2836.5856036927362},{"$f":"IF(E5=0,0,H5/E5)","v":-6.0000000000000227E-2},null,{"$f":"preBB!O5+'BB1'!H5","v":65707.019242029608},{"$f":"preBB!P5","v":102313.82596439999},{"$f":"(K5*2000)/(L5*metric_tons_per_short_ton)","v":1416.1203038325853},{"$f":"preBB!Q5-'BB1'!M5","v":61.13420625812023}]
[null,"Alaska",{"$f":"Apdx_1!C6","v":2851.8639784000002},{"$f":"Apdx_1!G6","v":215407},278.59024892182725,{"$f":"C6*0.94","v":2680.7521396960001},{"$f":"F6*D6*1/2000*1/1000*metric_tons_per_short_ton","v":261.87483398651756},{"$f":"G6-E6","v":-16.715414935309695},{"$f":"IF(E6=0,0,H6/E6)","v":-6.0000000000000213E-2},null,{"$f":"preBB!O6+'BB1'!H6","v":1945.5212442785169},{"$f":"preBB!P6","v":3202.1598217000001},1339.7250630682427,{"$f":"preBB!Q6-'BB1'!M6","v":11.510570955869753}]
[null,"Arizona",{"$f":"Apdx_1!C7","v":2268.1042771000002},{"$f":"Apdx_1!G7","v":24335930},25031.579608313514,2132.018020474,23529.684831814702,{"$f":"G7-E7","v":-1501.8947764988116},{"$f":"IF(E7=0,0,H7/E7)","v":-6.0000000000000032E-2},null,{"$f":"preBB!O7+'BB1'!H7","v":35199.803562997469},{"$f":"preBB!P7","v":53869.140671161098},1440.8637018757806,{"$f":"preBB!Q7-'BB1'!M7","v":61.478345003289405}]
[null,"Arkansas",{"$f":"Apdx_1!C8","v":2276.1671658999999},{"$f":"Apdx_1!G8","v":28378831},29293.815869622162,2139.597135946,27536.186917444837,-1757.6289521773251,-5.9999999999999845E-2,null,{"$f":"preBB!O8+'BB1'!H8","v":34329.792981565392},{"$f":"preBB!P8","v":47861.773030299999},1581.6307873754611,{"$f":"preBB!Q8-'BB1'!M8","v":80.976895638109681}]
[null,"California",{"$f":"Apdx_1!C9","v":2184.3824657999999},{"$f":"Apdx_1!G9","v":933157},924.4016061475736,2053.3195178519995,868.93750977871912,-55.464096368854484,-6.0000000000000074E-2,null,{"$f":"preBB!O9+'BB1'!H9","v":43623.956078735413},{"$f":"preBB!P9","v":137008.81216563159},702.10045570411125,{"$f":"preBB!Q9-'BB1'!M9","v":0.89266015364376017}]
[null,"Colorado",{"$f":"Apdx_1!C10","v":2225.5359119},{"$f":"Apdx_1!G10","v":34385542},34704.658262014607,2092.0037571859998,32622.378766293725,-2082.2794957208826,-6.0000000000000178E-2,null,{"$f":"preBB!O10+'BB1'!H10","v":36351.765776927678},{"$f":"preBB!P10","v":49452.149308067397},1620.9254765016053,{"$f":"preBB!Q10-'BB1'!M10","v":92.84885649084822}]
[null,"Connecticut",{"$f":"Apdx_1!C11","v":3146.0400358000002},{"$f":"Apdx_1!G11","v":99461},141.90390860831917,2957.2776336520001,133.38967409182004,-8.5142345164991298,-5.9999999999999859E-2,null,{"$f":"preBB!O11+'BB1'!H11","v":6028.3567606065699},{"$f":"preBB!P11","v":16430.998479694801},809.01709623561737,{"$f":"preBB!Q11-'BB1'!M11","v":1.1426266823191327}]
[null,"Delaware",{"$f":"Apdx_1!C12","v":2136.9024003999998},{"$f":"Apdx_1!G12","v":1406502},1363.0203262352161,2008.6882563759998,1281.2391066611033,-81.781219574112811,-5.9999999999999887E-2,null,{"$f":"preBB!O12+'BB1'!H12","v":4280.2190838698289},{"$f":"preBB!P12","v":7794.3249773752004},1210.9053508159652,{"$f":"preBB!Q12-'BB1'!M12","v":23.136506435323327}]
[null,"Florida",{"$f":"Apdx_1!C13","v":2250.7272351000001},{"$f":"Apdx_1!G13","v":44537196},45459.329785526708,2115.6836009939998,42731.769998395102,-2727.5597871316058,-6.0000000000000074E-2,null,{"$f":"preBB!O13+'BB1'!H13","v":104758.92330564026},{"$f":"preBB!P13","v":195974.7689554262},1178.7279283478235,{"$f":"preBB!Q13-'BB1'!M13","v":30.689995619278761}]
[null,"Georgia",{"$f":"Apdx_1!C14","v":2294.5501021999999},{"$f":"Apdx_1!G14","v":40972090},42634.674780120389,2156.8770960679999,40076.594293313166,-2558.0804868072228,-5.9999999999999984E-2,null,{"$f":"preBB!O14+'BB1'!H14","v":54447.480180591367},{"$f":"preBB!P14","v":81925.564573171301},1465.4838986228169,{"$f":"preBB!Q14-'BB1'!M14","v":68.852144348335059}]
[null,"Hawaii",{"$f":"Apdx_1!C15","v":2077.0173885999998},{"$f":"Apdx_1!G15","v":1502308},1415.065047001415,1952.3963452839996,1330.16114418133,-84.903902820085023,-6.0000000000000088E-2,null,{"$f":"preBB!O15+'BB1'!H15","v":4643.232671796708},{"$f":"preBB!P15","v":6771.0436878117989},1512.1244626168557,{"$f":"preBB!Q15-'BB1'!M15","v":27.649975243694826}]
[null,"Idaho",{"$f":"Apdx_1!C16","v":0},{"$f":"Apdx_1!G16","v":0},0,0,0,0,0,null,{"$f":"preBB!O16+'BB1'!H16","v":638.09026821436021},{"$f":"preBB!P16","v":4154.4241700000002},338.68346429408786,{"$f":"preBB!Q16-'BB1'!M16","v":0}]
[null,"Illinois",{"$f":"Apdx_1!C17","v":2334.1314781999999},{"$f":"Apdx_1!G17","v":79166165},83799.651812765849,2194.0835895079999,78771.67270399991,-5027.9791087659396,-5.9999999999999866E-2,null,{"$f":"preBB!O17+'BB1'!H17","v":82087.437676456961},{"$f":"preBB!P17","v":96136.6311255162},1882.8273961717584,{"$f":"preBB!Q17-'BB1'!M17","v":115.32601188840499}]
[null,"Indiana",{"$f":"Apdx_1!C18","v":2158.1427699999999},{"$f":"Apdx_1!G18","v":87213268},85357.173095260499,2028.6542037999998,80235.74270954488,-5121.4303857156192,-5.9999999999999873E-2,null,{"$f":"preBB!O18+'BB1'!H18","v":86690.625496599256},{"$f":"preBB!P18","v":105230.1210946404},1816.5810311758626,{"$f":"preBB!Q18-'BB1'!M18","v":107.31833157142955}]
[null,"Iowa",{"$f":"Apdx_1!C19","v":2251.3328427000001},{"$f":"Apdx_1!G19","v":33055156},33748.634799649182,2116.2528721379999,31723.716711670229,-2024.9180879789528,-6.0000000000000053E-2,null,{"$f":"preBB!O19+'BB1'!H19","v":32641.753128865839},{"$f":"preBB!P19","v":48981.187140100003},1469.4908212194457,{"$f":"preBB!Q19-'BB1'!M19","v":91.159274817715186}]
[null,"Kansas",{"$f":"Apdx_1!C20","v":2363.8496110000001},{"$f":"Apdx_1!G20","v":27979593},29994.285938146204,2222.0186343400001,28194.628781857435,-1799.6571562887693,-5.9999999999999901E-2,null,{"$f":"preBB!O20+'BB1'!H20","v":29350.224519901298},{"$f":"preBB!P20","v":34865.243350000004},1856.2712382504228,{"$f":"preBB!Q20-'BB1'!M20","v":113.82031560491873}]
[null,"Kentucky",{"$f":"Apdx_1!C21","v":2166.3264045000001},{"$f":"Apdx_1!G21","v":84358283},82876.025671186711,2036.34682023,77903.464130915498,-4972.5615402712137,-6.0000000000000137E-2,null,{"$f":"preBB!O21+'BB1'!H21","v":77903.464130915498},{"$f":"preBB!P21","v":84691.162450000003},2028.3429389522146,{"$f":"preBB!Q21-'BB1'!M21","v":129.46869823099291}]
[null,"Louisiana",{"$f":"Apdx_1!C22","v":2323.2195671999998},{"$f":"Apdx_1!G22","v":24300393},25602.409848491334,2183.8263931679999,24066.26525758185,-1536.1445909094837,-6.0000000000000143E-2,null,{"$f":"preBB!O22+'BB1'!H22","v":42640.479721740674},{"$f":"preBB!P22","v":65980.093613219899},1425.0557775851862,{"$f":"preBB!Q22-'BB1'!M22","v":51.338346537543202}]
[null,"Maine",{"$f":"Apdx_1!C23","v":0},{"$f":"Apdx_1!G23","v":0},0,0,0,0,0,null,{"$f":"preBB!O23+'BB1'!H23","v":1628.6364952782765},{"$f":"preBB!P23","v":8211.2403400999992},437.3590394750247,{"$f":"preBB!Q23-'BB1'!M23","v":0}]
[null,"Maryland",{"$f":"Apdx_1!C24","v":2157.9958127},{"$f":"Apdx_1!G24","v":16297835},15949.894167635241,2028.5160639379999,14992.900517577129,-956.9936500581116,-5.9999999999999824E-2,null,{"$f":"preBB!O24+'BB1'!H24","v":17339.52231177051},{"$f":"preBB!P24","v":20785.814525837504},1839.4703408822359,{"$f":"preBB!Q24-'BB1'!M24","v":101.52306413306155}]
[null,"Massachusetts",{"$f":"Apdx_1!C25","v":2082.5040770999999},{"$f":"Apdx_1!G25","v":2268133},2142.0601857269421,1957.5538324739998,2013.5365745833253,-128.52361114361679,-6.0000000000000123E-2,null,{"$f":"preBB!O25+'BB1'!H25","v":11778.868422273992},{"$f":"preBB!P25","v":28079.579012329003},924.98712285901934,{"$f":"preBB!Q25-'BB1'!M25","v":10.092878282465222}]
[null,"Michigan",{"$f":"Apdx_1!C26","v":2254.9510461},{"$f":"Apdx_1!G26","v":53210780},54414.423775245414,2119.6539833339998,51149.558348730694,-3264.8654265147197,-5.9999999999999908E-2,null,{"$f":"preBB!O26+'BB1'!H26","v":59885.887147577581},{"$f":"preBB!P26","v":80570.214615444289},1638.9763078397471,{"$f":"preBB!Q26-'BB1'!M26","v":89.353891830242219}]
[null,"Minnesota",{"$f":"Apdx_1!C27","v":2317.9822393999998},{"$f":"Apdx_1!G27","v":21989584},23115.559451780762,2178.9033050359999,21728.625884673918,-1386.9335671068438,-5.9999999999999921E-2,null,{"$f":"preBB!O27+'BB1'!H27","v":24023.756133608953},{"$f":"preBB!P27","v":37286.1319797424},1420.7454922319766,{"$f":"preBB!Q27-'BB1'!M27","v":82.022128535328648}]
[null,"Mississippi",{"$f":"Apdx_1!C28","v":2493.9278509999999},{"$f":"Apdx_1!G28","v":7503114},8485.9940256310056,2344.2921799399996,7976.8343840931439,-509.15964153786172,-6.0000000000000164E-2,null,{"$f":"preBB!O28+'BB1'!H28","v":22985.664502822117},{"$f":"preBB!P28","v":45228.758682599997},1120.6373769426566,{"$f":"preBB!Q28-'BB1'!M28","v":24.823442675237857}]
[null,"Missouri",{"$f":"Apdx_1!C29","v":2084.5587934},{"$f":"Apdx_1!G29","v":72939512},68953.178960597841,1959.4852657959998,64815.988222961969,-4137.1907376358722,-6.0000000000000026E-2,null,{"$f":"preBB!O29+'BB1'!H29","v":66774.752274347775},{"$f":"preBB!P29","v":79092.659900100014},1861.6533361265936,{"$f":"preBB!Q29-'BB1'!M29","v":115.3432199533695}]
[null,"Montana",{"$f":"Apdx_1!C30","v":2437.9229869000001},{"$f":"Apdx_1!G30","v":14447406},15973.024255974311,2291.6476076859999,15014.642800615851,-958.38145535845979,-6.0000000000000067E-2,null,{"$f":"preBB!O30+'BB1'!H30","v":15303.889920793772},{"$f":"preBB!P30","v":15966.6749218734},2113.5379902910058,{"$f":"preBB!Q30-'BB1'!M30","v":132.35691223433923}]
[null,"Nebraska",{"$f":"Apdx_1!C31","v":2181.1538467999999},{"$f":"Apdx_1!G31","v":24660983},24393.491964120851,2050.284615992,22929.882446273601,-1463.6095178472497,-5.9999999999999942E-2,null,{"$f":"preBB!O31+'BB1'!H31","v":23170.516860316013},{"$f":"preBB!P31","v":26468.906779000004},1930.2894001147033,{"$f":"preBB!Q31-'BB1'!M31","v":121.93038054521003}]
[null,"Nevada",{"$f":"Apdx_1!C32","v":2274.5965673999999},{"$f":"Apdx_1!G32","v":4133662},4263.9944750822897,2138.120773356,4008.1548065773522,-255.83966850493744,-6.0000000000000012E-2,null,{"$f":"preBB!O32+'BB1'!H32","v":13790.416468449026},{"$f":"preBB!P32","v":31363.5676856752},969.55986976757049,{"$f":"preBB!Q32-'BB1'!M32","v":17.987265014406148}]
[null,"New Hampshire",{"$f":"Apdx_1!C33","v":2382.0218552000001},{"$f":"Apdx_1!G33","v":1281341},1384.164657614594,2239.1005438880002,1301.1147781577185,-83.049879456875487,-5.9999999999999887E-2,null,{"$f":"preBB!O33+'BB1'!H33","v":4128.0588560127835},{"$f":"preBB!P33","v":9682.1090598999999},940.15317921182987,{"$f":"preBB!Q33-'BB1'!M33","v":18.914364094109942}]
[null,"New Jersey",{"$f":"Apdx_1!C34","v":2101.7207950000002},{"$f":"Apdx_1!G34","v":2602990},2480.9888492222922,1975.6175473000001,2332.1295182689551,-148.85933095333712,-5.9999999999999838E-2,null,{"$f":"preBB!O34+'BB1'!H34","v":11622.520998183154},{"$f":"preBB!P34","v":26368.621325947999},971.93142599970906,{"$f":"preBB!Q34-'BB1'!M34","v":12.448337312486387}]
[null,"New Mexico",{"$f":"Apdx_1!C35","v":2340.9359761999999},{"$f":"Apdx_1!G35","v":11353987},12053.556836968824,2200.4798176279996,11330.343426750693,-723.21341021813168,-6.0000000000000185E-2,null,{"$f":"preBB!O35+'BB1'!H35","v":15003.879226525065},{"$f":"preBB!P35","v":21866.796309999998},1513.0075972673876,{"$f":"preBB!Q35-'BB1'!M35","v":72.929631569629692}]
[null,"New York",{"$f":"Apdx_1!C36","v":2219.4027956},{"$f":"Apdx_1!G36","v":4156143.4079999998},4183.1548814285734,2086.2386278639997,3932.165588542859,-250.98929288571435,-5.9999999999999984E-2,null,{"$f":"preBB!O36+'BB1'!H36","v":31183.429537965621},{"$f":"preBB!P36","v":68444.117103201788},1004.6399865554896,{"$f":"preBB!Q36-'BB1'!M36","v":8.0861497136893377}]
[null,"North Carolina",{"$f":"Apdx_1!C37","v":2044.2853448000001},{"$f":"Apdx_1!G37","v":50607838},{"$f":"C37*D37*1/2000*1/1000*metric_tons_per_short_ton","v":46917.68671537959},1921.628224112,{"$f":"F37*D37*1/2000*1/1000*metric_tons_per_short_ton","v":44102.625512456812},-2815.0612029227777,-6.0000000000000046E-2,null,{"$f":"preBB!O37+'BB1'!H37","v":50343.498955799834},{"$f":"preBB!P37","v":68869.623580435},{"$f":"(K37*2000)/(L37*metric_tons_per_short_ton)","v":1611.9011152447301},{"$f":"preBB!Q37-'BB1'!M37","v":90.132795427216479}]
[null,"North Dakota",{"$f":"Apdx_1!C38","v":2367.8470266999998},{"$f":"Apdx_1!G38","v":28186691},30267.393818256758,2225.7762050979995,28451.350189161349,-1816.0436290954094,-6.000000000000013E-2,null,{"$f":"preBB!O38+'BB1'!H38","v":28451.350189161349},{"$f":"preBB!P38","v":33466.743000000002},1874.6152300583879,{"$f":"preBB!Q38-'BB1'!M38","v":119.65629128032288}]
[null,"Ohio",{"$f":"Apdx_1!C39","v":2126.4919454000001},{"$f":"Apdx_1!G39","v":86473075},83391.528907846703,1998.902428676,78388.037173375895,-5003.4917344708083,-6.0000000000000074E-2,null,{"$f":"preBB!O39+'BB1'!H39","v":87838.632066116494},{"$f":"preBB!P39","v":109654.66021221191},1766.367961667097,{"$f":"preBB!Q39-'BB1'!M39","v":100.61640633910315}]
[null,"Oklahoma",{"$f":"Apdx_1!C40","v":2304.7120074999998},{"$f":"Apdx_1!G40","v":29102160},30417.196259870441,2166.4292870499999,28592.164484278215,-1825.031775592226,-5.9999999999999984E-2,null,{"$f":"preBB!O40+'BB1'!H40","v":46024.437309986955},{"$f":"preBB!P40","v":76068.864530718594},1334.148777269741,{"$f":"preBB!Q40-'BB1'!M40","v":52.903719289066657}]
[null,"Oregon",{"$f":"Apdx_1!C41","v":2079.5252223000002},{"$f":"Apdx_1!G41","v":2640259},2489.9350309007255,1954.753708962,2340.5389290466819,-149.39610185404354,-6.0000000000000005E-2,null,{"$f":"preBB!O41+'BB1'!H41","v":6804.8962404737031},{"$f":"preBB!P41","v":21395.595674829201},701.32582939130839,{"$f":"preBB!Q41-'BB1'!M41","v":15.39705255422416}]
[null,"Pennsylvania",{"$f":"Apdx_1!C42","v":2107.9581696},{"$f":"Apdx_1!G42","v":87052562},83218.682721013523,1981.4806794239998,78225.561757752701,-4993.1209632608225,-6.000000000000013E-2,null,{"$f":"preBB!O42+'BB1'!H42","v":100169.72425445882},{"$f":"preBB!P42","v":146982.99104734001},1502.7685792304433,{"$f":"preBB!Q42-'BB1'!M42","v":74.907916056793965}]
[null,"Rhode Island",{"$f":"Apdx_1!C43","v":0},{"$f":"Apdx_1!G43","v":0},0,0,0,0,0,null,{"$f":"preBB!O43+'BB1'!H43","v":3388.3574213340094},{"$f":"preBB!P43","v":8241.9122831000004},906.53366396745832,{"$f":"preBB!Q43-'BB1'!M43","v":0}]
[null,"South Carolina",{"$f":"Apdx_1!C44","v":2164.0502320999999},{"$f":"Apdx_1!G44","v":28460318},27930.864450300302,2034.2072181739998,26255.012583282278,-1675.8518670180238,-6.0000000000000206E-2,null,{"$f":"preBB!O44+'BB1'!H44","v":30882.645059503702},{"$f":"preBB!P44","v":42233.471046645202},1612.4283386623413,{"$f":"preBB!Q44-'BB1'!M44","v":87.498691791896817}]
[null,"South Dakota",{"$f":"Apdx_1!C45","v":2266.0022379000002},{"$f":"Apdx_1!G45","v":2923161},3003.9338282709982,2130.042103626,2823.697798574738,-180.23602969626018,-6.0000000000000095E-2,null,{"$f":"preBB!O45+'BB1'!H45","v":2837.5984306894375},{"$f":"preBB!P45","v":5864.9229999999998},1066.8695728276091,{"$f":"preBB!Q45-'BB1'!M45","v":67.764463755878751}]
[null,"Tennessee",{"$f":"Apdx_1!C46","v":2244.4869758},{"$f":"Apdx_1!G46","v":34373696},34988.120437386227,2109.8177572519999,32888.833211143057,-2099.2872262431702,-5.9999999999999901E-2,null,{"$f":"preBB!O46+'BB1'!H46","v":35302.968570583318},{"$f":"preBB!P46","v":41759.050807000007},1864.160563398071,{"$f":"preBB!Q46-'BB1'!M46","v":110.85210725504658}]
[null,"Texas",{"$f":"Apdx_1!C47","v":2238.6050648999999},{"$f":"Apdx_1!G47","v":138705137.94580001},140814.48203507042,2104.2887610059997,132365.61311296618,-8448.8689221042441,-6.000000000000013E-2,null,{"$f":"preBB!O47+'BB1'!H47","v":212245.92932626817},{"$f":"preBB!P47","v":376669.93325311382},1242.5135202341137,{"$f":"preBB!Q47-'BB1'!M47","v":49.460707678699009}]
[null,"Utah",{"$f":"Apdx_1!C48","v":2070.8755593999999},{"$f":"Apdx_1!G48","v":27332140},25668.76243293695,1946.6230258359999,24128.636686960734,-1540.1257459762164,-5.9999999999999977E-2,null,{"$f":"preBB!O48+'BB1'!H48","v":26415.549743211326},{"$f":"preBB!P48","v":33999.573939999995},1713.2032405003454,{"$f":"preBB!Q48-'BB1'!M48","v":99.886182359788336}]
[null,"Virginia",{"$f":"Apdx_1!C49","v":2267.8419319999998},{"$f":"Apdx_1!G49","v":13641552},14029.876732172363,2131.7714160799997,13188.084128242019,-841.79260393034383,-6.000000000000015E-2,null,{"$f":"preBB!O49+'BB1'!H49","v":24066.94543167673},{"$f":"preBB!P49","v":40554.541429396006},1308.5917768980444,{"$f":"preBB!Q49-'BB1'!M49","v":45.770780612107501}]
[null,"Washington",{"$f":"Apdx_1!C50","v":2431.8756291},{"$f":"Apdx_1!G50","v":3735730},4119.9707423576265,2285.963091354,3872.7724978161687,-247.19824454145783,-6.000000000000006E-2,null,{"$f":"preBB!O50+'BB1'!H50","v":6368.7838898205482},{"$f":"preBB!P50","v":18796.9388544965},747.12297590434264,{"$f":"preBB!Q50-'BB1'!M50","v":28.998862466559103}]
[null,"West Virginia",{"$f":"Apdx_1!C51","v":2056.1693873999998},{"$f":"Apdx_1!G51","v":70074636},65342.693244196482,1932.7992241559996,61422.131649544681,-3920.561594651801,-6.0000000000000185E-2,null,{"$f":"preBB!O51+'BB1'!H51","v":61680.204839587495},{"$f":"preBB!P51","v":71641.411782565614},1898.4728048830586,{"$f":"preBB!Q51-'BB1'!M51","v":120.67209547492121}]
[null,"Wisconsin",{"$f":"Apdx_1!C52","v":2362.8620348999998},{"$f":"Apdx_1!G52","v":32112721},34410.640932215007,2221.0903128059995,32346.002476282101,-2064.6384559329053,-6.0000000000000143E-2,null,{"$f":"preBB!O52+'BB1'!H52","v":36317.477256213999},{"$f":"preBB!P52","v":45788.029053495098},1748.9863986543476,{"$f":"preBB!Q52-'BB1'!M52","v":99.429389108999885}]
[null,"Wyoming",{"$f":"Apdx_1!C53","v":2330.5399379},{"$f":"Apdx_1!G53","v":42907427},45348.853668109055,2190.707541626,42627.922448022509,-2720.9312200865461,-6.000000000000006E-2,null,{"$f":"preBB!O53+'BB1'!H53","v":42627.922448022509},{"$f":"preBB!P53","v":47276.534},1988.2511674960572,{"$f":"preBB!Q53-'BB1'!M53","v":126.90964898911011}]
[null,"U.S. Total",null,null,null,null,null,{"$f":"SUM(H5:H53)","v":-88803.345346772228},null,null,{"$f":"SUM(K5:K53)","v":1863654.8664205654},{"$f":"SUM(L5:L53)","v":2831323.4143153145},1451.4387576449446,{"$f":"preBB!Q54-'BB1'!M54","v":69.161205525351534}]

{"sheet":"BB2a","index":8,"n_rows":54,"n_cols":22,"rows_kept":54,"cut":false,"hidden":true,"merged":[]}
[]
[]
[null,"(2a) Redispatch to Existing NG"]
[null,"State",{"$f":"'BB1'!F4","v":"Adj. Coal Rate (lbs/MWh)"},{"$f":"Apdx_1!D4","v":"NGCC Rate (lb/MWh)"},{"$f":"Apdx_1!E4","v":"O/G rate (lb/MWh)"},{"$f":"Apdx_1!G4","v":"Hist Coal Gen (MWh)"},{"$f":"Apdx_1!H4","v":"Hist NGCC Gen. (MWh)"},{"$f":"Apdx_1!I4","v":"Historic OG steam Gen. (MWh)"},"Historic Fossil Emissions (thousand metric tons)",{"$f":"Apdx_1!N4","v":"Redispatched Coal Gen. (MWh)"},{"$f":"Apdx_1!P4","v":"Redispatched NGCC Gen. (MWh)"},{"$f":"Apdx_1!O4","v":"Redispatch O/G steam Gen. (MWh)"},"Adj. Fossil Emissions (thousand metric tons)","Emission Reduction (thousand metric tons)","Existing NGCC Share","Existing Emission Reduction (thousand metric tons)","Percentage Reduction",null,"Numerator (thousand metric tons)","Denominator (GWh)","111(d) Emissions Rate (lbs/MWh)","111(d) Emissions Rate Reduction (lbs/MWh)"]
[null,"Alabama",{"$f":"'BB1'!F5","v":2128.1932868099998},{"$f":"Apdx_1!D5","v":876.68376069999999},{"$f":"Apdx_1!E5","v":0},{"$f":"Apdx_1!G5","v":46045176},{"$f":"Apdx_1!H5","v":53492095.964400001},{"$f":"Apdx_1!I5","v":0},{"$f":"SUMPRODUCT(C5:E5,F5:H5)*1/2000*1/1000*metric_tons_per_short_ton","v":65707.019242029623},{"$f":"Apdx_1!N5","v":36001106.6844},{"$f":"Apdx_1!P5","v":63536165.280000001},{"$f":"Apdx_1!O5","v":0},{"$f":"SUMPRODUCT(C5:E5,J5:L5)*1/2000*1/1000*metric_tons_per_short_ton","v":60006.411579304637},{"$f":"M5-I5","v":-5700.6076627249859},{"$f":"IF((Apdx_1!K5*8784*0.7+Apdx_1!L5*8784*0.15)=0,0,(Apdx_1!K5*8784*0.7)/(Apdx_1!K5*8784*0.7+Apdx_1!L5*8784*0.15))","v":1},{"$f":"N5*O5","v":-5700.6076627249859},{"$f":"IF(I5=0,0,P5/I5)","v":-8.6757970890856989E-2},null,{"$f":"'BB1'!K5+BB2a!P5","v":60006.411579304622},{"$f":"'BB1'!L5","v":102313.82596439999},{"$f":"(S5*2000)/(T5*metric_tons_per_short_ton)","v":1293.2605797347262},{"$f":"'BB1'!M5-U5","v":122.85972409785904}]
[null,"Alaska",{"$f":"'BB1'!F6","v":2680.7521396960001},{"$f":"Apdx_1!D6","v":1149.0343319000001},{"$f":"Apdx_1!E6","v":0},{"$f":"Apdx_1!G6","v":215407},{"$f":"Apdx_1!H6","v":2204942.0011},{"$f":"Apdx_1!I6","v":0},1410.8415997938948,{"$f":"Apdx_1!N6","v":0},{"$f":"Apdx_1!P6","v":2420349.0011},{"$f":"Apdx_1!O6","v":0},1261.2125681907503,{"$f":"M6-I6","v":-149.62903160314454},{"$f":"IF((Apdx_1!K6*8784*0.7+Apdx_1!L6*8784*0.15)=0,0,(Apdx_1!K6*8784*0.7)/(Apdx_1!K6*8784*0.7+Apdx_1!L6*8784*0.15))","v":1},{"$f":"N6*O6","v":-149.62903160314454},{"$f":"IF(I6=0,0,P6/I6)","v":-0.10605657759524766},null,{"$f":"'BB1'!K6+BB2a!P6","v":1795.8922126753723},{"$f":"'BB1'!L6","v":3202.1598217000001},1236.6875021107919,{"$f":"'BB1'!M6-U6","v":103.03756095745075}]
[null,"Arizona",{"$f":"'BB1'!F7","v":2132.018020474},{"$f":"Apdx_1!D7","v":899.86091399999998},{"$f":"Apdx_1!E7","v":1562.9144492},{"$f":"Apdx_1!G7","v":24335930},{"$f":"Apdx_1!H7","v":26782325.404100001},{"$f":"Apdx_1!I7","v":1033871.4028},35191.990770167344,{"$f":"Apdx_1!N7","v":0},{"$f":"Apdx_1!P7","v":52152126.806900002},{"$f":"Apdx_1!O7","v":0},21282.601034709678,-13909.389735457666,{"$f":"IF((Apdx_1!K7*8784*0.7+Apdx_1!L7*8784*0.15)=0,0,(Apdx_1!K7*8784*0.7)/(Apdx_1!K7*8784*0.7+Apdx_1!L7*8784*0.15))","v":1},{"$f":"N7*O7","v":-13909.389735457666},-0.39524304908743085,null,{"$f":"'BB1'!K7+BB2a!P7","v":21290.413827539804},{"$f":"'BB1'!L7","v":53869.140671161098},871.49874081297355,{"$f":"'BB1'!M7-U7","v":569.36496106280708}]
[null,"Arkansas",{"$f":"'BB1'!F8","v":2139.597135946},{"$f":"Apdx_1!D8","v":827.20611759999997},{"$f":"Apdx_1!E8","v":1446.3626015},{"$f":"Apdx_1!G8","v":28378831},{"$f":"Apdx_1!H8","v":15651184.9989},{"$f":"Apdx_1!I8","v":860469.77339999995},33971.944768356305,{"$f":"Apdx_1!N8","v":10218692.588789813},{"$f":"Apdx_1!P8","v":34361953.919999994},{"$f":"Apdx_1!O8","v":309839.26351019286},23008.977269929277,-10962.967498427028,{"$f":"IF((Apdx_1!K8*8784*0.7+Apdx_1!L8*8784*0.15)=0,0,(Apdx_1!K8*8784*0.7)/(Apdx_1!K8*8784*0.7+Apdx_1!L8*8784*0.15))","v":1},-10962.967498427028,-0.32270650306245213,null,{"$f":"'BB1'!K8+BB2a!P8","v":23366.825483138364},{"$f":"'BB1'!L8","v":47861.773030299999},1076.5486004301531,{"$f":"'BB1'!M8-U8","v":505.08218694530797}]
[null,"California",{"$f":"'BB1'!F9","v":2053.3195178519995},{"$f":"Apdx_1!D9","v":866.62532759999999},{"$f":"Apdx_1!E9","v":1405.0881457},{"$f":"Apdx_1!G9","v":933157},{"$f":"Apdx_1!H9","v":81298989.272799999},{"$f":"Apdx_1!I9","v":10403921},39450.082347346492,{"$f":"Apdx_1!N9","v":0},{"$f":"Apdx_1!P9","v":92636067.272799999},{"$f":"Apdx_1!O9","v":0},36407.325634057204,-3042.7567132892873,{"$f":"IF((Apdx_1!K9*8784*0.7+Apdx_1!L9*8784*0.15)=0,0,(Apdx_1!K9*8784*0.7)/(Apdx_1!K9*8784*0.7+Apdx_1!L9*8784*0.15))","v":0.9812150541481397},-2985.5986931897637,-7.568041726510065E-2,null,{"$f":"'BB1'!K9+BB2a!P9","v":40638.357385545649},{"$f":"'BB1'!L9","v":137008.81216563159},654.04910063546993,{"$f":"'BB1'!M9-U9","v":48.051355068641328}]
[null,"Colorado",{"$f":"'BB1'!F10","v":2092.0037571859998},{"$f":"Apdx_1!D10","v":927.72581000000002},{"$f":"Apdx_1!E10","v":5177.3097086999996},{"$f":"Apdx_1!G10","v":34385542},{"$f":"Apdx_1!H10","v":8811705.9947999995},{"$f":"Apdx_1!I10","v":618},36331.122926108343,{"$f":"Apdx_1!N10","v":22548824.092225134},{"$f":"Apdx_1!P10","v":20648636.640000001},{"$f":"Apdx_1!O10","v":405.26257486344502},30080.925305574998,-6250.1976205333449,{"$f":"IF((Apdx_1!K10*8784*0.7+Apdx_1!L10*8784*0.15)=0,0,(Apdx_1!K10*8784*0.7)/(Apdx_1!K10*8784*0.7+Apdx_1!L10*8784*0.15))","v":0.98723789833709819},-6170.4319630868713,-0.16983873511524916,null,{"$f":"'BB1'!K10+BB2a!P10","v":30181.333813840807},{"$f":"'BB1'!L10","v":49452.149308067397},1345.7858744431151,{"$f":"'BB1'!M10-U10","v":275.13960205849025}]
[null,"Connecticut",{"$f":"'BB1'!F11","v":2957.2776336520001},{"$f":"Apdx_1!D11","v":809.89153940000006},{"$f":"Apdx_1!E11","v":1763.5710523},{"$f":"Apdx_1!G11","v":99461},{"$f":"Apdx_1!H11","v":15299704.404100001},{"$f":"Apdx_1!I11","v":335267},6020.8937109273338,{"$f":"Apdx_1!N11","v":0},{"$f":"Apdx_1!P11","v":15734432.404100001},{"$f":"Apdx_1!O11","v":0},5779.033799488504,-241.85991143882984,{"$f":"IF((Apdx_1!K11*8784*0.7+Apdx_1!L11*8784*0.15)=0,0,(Apdx_1!K11*8784*0.7)/(Apdx_1!K11*8784*0.7+Apdx_1!L11*8784*0.15))","v":1},-241.85991143882984,-4.0170101491723349E-2,null,{"$f":"'BB1'!K11+BB2a!P11","v":5786.49684916774},{"$f":"'BB1'!L11","v":16430.998479694801},776.55902996344844,{"$f":"'BB1'!M11-U11","v":32.458066272168935}]
[null,"Delaware",{"$f":"'BB1'!F12","v":2008.6882563759998},{"$f":"Apdx_1!D12","v":979.35543659999996},{"$f":"Apdx_1!E12","v":1429.8429154999999},{"$f":"Apdx_1!G12","v":1406502},{"$f":"Apdx_1!H12","v":5179270.0000999998},{"$f":"Apdx_1!I12","v":1076070},4279.3082414398368,{"$f":"Apdx_1!N12","v":184878.74518356379},{"$f":"Apdx_1!P12","v":7335518.3999999994},{"$f":"Apdx_1!O12","v":141444.85491643636},3518.1112873084339,-761.19695413140289,{"$f":"IF((Apdx_1!K12*8784*0.7+Apdx_1!L12*8784*0.15)=0,0,(Apdx_1!K12*8784*0.7)/(Apdx_1!K12*8784*0.7+Apdx_1!L12*8784*0.15))","v":1},-761.19695413140289,-0.17787850539957525,null,{"$f":"'BB1'!K12+BB2a!P12","v":3519.022129738426},{"$f":"'BB1'!L12","v":7794.3249773752004},995.5571532771678,{"$f":"'BB1'!M12-U12","v":215.34819753879742}]
[null,"Florida",{"$f":"'BB1'!F13","v":2115.6836009939998},{"$f":"Apdx_1!D13","v":864.2511733},{"$f":"Apdx_1!E13","v":1528.8799706},{"$f":"Apdx_1!G13","v":44537196},{"$f":"Apdx_1!H13","v":133320419.2579},{"$f":"Apdx_1!I13","v":10025973},101936.57506493793,{"$f":"Apdx_1!N13","v":4131158.1657033339},{"$f":"Apdx_1!P13","v":182822446.07999995},{"$f":"Apdx_1!O13","v":929984.01219670847},76263.539968332785,-25673.035096605148,{"$f":"IF((Apdx_1!K13*8784*0.7+Apdx_1!L13*8784*0.15)=0,0,(Apdx_1!K13*8784*0.7)/(Apdx_1!K13*8784*0.7+Apdx_1!L13*8784*0.15))","v":0.9916615096631356},-25458.960741534127,-0.24975295398453093,null,{"$f":"'BB1'!K13+BB2a!P13","v":79299.962564106128},{"$f":"'BB1'!L13","v":195974.7689554262},892.26843539175763,{"$f":"'BB1'!M13-U13","v":286.4594929560659}]
[null,"Georgia",{"$f":"'BB1'!F14","v":2156.8770960679999},{"$f":"Apdx_1!D14","v":841.16901270000005},{"$f":"Apdx_1!E14","v":0},{"$f":"Apdx_1!G14","v":40972090},{"$f":"Apdx_1!H14","v":37591123.001900002},{"$f":"Apdx_1!I14","v":0},54416.485520496062,{"$f":"Apdx_1!N14","v":27190603.881900012},{"$f":"Apdx_1!P14","v":51372609.11999999},{"$f":"Apdx_1!O14","v":0},46193.436367210015,-8223.0491532860469,{"$f":"IF((Apdx_1!K14*8784*0.7+Apdx_1!L14*8784*0.15)=0,0,(Apdx_1!K14*8784*0.7)/(Apdx_1!K14*8784*0.7+Apdx_1!L14*8784*0.15))","v":1},-8223.0491532860469,-0.15111319804342788,null,{"$f":"'BB1'!K14+BB2a!P14","v":46224.43102730532},{"$f":"'BB1'!L14","v":81925.564573171301},1244.1560044437881,{"$f":"'BB1'!M14-U14","v":221.32789417902882}]
[null,"Hawaii",{"$f":"'BB1'!F15","v":1952.3963452839996},{"$f":"Apdx_1!D15","v":0},{"$f":"Apdx_1!E15","v":1694.9226693999999},{"$f":"Apdx_1!G15","v":1502308},{"$f":"Apdx_1!H15","v":0},{"$f":"Apdx_1!I15","v":4093831},4476.8738235310157,{"$f":"Apdx_1!N15","v":1502308},{"$f":"Apdx_1!P15","v":0},{"$f":"Apdx_1!O15","v":4093831},4476.8738235310157,0,{"$f":"IF((Apdx_1!K15*8784*0.7+Apdx_1!L15*8784*0.15)=0,0,(Apdx_1!K15*8784*0.7)/(Apdx_1!K15*8784*0.7+Apdx_1!L15*8784*0.15))","v":0},0,0,null,{"$f":"'BB1'!K15+BB2a!P15","v":4643.232671796708},{"$f":"'BB1'!L15","v":6771.0436878117989},1512.1244626168557,{"$f":"'BB1'!M15-U15","v":0}]
[null,"Idaho",{"$f":"'BB1'!F16","v":0},{"$f":"Apdx_1!D16","v":857.9888373},{"$f":"Apdx_1!E16","v":0},{"$f":"Apdx_1!G16","v":0},{"$f":"Apdx_1!H16","v":1639922},{"$f":"Apdx_1!I16","v":0},638.09026821436021,{"$f":"Apdx_1!N16","v":0},{"$f":"Apdx_1!P16","v":1639922},{"$f":"Apdx_1!O16","v":0},638.09026821436021,0,{"$f":"IF((Apdx_1!K16*8784*0.7+Apdx_1!L16*8784*0.15)=0,0,(Apdx_1!K16*8784*0.7)/(Apdx_1!K16*8784*0.7+Apdx_1!L16*8784*0.15))","v":1},0,0,null,{"$f":"'BB1'!K16+BB2a!P16","v":638.09026821436021},{"$f":"'BB1'!L16","v":4154.4241700000002},338.68346429408786,{"$f":"'BB1'!M16-U16","v":0}]
[null,"Illinois",{"$f":"'BB1'!F17","v":2194.0835895079999},{"$f":"Apdx_1!D17","v":865.11049949999995},{"$f":"Apdx_1!E17","v":0},{"$f":"Apdx_1!G17","v":79166165},{"$f":"Apdx_1!H17","v":7870423.0049999999},{"$f":"Apdx_1!I17","v":0},81859.456963229182,{"$f":"Apdx_1!N17","v":66157722.725000001},{"$f":"Apdx_1!P17","v":20878865.279999997},{"$f":"Apdx_1!O17","v":0},74019.408042307943,-7840.0489209212392,{"$f":"IF((Apdx_1!K17*8784*0.7+Apdx_1!L17*8784*0.15)=0,0,(Apdx_1!K17*8784*0.7)/(Apdx_1!K17*8784*0.7+Apdx_1!L17*8784*0.15))","v":1},-7840.0489209212392,-9.5774504397738019E-2,null,{"$f":"'BB1'!K17+BB2a!P17","v":74247.388755535721},{"$f":"'BB1'!L17","v":96136.6311255162},1703.0013556292481,{"$f":"'BB1'!M17-U17","v":179.82604054251033}]
[null,"Indiana",{"$f":"'BB1'!F18","v":2028.6542037999998},{"$f":"Apdx_1!D18","v":913.95402869999998},{"$f":"Apdx_1!E18","v":0},{"$f":"Apdx_1!G18","v":87213268},{"$f":"Apdx_1!H18","v":12839308.9999},{"$f":"Apdx_1!I18","v":0},85557.355776978759,{"$f":"Apdx_1!N18","v":83034543.239900008},{"$f":"Apdx_1!P18","v":17018033.759999998},{"$f":"Apdx_1!O18","v":0},83444.941338902354,-2112.4144380764046,{"$f":"IF((Apdx_1!K18*8784*0.7+Apdx_1!L18*8784*0.15)=0,0,(Apdx_1!K18*8784*0.7)/(Apdx_1!K18*8784*0.7+Apdx_1!L18*8784*0.15))","v":1},-2112.4144380764046,-2.4690038850461997E-2,null,{"$f":"'BB1'!K18+BB2a!P18","v":84578.211058522851},{"$f":"'BB1'!L18","v":105230.1210946404},1772.315898974894,{"$f":"'BB1'!M18-U18","v":44.265132200968537}]
[null,"Iowa",{"$f":"'BB1'!F19","v":2116.2528721379999},{"$f":"Apdx_1!D19","v":894.23068499999999},{"$f":"Apdx_1!E19","v":2421.6860683},{"$f":"Apdx_1!G19","v":33055156},{"$f":"Apdx_1!H19","v":1437496.0001000001},{"$f":"Apdx_1!I19","v":305111},32641.753128865836,{"$f":"Apdx_1!N19","v":26779113.810829978},{"$f":"Apdx_1!P19","v":7771468.3200000003},{"$f":"Apdx_1!O19","v":247180.86927002086},29123.523487463266,-3518.2296414025695,{"$f":"IF((Apdx_1!K19*8784*0.7+Apdx_1!L19*8784*0.15)=0,0,(Apdx_1!K19*8784*0.7)/(Apdx_1!K19*8784*0.7+Apdx_1!L19*8784*0.15))","v":1},-3518.2296414025695,-0.10778310918267806,null,{"$f":"'BB1'!K19+BB2a!P19","v":29123.52348746327},{"$f":"'BB1'!L19","v":48981.187140100003},1311.1045315930069,{"$f":"'BB1'!M19-U19","v":158.38628962643884}]
[null,"Kansas",{"$f":"'BB1'!F20","v":2222.0186343400001},{"$f":"Apdx_1!D20","v":0},{"$f":"Apdx_1!E20","v":1560.4262702000001},{"$f":"Apdx_1!G20","v":27979593},{"$f":"Apdx_1!H20","v":0},{"$f":"Apdx_1!I20","v":1632997},29350.22451990129,{"$f":"Apdx_1!N20","v":27979593},{"$f":"Apdx_1!P20","v":0},{"$f":"Apdx_1!O20","v":1632997},29350.22451990129,0,{"$f":"IF((Apdx_1!K20*8784*0.7+Apdx_1!L20*8784*0.15)=0,0,(Apdx_1!K20*8784*0.7)/(Apdx_1!K20*8784*0.7+Apdx_1!L20*8784*0.15))","v":0},0,0,null,{"$f":"'BB1'!K20+BB2a!P20","v":29350.224519901298},{"$f":"'BB1'!L20","v":34865.243350000004},1856.2712382504228,{"$f":"'BB1'!M20-U20","v":0}]
[null,"Kentucky",{"$f":"'BB1'!F21","v":2036.34682023},{"$f":"Apdx_1!D21","v":0},{"$f":"Apdx_1!E21","v":0},{"$f":"Apdx_1!G21","v":84358283},{"$f":"Apdx_1!H21","v":0},{"$f":"Apdx_1!I21","v":0},77903.464130915498,{"$f":"Apdx_1!N21","v":83515019},{"$f":"Apdx_1!P21","v":843264},{"$f":"Apdx_1!O21","v":0},77124.723923781465,-778.74020713403297,{"$f":"IF((Apdx_1!K21*8784*0.7+Apdx_1!L21*8784*0.15)=0,0,(Apdx_1!K21*8784*0.7)/(Apdx_1!K21*8784*0.7+Apdx_1!L21*8784*0.15))","v":0},0,0,null,{"$f":"'BB1'!K21+BB2a!P21","v":77903.464130915498},{"$f":"'BB1'!L21","v":84691.162450000003},2028.3429389522146,{"$f":"'BB1'!M21-U21","v":0}]
[null,"Louisiana",{"$f":"'BB1'!F22","v":2183.8263931679999},{"$f":"Apdx_1!D22","v":766.29985739999995},{"$f":"Apdx_1!E22","v":1581.2103032},{"$f":"Apdx_1!G22","v":24300393},{"$f":"Apdx_1!H22","v":19771182.009100001},{"$f":"Apdx_1!I22","v":14254748},41158.865449441553,{"$f":"Apdx_1!N22","v":11538767.058381507},{"$f":"Apdx_1!P22","v":40018849.919999994},{"$f":"Apdx_1!O22","v":6768706.0307185017},30188.520314591267,-10970.345134850286,{"$f":"IF((Apdx_1!K22*8784*0.7+Apdx_1!L22*8784*0.15)=0,0,(Apdx_1!K22*8784*0.7)/(Apdx_1!K22*8784*0.7+Apdx_1!L22*8784*0.15))","v":1},-10970.345134850286,-0.26653662619359525,null,{"$f":"'BB1'!K22+BB2a!P22","v":31670.134586890388},{"$f":"'BB1'!L22","v":65980.093613219899},1058.4240272263573,{"$f":"'BB1'!M22-U22","v":366.63175035882887}]
[null,"Maine",{"$f":"'BB1'!F23","v":0},{"$f":"Apdx_1!D23","v":847.59208590000003},{"$f":"Apdx_1!E23","v":2635.1274653999999},{"$f":"Apdx_1!G23","v":0},{"$f":"Apdx_1!H23","v":4053378.0000999998},{"$f":"Apdx_1!I23","v":59067},1628.6364952782765,{"$f":"Apdx_1!N23","v":0},{"$f":"Apdx_1!P23","v":4112445.0000999998},{"$f":"Apdx_1!O23","v":0},1580.7539915279465,-47.882503750329988,{"$f":"IF((Apdx_1!K23*8784*0.7+Apdx_1!L23*8784*0.15)=0,0,(Apdx_1!K23*8784*0.7)/(Apdx_1!K23*8784*0.7+Apdx_1!L23*8784*0.15))","v":1},-47.882503750329988,-2.9400362750773651E-2,null,{"$f":"'BB1'!K23+BB2a!P23","v":1580.7539915279465},{"$f":"'BB1'!L23","v":8211.2403400999992},424.50052506212904,{"$f":"'BB1'!M23-U23","v":12.858514412895659}]
[null,"Maryland",{"$f":"'BB1'!F24","v":2028.5160639379999},{"$f":"Apdx_1!D24","v":975.17739540000002},{"$f":"Apdx_1!E24","v":1544.2413833000001},{"$f":"Apdx_1!G24","v":16297835},{"$f":"Apdx_1!H24","v":676555.59400000004},{"$f":"Apdx_1!I24","v":2892354},17317.656916980042,{"$f":"Apdx_1!N24","v":15364291.766884193},{"$f":"Apdx_1!P24","v":1775773.44},{"$f":"Apdx_1!O24","v":2726679.3871158077},16828.957769790173,-488.69914718986911,{"$f":"IF((Apdx_1!K24*8784*0.7+Apdx_1!L24*8784*0.15)=0,0,(Apdx_1!K24*8784*0.7)/(Apdx_1!K24*8784*0.7+Apdx_1!L24*8784*0.15))","v":1},-488.69914718986911,-2.8219703712382554E-2,null,{"$f":"'BB1'!K24+BB2a!P24","v":16850.823164580641},{"$f":"'BB1'!L24","v":20785.814525837504},1787.6264912820668,{"$f":"'BB1'!M24-U24","v":51.843849600169051}]
[null,"Massachusetts",{"$f":"'BB1'!F25","v":1957.5538324739998},{"$f":"Apdx_1!D25","v":886.31744089999995},{"$f":"Apdx_1!E25","v":1756.554529},{"$f":"Apdx_1!G25","v":2268133},{"$f":"Apdx_1!H25","v":23603159.816199999},{"$f":"Apdx_1!I25","v":329883.23700000002},11763.491844680106,{"$f":"Apdx_1!N25","v":4.6566128730773926E-10},{"$f":"Apdx_1!P25","v":26201176.053199999},{"$f":"Apdx_1!O25","v":5.8207660913467407E-11},10531.430646197312,-1232.0611984827938,{"$f":"IF((Apdx_1!K25*8784*0.7+Apdx_1!L25*8784*0.15)=0,0,(Apdx_1!K25*8784*0.7)/(Apdx_1!K25*8784*0.7+Apdx_1!L25*8784*0.15))","v":1},-1232.0611984827938,-0.10473600991528534,null,{"$f":"'BB1'!K25+BB2a!P25","v":10546.807223791198},{"$f":"'BB1'!L25","v":28079.579012329003},828.23413247704354,{"$f":"'BB1'!M25-U25","v":96.752990381975792}]
[null,"Michigan",{"$f":"'BB1'!F26","v":2119.6539833339998},{"$f":"Apdx_1!D26","v":810.28612769999995},{"$f":"Apdx_1!E26","v":1586.13537},{"$f":"Apdx_1!G26","v":53210780},{"$f":"Apdx_1!H26","v":18499950.609700002},{"$f":"Apdx_1!I26","v":774872},58505.013269899748,{"$f":"Apdx_1!N26","v":41091564.491654843},{"$f":"Apdx_1!P26","v":30795649.919999994},{"$f":"Apdx_1!O26","v":598388.19804516248},51246.54802296932,-7258.4652469304274,{"$f":"IF((Apdx_1!K26*8784*0.7+Apdx_1!L26*8784*0.15)=0,0,(Apdx_1!K26*8784*0.7)/(Apdx_1!K26*8784*0.7+Apdx_1!L26*8784*0.15))","v":1},-7258.4652469304274,-0.12406569695908155,null,{"$f":"'BB1'!K26+BB2a!P26","v":52627.421900647154},{"$f":"'BB1'!L26","v":80570.214615444289},1440.3242858419671,{"$f":"'BB1'!M26-U26","v":198.65202199777991}]
[null,"Minnesota",{"$f":"'BB1'!F27","v":2178.9033050359999},{"$f":"Apdx_1!D27","v":862.64948679999998},{"$f":"Apdx_1!E27","v":1590.7834353999999},{"$f":"Apdx_1!G27","v":21989584},{"$f":"Apdx_1!H27","v":5715510.0219999999},{"$f":"Apdx_1!I27","v":29243},23985.695868685383,{"$f":"Apdx_1!N27","v":10699000.722071774},{"$f":"Apdx_1!P27","v":17021108.159999996},{"$f":"Apdx_1!O27","v":14228.139928228969},17241.15036649242,-6744.5455021929629,{"$f":"IF((Apdx_1!K27*8784*0.7+Apdx_1!L27*8784*0.15)=0,0,(Apdx_1!K27*8784*0.7)/(Apdx_1!K27*8784*0.7+Apdx_1!L27*8784*0.15))","v":1},-6744.5455021929629,-0.2811903202274123,null,{"$f":"'BB1'!K27+BB2a!P27","v":17279.21063141599},{"$f":"'BB1'!L27","v":37286.1319797424},1021.8785304587257,{"$f":"'BB1'!M27-U27","v":398.86696177325098}]
[null,"Mississippi",{"$f":"'BB1'!F28","v":2344.2921799399996},{"$f":"Apdx_1!D28","v":848.17551279999998},{"$f":"Apdx_1!E28","v":1388.2063624},{"$f":"Apdx_1!G28","v":7503114},{"$f":"Apdx_1!H28","v":31813676.742600001},{"$f":"Apdx_1!I28","v":4402778},22985.664502822117,{"$f":"Apdx_1!N28","v":0},{"$f":"Apdx_1!P28","v":43719568.742600001},{"$f":"Apdx_1!O28","v":0},16816.626973674094,-6169.0375291480232,{"$f":"IF((Apdx_1!K28*8784*0.7+Apdx_1!L28*8784*0.15)=0,0,(Apdx_1!K28*8784*0.7)/(Apdx_1!K28*8784*0.7+Apdx_1!L28*8784*0.15))","v":0.99594490842702099},-6144.0215170501842,-0.2672979724513006,null,{"$f":"'BB1'!K28+BB2a!P28","v":16841.642985771934},{"$f":"'BB1'!L28","v":45228.758682599997},821.09327823274077,{"$f":"'BB1'!M28-U28","v":299.54409870991583}]
[null,"Missouri",{"$f":"'BB1'!F29","v":1959.4852657959998},{"$f":"Apdx_1!D29","v":889.72164320000002},{"$f":"Apdx_1!E29","v":0},{"$f":"Apdx_1!G29","v":72939512},{"$f":"Apdx_1!H29","v":4854569.0000999998},{"$f":"Apdx_1!I29","v":0},66774.752274347789,{"$f":"Apdx_1!N29","v":65012570.440099999},{"$f":"Apdx_1!P29","v":12781510.559999997},{"$f":"Apdx_1!O29","v":0},62929.093262679075,-3845.6590116687148,{"$f":"IF((Apdx_1!K29*8784*0.7+Apdx_1!L29*8784*0.15)=0,0,(Apdx_1!K29*8784*0.7)/(Apdx_1!K29*8784*0.7+Apdx_1!L29*8784*0.15))","v":1},-3845.6590116687148,-5.7591512969881346E-2,null,{"$f":"'BB1'!K29+BB2a!P29","v":62929.09326267906},{"$f":"'BB1'!L29","v":79092.659900100014},1754.4379038736361,{"$f":"'BB1'!M29-U29","v":107.2154322529575}]
[null,"Montana",{"$f":"'BB1'!F30","v":2291.6476076859999},{"$f":"Apdx_1!D30","v":0},{"$f":"Apdx_1!E30","v":0},{"$f":"Apdx_1!G30","v":14447406},{"$f":"Apdx_1!H30","v":0},{"$f":"Apdx_1!I30","v":0},15014.642800615851,{"$f":"Apdx_1!N30","v":14447406},{"$f":"Apdx_1!P30","v":0},{"$f":"Apdx_1!O30","v":0},15014.642800615851,0,{"$f":"IF((Apdx_1!K30*8784*0.7+Apdx_1!L30*8784*0.15)=0,0,(Apdx_1!K30*8784*0.7)/(Apdx_1!K30*8784*0.7+Apdx_1!L30*8784*0.15))","v":0},0,0,null,{"$f":"'BB1'!K30+BB2a!P30","v":15303.889920793772},{"$f":"'BB1'!L30","v":15966.6749218734},2113.5379902910058,{"$f":"'BB1'!M30-U30","v":0}]
[null,"Nebraska",{"$f":"'BB1'!F31","v":2050.284615992},{"$f":"Apdx_1!D31","v":1097.0761336},{"$f":"Apdx_1!E31","v":1754.9565611},{"$f":"Apdx_1!G31","v":24660983},{"$f":"Apdx_1!H31","v":423637.99900000001},{"$f":"Apdx_1!I31","v":37524},23170.516860316013,{"$f":"Apdx_1!N31","v":22208869.080452744},{"$f":"Apdx_1!P31","v":2879483.04},{"$f":"Apdx_1!O31","v":33792.878547254535},22109.403764990981,-1061.1130953250322,{"$f":"IF((Apdx_1!K31*8784*0.7+Apdx_1!L31*8784*0.15)=0,0,(Apdx_1!K31*8784*0.7)/(Apdx_1!K31*8784*0.7+Apdx_1!L31*8784*0.15))","v":1},-1061.1130953250322,-4.5795831906641382E-2,null,{"$f":"'BB1'!K31+BB2a!P31","v":22109.403764990981},{"$f":"'BB1'!L31","v":26468.906779000004},1841.8901912158788,{"$f":"'BB1'!M31-U31","v":88.399208898824554}]
[null,"Nevada",{"$f":"'BB1'!F32","v":2138.120773356},{"$f":"Apdx_1!D32","v":882.52729220000003},{"$f":"Apdx_1!E32","v":1459.1431344},{"$f":"Apdx_1!G32","v":4133662},{"$f":"Apdx_1!H32","v":23783255.668000001},{"$f":"Apdx_1!I32","v":279983},13712.105856275957,{"$f":"Apdx_1!N32","v":0},{"$f":"Apdx_1!P32","v":28196900.668000001},{"$f":"Apdx_1!O32","v":0},11285.136348115455,-2426.9695081605023,{"$f":"IF((Apdx_1!K32*8784*0.7+Apdx_1!L32*8784*0.15)=0,0,(Apdx_1!K32*8784*0.7)/(Apdx_1!K32*8784*0.7+Apdx_1!L32*8784*0.15))","v":1},-2426.9695081605023,-0.17699465958029278,null,{"$f":"'BB1'!K32+BB2a!P32","v":11363.446960288524},{"$f":"'BB1'!L32","v":31363.5676856752},798.92744212148887,{"$f":"'BB1'!M32-U32","v":170.63242764608162}]
[null,"New Hampshire",{"$f":"'BB1'!F33","v":2239.1005438880002},{"$f":"Apdx_1!D33","v":877.57721819999995},{"$f":"Apdx_1!E33","v":1889.4471039},{"$f":"Apdx_1!G33","v":1281341},{"$f":"Apdx_1!H33","v":6946868.9999000002},{"$f":"Apdx_1!I33","v":72614},4128.0588560127826,{"$f":"Apdx_1!N33","v":0},{"$f":"Apdx_1!P33","v":8300823.9999000002},{"$f":"Apdx_1!O33","v":0},3303.5724646911176,-824.486391321665,{"$f":"IF((Apdx_1!K33*8784*0.7+Apdx_1!L33*8784*0.15)=0,0,(Apdx_1!K33*8784*0.7)/(Apdx_1!K33*8784*0.7+Apdx_1!L33*8784*0.15))","v":1},-824.486391321665,-0.19972738279173216,null,{"$f":"'BB1'!K33+BB2a!P33","v":3303.5724646911185},{"$f":"'BB1'!L33","v":9682.1090598999999},752.37884530452482,{"$f":"'BB1'!M33-U33","v":187.77433390730505}]
[null,"New Jersey",{"$f":"'BB1'!F34","v":1975.6175473000001},{"$f":"Apdx_1!D34","v":889.19617849999997},{"$f":"Apdx_1!E34","v":1472.6911917},{"$f":"Apdx_1!G34","v":2602990},{"$f":"Apdx_1!H34","v":20015729.511599999},{"$f":"Apdx_1!I34","v":173972},10519.671679174649,{"$f":"Apdx_1!N34","v":0},{"$f":"Apdx_1!P34","v":22792691.511599999},{"$f":"Apdx_1!O34","v":0},9191.1634950943044,-1328.508184080345,{"$f":"IF((Apdx_1!K34*8784*0.7+Apdx_1!L34*8784*0.15)=0,0,(Apdx_1!K34*8784*0.7)/(Apdx_1!K34*8784*0.7+Apdx_1!L34*8784*0.15))","v":1},-1328.508184080345,-0.12628798926399354,null,{"$f":"'BB1'!K34+BB2a!P34","v":10294.012814102809},{"$f":"'BB1'!L34","v":26368.621325947999},860.83514542449336,{"$f":"'BB1'!M34-U34","v":111.0962805752157}]
[null,"New Mexico",{"$f":"'BB1'!F35","v":2200.4798176279996},{"$f":"Apdx_1!D35","v":907.40862790000006},{"$f":"Apdx_1!E35","v":1313.4459059999999},{"$f":"Apdx_1!G35","v":11353987},{"$f":"Apdx_1!H35","v":5730957},{"$f":"Apdx_1!I35","v":2208001},15003.87922652507,{"$f":"Apdx_1!N35","v":7594318.6524115447},{"$f":"Apdx_1!P35","v":10221765.120000001},{"$f":"Apdx_1!O35","v":1476861.2275884538},12664.549893798227,-2339.3293327268439,{"$f":"IF((Apdx_1!K35*8784*0.7+Apdx_1!L35*8784*0.15)=0,0,(Apdx_1!K35*8784*0.7)/(Apdx_1!K35*8784*0.7+Apdx_1!L35*8784*0.15))","v":1},-2339.3293327268439,-0.15591496688344361,null,{"$f":"'BB1'!K35+BB2a!P35","v":12664.549893798221},{"$f":"'BB1'!L35","v":21866.796309999998},1277.1070678450444,{"$f":"'BB1'!M35-U35","v":235.9005294223432}]
[null,"New York",{"$f":"'BB1'!F36","v":2086.2386278639997},{"$f":"Apdx_1!D36","v":933.76639460000001},{"$f":"Apdx_1!E36","v":1366.2534776},{"$f":"Apdx_1!G36","v":4156143.4079999998},{"$f":"Apdx_1!H36","v":44002776.7729},{"$f":"Apdx_1!I36","v":12502558},30312.250414730734,{"$f":"Apdx_1!N36","v":27582.203066219576},{"$f":"Apdx_1!P36","v":60550922.880000003},{"$f":"Apdx_1!O36","v":82973.097833776847},25718.584657744603,-4593.6657569861309,{"$f":"IF((Apdx_1!K36*8784*0.7+Apdx_1!L36*8784*0.15)=0,0,(Apdx_1!K36*8784*0.7)/(Apdx_1!K36*8784*0.7+Apdx_1!L36*8784*0.15))","v":1},-4593.6657569861309,-0.15154486038271062,null,{"$f":"'BB1'!K36+BB2a!P36","v":26589.763780979491},{"$f":"'BB1'!L36","v":68444.117103201788},856.64535053509132,{"$f":"'BB1'!M36-U36","v":147.99463602039827}]
[null,"North Carolina",{"$f":"'BB1'!F37","v":1921.628224112},{"$f":"Apdx_1!D37","v":851.23011589999999},{"$f":"Apdx_1!E37","v":0},{"$f":"Apdx_1!G37","v":50607838},{"$f":"Apdx_1!H37","v":15195335.001800001},{"$f":"Apdx_1!I37","v":0},{"$f":"SUMPRODUCT(C37:E37,F37:H37)*1/2000*1/1000*metric_tons_per_short_ton","v":49968.524104793032},{"$f":"Apdx_1!N37","v":33884576.521799996},{"$f":"Apdx_1!P37","v":31918596.48},{"$f":"Apdx_1!O37","v":0},{"$f":"SUMPRODUCT(C37:E37,J37:L37)*1/2000*1/1000*metric_tons_per_short_ton","v":41850.625836490181},-8117.8982683028516,{"$f":"IF((Apdx_1!K37*8784*0.7+Apdx_1!L37*8784*0.15)=0,0,(Apdx_1!K37*8784*0.7)/(Apdx_1!K37*8784*0.7+Apdx_1!L37*8784*0.15))","v":0.9071612562332817},-7364.2427910475972,-0.1473776326793933,null,{"$f":"'BB1'!K37+BB2a!P37","v":42979.256164752238},{"$f":"'BB1'!L37","v":68869.623580435},{"$f":"(S37*2000)/(T37*metric_tons_per_short_ton)","v":1376.11235574185},{"$f":"'BB1'!M37-U37","v":235.78875950288011}]
[null,"North Dakota",{"$f":"'BB1'!F38","v":2225.7762050979995},{"$f":"Apdx_1!D38","v":0},{"$f":"Apdx_1!E38","v":0},{"$f":"Apdx_1!G38","v":28186691},{"$f":"Apdx_1!H38","v":0},{"$f":"Apdx_1!I38","v":0},28451.350189161349,{"$f":"Apdx_1!N38","v":28186691},{"$f":"Apdx_1!P38","v":0},{"$f":"Apdx_1!O38","v":0},28451.350189161349,0,{"$f":"IF((Apdx_1!K38*8784*0.7+Apdx_1!L38*8784*0.15)=0,0,(Apdx_1!K38*8784*0.7)/(Apdx_1!K38*8784*0.7+Apdx_1!L38*8784*0.15))","v":0},0,0,null,{"$f":"'BB1'!K38+BB2a!P38","v":28451.350189161349},{"$f":"'BB1'!L38","v":33466.743000000002},1874.6152300583879,{"$f":"'BB1'!M38-U38","v":0}]
[null,"Ohio",{"$f":"'BB1'!F39","v":1998.902428676},{"$f":"Apdx_1!D39","v":962.64416500000004},{"$f":"Apdx_1!E39","v":1331.8594760999999},{"$f":"Apdx_1!G39","v":86473075},{"$f":"Apdx_1!H39","v":20907183.119899999},{"$f":"Apdx_1!I39","v":321602},87709.505874840499,{"$f":"Apdx_1!N39","v":79993007.737065971},{"$f":"Apdx_1!P39","v":27411350.399999999},{"$f":"Apdx_1!O39","v":297501.98283403117},84660.207544553225,-3049.2983302872744,{"$f":"IF((Apdx_1!K39*8784*0.7+Apdx_1!L39*8784*0.15)=0,0,(Apdx_1!K39*8784*0.7)/(Apdx_1!K39*8784*0.7+Apdx_1!L39*8784*0.15))","v":0.97409152086137285},-2970.2956481095762,-3.3865150857743075E-2,null,{"$f":"'BB1'!K39+BB2a!P39","v":84868.336418006918},{"$f":"'BB1'!L39","v":109654.66021221191},1706.6375794185344,{"$f":"'BB1'!M39-U39","v":59.730382248562591}]
[null,"Oklahoma",{"$f":"'BB1'!F40","v":2166.4292870499999},{"$f":"Apdx_1!D40","v":891.47868089999997},{"$f":"Apdx_1!E40","v":1382.0249091000001},{"$f":"Apdx_1!G40","v":29102160},{"$f":"Apdx_1!H40","v":29943376.000300001},{"$f":"Apdx_1!I40","v":8488757.7226999998},46018.154111470016,{"$f":"Apdx_1!N40","v":14034401.129976669},{"$f":"Apdx_1!P40","v":49406222.880000003},{"$f":"Apdx_1!O40","v":4093669.7130233301},36328.38189625807,-9689.7722152119459,{"$f":"IF((Apdx_1!K40*8784*0.7+Apdx_1!L40*8784*0.15)=0,0,(Apdx_1!K40*8784*0.7)/(Apdx_1!K40*8784*0.7+Apdx_1!L40*8784*0.15))","v":1},-9689.7722152119459,-0.21056412197108906,null,{"$f":"'BB1'!K40+BB2a!P40","v":36334.665094775009},{"$f":"'BB1'!L40","v":76068.864530718594},1053.2632627793305,{"$f":"'BB1'!M40-U40","v":280.88551449041051}]
[null,"Oregon",{"$f":"'BB1'!F41","v":1954.753708962},{"$f":"Apdx_1!D41","v":852.62905750000004},{"$f":"Apdx_1!E41","v":0},{"$f":"Apdx_1!G41","v":2640259},{"$f":"Apdx_1!H41","v":11424290.9999},{"$f":"Apdx_1!I41","v":0},6757.9384282168703,{"$f":"Apdx_1!N41","v":0},{"$f":"Apdx_1!P41","v":14064549.9999},{"$f":"Apdx_1!O41","v":0},5438.3012587963804,-1319.63716942049,{"$f":"IF((Apdx_1!K41*8784*0.7+Apdx_1!L41*8784*0.15)=0,0,(Apdx_1!K41*8784*0.7)/(Apdx_1!K41*8784*0.7+Apdx_1!L41*8784*0.15))","v":1},-1319.63716942049,-0.19527215044021723,null,{"$f":"'BB1'!K41+BB2a!P41","v":5485.2590710532131},{"$f":"'BB1'!L41","v":21395.595674829201},565.3214584745524,{"$f":"'BB1'!M41-U41","v":136.00437091675599}]
[null,"Pennsylvania",{"$f":"'BB1'!F42","v":1981.4806794239998},{"$f":"Apdx_1!D42","v":854.6162266},{"$f":"Apdx_1!E42","v":1514.9898418},{"$f":"Apdx_1!G42","v":87052562},{"$f":"Apdx_1!H42","v":50028719.1127},{"$f":"Apdx_1!I42","v":1638387},98740.765654842398,{"$f":"Apdx_1!N42","v":78328894.485853195},{"$f":"Apdx_1!P42","v":58916571.839999989},{"$f":"Apdx_1!O42","v":1474201.7868468198},94233.513323208928,-4507.25233163347,{"$f":"IF((Apdx_1!K42*8784*0.7+Apdx_1!L42*8784*0.15)=0,0,(Apdx_1!K42*8784*0.7)/(Apdx_1!K42*8784*0.7+Apdx_1!L42*8784*0.15))","v":1},-4507.25233163347,-4.5647330175552753E-2,null,{"$f":"'BB1'!K42+BB2a!P42","v":95662.471922825353},{"$f":"'BB1'!L42","v":146982.99104734001},1435.14977291891,{"$f":"'BB1'!M42-U42","v":67.618806311533262}]
[null,"Rhode Island",{"$f":"'BB1'!F43","v":0},{"$f":"Apdx_1!D43","v":917.88145899999995},{"$f":"Apdx_1!E43","v":0},{"$f":"Apdx_1!G43","v":0},{"$f":"Apdx_1!H43","v":8140017.2830999997},{"$f":"Apdx_1!I43","v":0},3388.3574213340094,{"$f":"Apdx_1!N43","v":0},{"$f":"Apdx_1!P43","v":8140017.2830999997},{"$f":"Apdx_1!O43","v":0},3388.3574213340094,0,{"$f":"IF((Apdx_1!K43*8784*0.7+Apdx_1!L43*8784*0.15)=0,0,(Apdx_1!K43*8784*0.7)/(Apdx_1!K43*8784*0.7+Apdx_1!L43*8784*0.15))","v":1},0,0,null,{"$f":"'BB1'!K43+BB2a!P43","v":3388.3574213340094},{"$f":"'BB1'!L43","v":8241.9122831000004},906.53366396745832,{"$f":"'BB1'!M43-U43","v":0}]
[null,"South Carolina",{"$f":"'BB1'!F44","v":2034.2072181739998},{"$f":"Apdx_1!D44","v":846.748332},{"$f":"Apdx_1!E44","v":1730.3936679000001},{"$f":"Apdx_1!G44","v":28460318},{"$f":"Apdx_1!H44","v":11209393.612},{"$f":"Apdx_1!I44","v":405616},30877.724336499326,{"$f":"Apdx_1!N44","v":22299837.719094746},{"$f":"Apdx_1!P44","v":17457672.959999997},{"$f":"Apdx_1!O44","v":317816.93290525896},27525.044055530663,-3352.6802809686633,{"$f":"IF((Apdx_1!K44*8784*0.7+Apdx_1!L44*8784*0.15)=0,0,(Apdx_1!K44*8784*0.7)/(Apdx_1!K44*8784*0.7+Apdx_1!L44*8784*0.15))","v":1},-3352.6802809686633,-0.10857925423621953,null,{"$f":"'BB1'!K44+BB2a!P44","v":27529.964778535039},{"$f":"'BB1'!L44","v":42233.471046645202},1437.3799681263245,{"$f":"'BB1'!M44-U44","v":175.04837053601682}]
[null,"South Dakota",{"$f":"'BB1'!F45","v":2130.042103626},{"$f":"Apdx_1!D45","v":1131.2330233},{"$f":"Apdx_1!E45","v":0},{"$f":"Apdx_1!G45","v":2923161},{"$f":"Apdx_1!H45","v":27096},{"$f":"Apdx_1!I45","v":0},2837.5984306894375,{"$f":"Apdx_1!N45","v":958045.8},{"$f":"Apdx_1!P45","v":1992211.2},{"$f":"Apdx_1!O45","v":0},1947.4800109786845,-890.11841971075296,{"$f":"IF((Apdx_1!K45*8784*0.7+Apdx_1!L45*8784*0.15)=0,0,(Apdx_1!K45*8784*0.7)/(Apdx_1!K45*8784*0.7+Apdx_1!L45*8784*0.15))","v":1},-890.11841971075296,-0.31368723991522834,null,{"$f":"'BB1'!K45+BB2a!P45","v":1947.4800109786845},{"$f":"'BB1'!L45","v":5864.9229999999998},732.20620117777776,{"$f":"'BB1'!M45-U45","v":334.66337164983133}]
[null,"Tennessee",{"$f":"'BB1'!F46","v":2109.8177572519999},{"$f":"Apdx_1!D46","v":812.86077809999995},{"$f":"Apdx_1!E46","v":0},{"$f":"Apdx_1!G46","v":34373696},{"$f":"Apdx_1!H46","v":6548896.9570000004},{"$f":"Apdx_1!I46","v":0},35302.968570583311,{"$f":"Apdx_1!N46","v":31076519.517000001},{"$f":"Apdx_1!P46","v":9846073.4399999995},{"$f":"Apdx_1!O46","v":0},33363.66831139916,-1939.3002591841505,{"$f":"IF((Apdx_1!K46*8784*0.7+Apdx_1!L46*8784*0.15)=0,0,(Apdx_1!K46*8784*0.7)/(Apdx_1!K46*8784*0.7+Apdx_1!L46*8784*0.15))","v":1},-1939.3002591841505,-5.493306477348478E-2,null,{"$f":"'BB1'!K46+BB2a!P46","v":33363.668311399168},{"$f":"'BB1'!L46","v":41759.050807000007},1761.7565104207488,{"$f":"'BB1'!M46-U46","v":102.40405297732218}]
[null,"Texas",{"$f":"'BB1'!F47","v":2104.2887610059997},{"$f":"Apdx_1!D47","v":837.48263850000001},{"$f":"Apdx_1!E47","v":1376.7255286},{"$f":"Apdx_1!G47","v":138705137.94580001},{"$f":"Apdx_1!H47","v":148010277.7022},{"$f":"Apdx_1!I47","v":20911868},201635.89709410266,{"$f":"Apdx_1!N47","v":66698232.66889292},{"$f":"Apdx_1!P47","v":230873297.75999996},{"$f":"Apdx_1!O47","v":10055753.219107125},157613.35001524174,-44022.547078860924,{"$f":"IF((Apdx_1!K47*8784*0.7+Apdx_1!L47*8784*0.15)=0,0,(Apdx_1!K47*8784*0.7)/(Apdx_1!K47*8784*0.7+Apdx_1!L47*8784*0.15))","v":1},-44022.547078860924,-0.21832693341461804,null,{"$f":"'BB1'!K47+BB2a!P47","v":168223.38224740725},{"$f":"'BB1'!L47","v":376669.93325311382},984.80016801926956,{"$f":"'BB1'!M47-U47","v":257.71335221484412}]
[null,"Utah",{"$f":"'BB1'!F48","v":1946.6230258359999},{"$f":"Apdx_1!D48","v":884.48694069999999},{"$f":"Apdx_1!E48","v":1866.9743576999999},{"$f":"Apdx_1!G48","v":27332140},{"$f":"Apdx_1!H48","v":5447362},{"$f":"Apdx_1!I48","v":120348},26415.549743211326,{"$f":"Apdx_1!N48","v":20797210.471572965},{"$f":"Apdx_1!P48","v":12011065.92},{"$f":"Apdx_1!O48","v":91573.608427033643},23254.992626281732,-3160.5571169295945,{"$f":"IF((Apdx_1!K48*8784*0.7+Apdx_1!L48*8784*0.15)=0,0,(Apdx_1!K48*8784*0.7)/(Apdx_1!K48*8784*0.7+Apdx_1!L48*8784*0.15))","v":1},-3160.5571169295945,-0.11964759952579987,null,{"$f":"'BB1'!K48+BB2a!P48","v":23254.992626281732},{"$f":"'BB1'!L48","v":33999.573939999995},1508.2225852746574,{"$f":"'BB1'!M48-U48","v":204.980655225688}]
[null,"Virginia",{"$f":"'BB1'!F49","v":2131.7714160799997},{"$f":"Apdx_1!D49","v":903.25933120000002},{"$f":"Apdx_1!E49","v":1652.3647022},{"$f":"Apdx_1!G49","v":13641552},{"$f":"Apdx_1!H49","v":23070349.8473},{"$f":"Apdx_1!I49","v":343908},22896.054420121603,{"$f":"Apdx_1!N49","v":7600564.6399364769},{"$f":"Apdx_1!P49","v":29263632.480000004},{"$f":"Apdx_1!O49","v":191612.72736351946},19478.700098560686,-3417.354321560917,{"$f":"IF((Apdx_1!K49*8784*0.7+Apdx_1!L49*8784*0.15)=0,0,(Apdx_1!K49*8784*0.7)/(Apdx_1!K49*8784*0.7+Apdx_1!L49*8784*0.15))","v":0.91319147403398504},-3120.6988302026225,-0.13629854178980624,null,{"$f":"'BB1'!K49+BB2a!P49","v":20946.246601474108},{"$f":"'BB1'!L49","v":40554.541429396006},1138.9100514388783,{"$f":"'BB1'!M49-U49","v":169.68172545916605}]
[null,"Washington",{"$f":"'BB1'!F50","v":2285.963091354},{"$f":"Apdx_1!D50","v":823.08344480000005},{"$f":"Apdx_1!E50","v":0},{"$f":"Apdx_1!G50","v":3735730},{"$f":"Apdx_1!H50","v":5665045},{"$f":"Apdx_1!I50","v":0},5987.3544535497404,{"$f":"Apdx_1!N50","v":0},{"$f":"Apdx_1!P50","v":9400775},{"$f":"Apdx_1!O50","v":0},3509.0116998031385,-2478.3427537466018,{"$f":"IF((Apdx_1!K50*8784*0.7+Apdx_1!L50*8784*0.15)=0,0,(Apdx_1!K50*8784*0.7)/(Apdx_1!K50*8784*0.7+Apdx_1!L50*8784*0.15))","v":1},-2478.3427537466018,-0.41392951978603165,null,{"$f":"'BB1'!K50+BB2a!P50","v":3890.4411360739464},{"$f":"'BB1'!L50","v":18796.9388544965},456.38822253178046,{"$f":"'BB1'!M50-U50","v":290.73475337256218}]
[null,"West Virginia",{"$f":"'BB1'!F51","v":1932.7992241559996},{"$f":"Apdx_1!D51","v":0},{"$f":"Apdx_1!E51","v":0},{"$f":"Apdx_1!G51","v":70074636},{"$f":"Apdx_1!H51","v":0},{"$f":"Apdx_1!I51","v":0},61422.131649544681,{"$f":"Apdx_1!N51","v":70074636},{"$f":"Apdx_1!P51","v":0},{"$f":"Apdx_1!O51","v":0},61422.131649544681,0,{"$f":"IF((Apdx_1!K51*8784*0.7+Apdx_1!L51*8784*0.15)=0,0,(Apdx_1!K51*8784*0.7)/(Apdx_1!K51*8784*0.7+Apdx_1!L51*8784*0.15))","v":0},0,0,null,{"$f":"'BB1'!K51+BB2a!P51","v":61680.204839587495},{"$f":"'BB1'!L51","v":71641.411782565614},1898.4728048830586,{"$f":"'BB1'!M51-U51","v":0}]
[null,"Wisconsin",{"$f":"'BB1'!F52","v":2221.0903128059995},{"$f":"Apdx_1!D52","v":833.44731530000001},{"$f":"Apdx_1!E52","v":1797.8866324999999},{"$f":"Apdx_1!G52","v":32112721},{"$f":"Apdx_1!H52","v":10244272.9537},{"$f":"Apdx_1!I52","v":47668},36256.879201065567,{"$f":"Apdx_1!N52","v":24062121.992018439},{"$f":"Apdx_1!P52","v":18306822.240000002},{"$f":"Apdx_1!O52","v":35717.721681558382},31185.441915927335,-5071.4372851382323,{"$f":"IF((Apdx_1!K52*8784*0.7+Apdx_1!L52*8784*0.15)=0,0,(Apdx_1!K52*8784*0.7)/(Apdx_1!K52*8784*0.7+Apdx_1!L52*8784*0.15))","v":1},-5071.4372851382323,-0.13987517395013926,null,{"$f":"'BB1'!K52+BB2a!P52","v":31246.039971075767},{"$f":"'BB1'!L52","v":45788.029053495098},1504.7548191655039,{"$f":"'BB1'!M52-U52","v":244.23157948884364}]
[null,"Wyoming",{"$f":"'BB1'!F53","v":2190.707541626},{"$f":"Apdx_1!D53","v":0},{"$f":"Apdx_1!E53","v":0},{"$f":"Apdx_1!G53","v":42907427},{"$f":"Apdx_1!H53","v":0},{"$f":"Apdx_1!I53","v":0},42627.922448022509,{"$f":"Apdx_1!N53","v":42617555},{"$f":"Apdx_1!P53","v":289872},{"$f":"Apdx_1!O53","v":0},42339.938711876937,-287.98373614557204,{"$f":"IF((Apdx_1!K53*8784*0.7+Apdx_1!L53*8784*0.15)=0,0,(Apdx_1!K53*8784*0.7)/(Apdx_1!K53*8784*0.7+Apdx_1!L53*8784*0.15))","v":0},0,0,null,{"$f":"'BB1'!K53+BB2a!P53","v":42627.922448022509},{"$f":"'BB1'!L53","v":47276.534},1988.2511674960572,{"$f":"'BB1'!M53-U53","v":0}]
[null,"U.S. Total",null,null,null,null,null,null,null,null,null,null,null,null,null,{"$f":"SUM(P5:P53)","v":-227227.01805616077},null,null,{"$f":"SUM(S5:S53)","v":1636427.8483644044},{"$f":"SUM(T5:T53)","v":2831323.4143153145},1274.4713873805981,{"$f":"'BB1'!M54-U54","v":176.96737026434653}]

{"sheet":"BB2b","index":9,"n_rows":54,"n_cols":22,"rows_kept":54,"cut":false,"hidden":true,"merged":[]}
[]
[]
[null,"(2b) Redispatch to Under-Construction NG"]
[null,"State",{"$f":"'BB1'!F4","v":"Adj. Coal Rate (lbs/MWh)"},{"$f":"Apdx_1!D4","v":"NGCC Rate (lb/MWh)"},{"$f":"Apdx_1!E4","v":"O/G rate (lb/MWh)"},{"$f":"Apdx_1!G4","v":"Hist Coal Gen (MWh)"},{"$f":"Apdx_1!H4","v":"Hist NGCC Gen. (MWh)"},{"$f":"Apdx_1!I4","v":"Historic OG steam Gen. (MWh)"},"Historic Fossil Emissions (thousand metric tons)",{"$f":"Apdx_1!N4","v":"Redispatched Coal Gen. (MWh)"},{"$f":"Apdx_1!P4","v":"Redispatched NGCC Gen. (MWh)"},{"$f":"Apdx_1!O4","v":"Redispatch O/G steam Gen. (MWh)"},"Adj. Fossil Emissions (thousand metric tons)","Emission Reduction (thousand metric tons)","Under Construction NGCC Share","Under Constr Emission Reduction (thousand metric tons)","Percentage Reduction",null,"Numerator (thousand metric tons)","Denominator (GWh)","111(d) Emissions Rate (lbs/MWh)","111(d) Emissions Rate Reduction (lbs/MWh)"]
[null,"Alabama",{"$f":"'BB1'!F5","v":2128.1932868099998},{"$f":"Apdx_1!D5","v":876.68376069999999},{"$f":"Apdx_1!E5","v":0},{"$f":"Apdx_1!G5","v":46045176},{"$f":"Apdx_1!H5","v":53492095.964400001},{"$f":"Apdx_1!I5","v":0},{"$f":"SUMPRODUCT(C5:E5,F5:H5)*1/2000*1/1000*metric_tons_per_short_ton","v":65707.019242029623},{"$f":"Apdx_1!N5","v":36001106.6844},{"$f":"Apdx_1!P5","v":63536165.280000001},{"$f":"Apdx_1!O5","v":0},{"$f":"SUMPRODUCT(C5:E5,J5:L5)*1/2000*1/1000*metric_tons_per_short_ton","v":60006.411579304637},{"$f":"M5-I5","v":-5700.6076627249859},{"$f":"IF((Apdx_1!K5*8784*0.7+Apdx_1!L5*8784*0.15)=0,0,(Apdx_1!L5*8784*0.15)/(Apdx_1!K5*8784*0.7+Apdx_1!L5*8784*0.15))","v":0},{"$f":"N5*O5+Apdx_1!L5*0.55*8784*D5*metric_tons_per_short_ton/(2000*1000)","v":0},{"$f":"IF(I5=0,0,P5/I5)","v":0},null,{"$f":"BB2a!S5+BB2b!P5","v":60006.411579304622},{"$f":"BB2a!T5+Apdx_1!L5*0.55*8784/1000","v":102313.82596439999},{"$f":"(S5*2000)/(T5*metric_tons_per_short_ton)","v":1293.2605797347262},{"$f":"BB2a!U5-U5","v":0}]
[null,"Alaska",{"$f":"'BB1'!F6","v":2680.7521396960001},{"$f":"Apdx_1!D6","v":1149.0343319000001},{"$f":"Apdx_1!E6","v":0},{"$f":"Apdx_1!G6","v":215407},{"$f":"Apdx_1!H6","v":2204942.0011},{"$f":"Apdx_1!I6","v":0},1410.8415997938948,{"$f":"Apdx_1!N6","v":0},{"$f":"Apdx_1!P6","v":2420349.0011},{"$f":"Apdx_1!O6","v":0},1261.2125681907503,{"$f":"M6-I6","v":-149.62903160314454},{"$f":"IF((Apdx_1!K6*8784*0.7+Apdx_1!L6*8784*0.15)=0,0,(Apdx_1!L6*8784*0.15)/(Apdx_1!K6*8784*0.7+Apdx_1!L6*8784*0.15))","v":0},{"$f":"N6*O6+Apdx_1!L6*0.55*8784*D6*metric_tons_per_short_ton/(2000*1000)","v":0},{"$f":"IF(I6=0,0,P6/I6)","v":0},null,{"$f":"BB2a!S6+BB2b!P6","v":1795.8922126753723},{"$f":"BB2a!T6+Apdx_1!L6*0.55*8784/1000","v":3202.1598217000001},1236.6875021107919,{"$f":"BB2a!U6-U6","v":0}]
[null,"Arizona",{"$f":"'BB1'!F7","v":2132.018020474},{"$f":"Apdx_1!D7","v":899.86091399999998},{"$f":"Apdx_1!E7","v":1562.9144492},{"$f":"Apdx_1!G7","v":24335930},{"$f":"Apdx_1!H7","v":26782325.404100001},{"$f":"Apdx_1!I7","v":1033871.4028},35191.990770167344,{"$f":"Apdx_1!N7","v":0},{"$f":"Apdx_1!P7","v":52152126.806900002},{"$f":"Apdx_1!O7","v":0},21282.601034709678,-13909.389735457666,{"$f":"IF((Apdx_1!K7*8784*0.7+Apdx_1!L7*8784*0.15)=0,0,(Apdx_1!L7*8784*0.15)/(Apdx_1!K7*8784*0.7+Apdx_1!L7*8784*0.15))","v":0},{"$f":"N7*O7+Apdx_1!L7*0.55*8784*D7*metric_tons_per_short_ton/(2000*1000)","v":0},0,null,{"$f":"BB2a!S7+BB2b!P7","v":21290.413827539804},{"$f":"BB2a!T7+Apdx_1!L7*0.55*8784/1000","v":53869.140671161098},871.49874081297355,{"$f":"BB2a!U7-U7","v":0}]
[null,"Arkansas",{"$f":"'BB1'!F8","v":2139.597135946},{"$f":"Apdx_1!D8","v":827.20611759999997},{"$f":"Apdx_1!E8","v":1446.3626015},{"$f":"Apdx_1!G8","v":28378831},{"$f":"Apdx_1!H8","v":15651184.9989},{"$f":"Apdx_1!I8","v":860469.77339999995},33971.944768356305,{"$f":"Apdx_1!N8","v":10218692.588789813},{"$f":"Apdx_1!P8","v":34361953.919999994},{"$f":"Apdx_1!O8","v":309839.26351019286},23008.977269929277,-10962.967498427028,{"$f":"IF((Apdx_1!K8*8784*0.7+Apdx_1!L8*8784*0.15)=0,0,(Apdx_1!L8*8784*0.15)/(Apdx_1!K8*8784*0.7+Apdx_1!L8*8784*0.15))","v":0},{"$f":"N8*O8+Apdx_1!L8*0.55*8784*D8*metric_tons_per_short_ton/(2000*1000)","v":0},0,null,{"$f":"BB2a!S8+BB2b!P8","v":23366.825483138364},{"$f":"BB2a!T8+Apdx_1!L8*0.55*8784/1000","v":47861.773030299999},1076.5486004301531,{"$f":"BB2a!U8-U8","v":0}]
[null,"California",{"$f":"'BB1'!F9","v":2053.3195178519995},{"$f":"Apdx_1!D9","v":866.62532759999999},{"$f":"Apdx_1!E9","v":1405.0881457},{"$f":"Apdx_1!G9","v":933157},{"$f":"Apdx_1!H9","v":81298989.272799999},{"$f":"Apdx_1!I9","v":10403921},39450.082347346492,{"$f":"Apdx_1!N9","v":0},{"$f":"Apdx_1!P9","v":92636067.272799999},{"$f":"Apdx_1!O9","v":0},36407.325634057204,{"$f":"M9-I9","v":-3042.7567132892873},{"$f":"IF((Apdx_1!K9*8784*0.7+Apdx_1!L9*8784*0.15)=0,0,(Apdx_1!L9*8784*0.15)/(Apdx_1!K9*8784*0.7+Apdx_1!L9*8784*0.15))","v":1.8784945851860305E-2},{"$f":"N9*O9+Apdx_1!L9*0.55*8784*D9*metric_tons_per_short_ton/(2000*1000)","v":3465.3697128343147},8.7841887941392444E-2,null,{"$f":"BB2a!S9+BB2b!P9","v":44103.727098379961},{"$f":"BB2a!T9+Apdx_1!L9*0.55*8784/1000","v":145971.65440563159},666.23810858336969,{"$f":"BB2a!U9-U9","v":-12.189007947899768}]
[null,"Colorado",{"$f":"'BB1'!F10","v":2092.0037571859998},{"$f":"Apdx_1!D10","v":927.72581000000002},{"$f":"Apdx_1!E10","v":5177.3097086999996},{"$f":"Apdx_1!G10","v":34385542},{"$f":"Apdx_1!H10","v":8811705.9947999995},{"$f":"Apdx_1!I10","v":618},36331.122926108343,{"$f":"Apdx_1!N10","v":22548824.092225134},{"$f":"Apdx_1!P10","v":20648636.640000001},{"$f":"Apdx_1!O10","v":405.26257486344502},{"$f":"SUMPRODUCT(C10:E10,J10:L10)*1/2000*1/1000*metric_tons_per_short_ton","v":30080.925305574998},-6250.1976205333449,{"$f":"IF((Apdx_1!K10*8784*0.7+Apdx_1!L10*8784*0.15)=0,0,(Apdx_1!L10*8784*0.15)/(Apdx_1!K10*8784*0.7+Apdx_1!L10*8784*0.15))","v":1.2762101662901846E-2},{"$f":"N10*O10+Apdx_1!L10*0.55*8784*D10*metric_tons_per_short_ton/(2000*1000)","v":326.75436680129673},8.993786607308079E-3,null,{"$f":"BB2a!S10+BB2b!P10","v":30508.088180642102},{"$f":"BB2a!T10+Apdx_1!L10*0.55*8784/1000","v":50418.389308067395},1334.2854009911314,{"$f":"BB2a!U10-U10","v":11.50047345198368}]
[null,"Connecticut",{"$f":"'BB1'!F11","v":2957.2776336520001},{"$f":"Apdx_1!D11","v":809.89153940000006},{"$f":"Apdx_1!E11","v":1763.5710523},{"$f":"Apdx_1!G11","v":99461},{"$f":"Apdx_1!H11","v":15299704.404100001},{"$f":"Apdx_1!I11","v":335267},6020.8937109273338,{"$f":"Apdx_1!N11","v":0},{"$f":"Apdx_1!P11","v":15734432.404100001},{"$f":"Apdx_1!O11","v":0},5779.033799488504,-241.85991143882984,{"$f":"IF((Apdx_1!K11*8784*0.7+Apdx_1!L11*8784*0.15)=0,0,(Apdx_1!L11*8784*0.15)/(Apdx_1!K11*8784*0.7+Apdx_1!L11*8784*0.15))","v":0},{"$f":"N11*O11+Apdx_1!L11*0.55*8784*D11*metric_tons_per_short_ton/(2000*1000)","v":0},0,null,{"$f":"BB2a!S11+BB2b!P11","v":5786.49684916774},{"$f":"BB2a!T11+Apdx_1!L11*0.55*8784/1000","v":16430.998479694801},776.55902996344844,{"$f":"BB2a!U11-U11","v":0}]
[null,"Delaware",{"$f":"'BB1'!F12","v":2008.6882563759998},{"$f":"Apdx_1!D12","v":979.35543659999996},{"$f":"Apdx_1!E12","v":1429.8429154999999},{"$f":"Apdx_1!G12","v":1406502},{"$f":"Apdx_1!H12","v":5179270.0000999998},{"$f":"Apdx_1!I12","v":1076070},4279.3082414398368,{"$f":"Apdx_1!N12","v":184878.74518356379},{"$f":"Apdx_1!P12","v":7335518.3999999994},{"$f":"Apdx_1!O12","v":141444.85491643636},3518.1112873084339,-761.19695413140289,{"$f":"IF((Apdx_1!K12*8784*0.7+Apdx_1!L12*8784*0.15)=0,0,(Apdx_1!L12*8784*0.15)/(Apdx_1!K12*8784*0.7+Apdx_1!L12*8784*0.15))","v":0},{"$f":"N12*O12+Apdx_1!L12*0.55*8784*D12*metric_tons_per_short_ton/(2000*1000)","v":0},0,null,{"$f":"BB2a!S12+BB2b!P12","v":3519.022129738426},{"$f":"BB2a!T12+Apdx_1!L12*0.55*8784/1000","v":7794.3249773752004},995.5571532771678,{"$f":"BB2a!U12-U12","v":0}]
[null,"Florida",{"$f":"'BB1'!F13","v":2115.6836009939998},{"$f":"Apdx_1!D13","v":864.2511733},{"$f":"Apdx_1!E13","v":1528.8799706},{"$f":"Apdx_1!G13","v":44537196},{"$f":"Apdx_1!H13","v":133320419.2579},{"$f":"Apdx_1!I13","v":10025973},101936.57506493793,{"$f":"Apdx_1!N13","v":4131158.1657033339},{"$f":"Apdx_1!P13","v":182822446.07999995},{"$f":"Apdx_1!O13","v":929984.01219670847},76263.539968332785,-25673.035096605148,{"$f":"IF((Apdx_1!K13*8784*0.7+Apdx_1!L13*8784*0.15)=0,0,(Apdx_1!L13*8784*0.15)/(Apdx_1!K13*8784*0.7+Apdx_1!L13*8784*0.15))","v":8.3384903368644413E-3},{"$f":"N13*O13+Apdx_1!L13*0.55*8784*D13*metric_tons_per_short_ton/(2000*1000)","v":1976.7403370979621},1.9391865342137445E-2,null,{"$f":"BB2a!S13+BB2b!P13","v":81276.702901204088},{"$f":"BB2a!T13+Apdx_1!L13*0.55*8784/1000","v":201564.4673554262},889.14954569920189,{"$f":"BB2a!U13-U13","v":3.1188896925557401}]
[null,"Georgia",{"$f":"'BB1'!F14","v":2156.8770960679999},{"$f":"Apdx_1!D14","v":841.16901270000005},{"$f":"Apdx_1!E14","v":0},{"$f":"Apdx_1!G14","v":40972090},{"$f":"Apdx_1!H14","v":37591123.001900002},{"$f":"Apdx_1!I14","v":0},54416.485520496062,{"$f":"Apdx_1!N14","v":27190603.881900012},{"$f":"Apdx_1!P14","v":51372609.11999999},{"$f":"Apdx_1!O14","v":0},46193.436367210015,-8223.0491532860469,{"$f":"IF((Apdx_1!K14*8784*0.7+Apdx_1!L14*8784*0.15)=0,0,(Apdx_1!L14*8784*0.15)/(Apdx_1!K14*8784*0.7+Apdx_1!L14*8784*0.15))","v":0},{"$f":"N14*O14+Apdx_1!L14*0.55*8784*D14*metric_tons_per_short_ton/(2000*1000)","v":0},0,null,{"$f":"BB2a!S14+BB2b!P14","v":46224.43102730532},{"$f":"BB2a!T14+Apdx_1!L14*0.55*8784/1000","v":81925.564573171301},1244.1560044437881,{"$f":"BB2a!U14-U14","v":0}]
[null,"Hawaii",{"$f":"'BB1'!F15","v":1952.3963452839996},{"$f":"Apdx_1!D15","v":0},{"$f":"Apdx_1!E15","v":1694.9226693999999},{"$f":"Apdx_1!G15","v":1502308},{"$f":"Apdx_1!H15","v":0},{"$f":"Apdx_1!I15","v":4093831},4476.8738235310157,{"$f":"Apdx_1!N15","v":1502308},{"$f":"Apdx_1!P15","v":0},{"$f":"Apdx_1!O15","v":4093831},4476.8738235310157,0,{"$f":"IF((Apdx_1!K15*8784*0.7+Apdx_1!L15*8784*0.15)=0,0,(Apdx_1!L15*8784*0.15)/(Apdx_1!K15*8784*0.7+Apdx_1!L15*8784*0.15))","v":0},{"$f":"N15*O15+Apdx_1!L15*0.55*8784*D15*metric_tons_per_short_ton/(2000*1000)","v":0},0,null,{"$f":"BB2a!S15+BB2b!P15","v":4643.232671796708},{"$f":"BB2a!T15+Apdx_1!L15*0.55*8784/1000","v":6771.0436878117989},1512.1244626168557,{"$f":"BB2a!U15-U15","v":0}]
[null,"Idaho",{"$f":"'BB1'!F16","v":0},{"$f":"Apdx_1!D16","v":857.9888373},{"$f":"Apdx_1!E16","v":0},{"$f":"Apdx_1!G16","v":0},{"$f":"Apdx_1!H16","v":1639922},{"$f":"Apdx_1!I16","v":0},638.09026821436021,{"$f":"Apdx_1!N16","v":0},{"$f":"Apdx_1!P16","v":1639922},{"$f":"Apdx_1!O16","v":0},638.09026821436021,0,{"$f":"IF((Apdx_1!K16*8784*0.7+Apdx_1!L16*8784*0.15)=0,0,(Apdx_1!L16*8784*0.15)/(Apdx_1!K16*8784*0.7+Apdx_1!L16*8784*0.15))","v":0},{"$f":"N16*O16+Apdx_1!L16*0.55*8784*D16*metric_tons_per_short_ton/(2000*1000)","v":0},0,null,{"$f":"BB2a!S16+BB2b!P16","v":638.09026821436021},{"$f":"BB2a!T16+Apdx_1!L16*0.55*8784/1000","v":4154.4241700000002},338.68346429408786,{"$f":"BB2a!U16-U16","v":0}]
[null,"Illinois",{"$f":"'BB1'!F17","v":2194.0835895079999},{"$f":"Apdx_1!D17","v":865.11049949999995},{"$f":"Apdx_1!E17","v":0},{"$f":"Apdx_1!G17","v":79166165},{"$f":"Apdx_1!H17","v":7870423.0049999999},{"$f":"Apdx_1!I17","v":0},81859.456963229182,{"$f":"Apdx_1!N17","v":66157722.725000001},{"$f":"Apdx_1!P17","v":20878865.279999997},{"$f":"Apdx_1!O17","v":0},74019.408042307943,-7840.0489209212392,{"$f":"IF((Apdx_1!K17*8784*0.7+Apdx_1!L17*8784*0.15)=0,0,(Apdx_1!L17*8784*0.15)/(Apdx_1!K17*8784*0.7+Apdx_1!L17*8784*0.15))","v":0},{"$f":"N17*O17+Apdx_1!L17*0.55*8784*D17*metric_tons_per_short_ton/(2000*1000)","v":0},0,null,{"$f":"BB2a!S17+BB2b!P17","v":74247.388755535721},{"$f":"BB2a!T17+Apdx_1!L17*0.55*8784/1000","v":96136.6311255162},1703.0013556292481,{"$f":"BB2a!U17-U17","v":0}]
[null,"Indiana",{"$f":"'BB1'!F18","v":2028.6542037999998},{"$f":"Apdx_1!D18","v":913.95402869999998},{"$f":"Apdx_1!E18","v":0},{"$f":"Apdx_1!G18","v":87213268},{"$f":"Apdx_1!H18","v":12839308.9999},{"$f":"Apdx_1!I18","v":0},85557.355776978759,{"$f":"Apdx_1!N18","v":83034543.239900008},{"$f":"Apdx_1!P18","v":17018033.759999998},{"$f":"Apdx_1!O18","v":0},83444.941338902354,-2112.4144380764046,{"$f":"IF((Apdx_1!K18*8784*0.7+Apdx_1!L18*8784*0.15)=0,0,(Apdx_1!L18*8784*0.15)/(Apdx_1!K18*8784*0.7+Apdx_1!L18*8784*0.15))","v":0},{"$f":"N18*O18+Apdx_1!L18*0.55*8784*D18*metric_tons_per_short_ton/(2000*1000)","v":0},0,null,{"$f":"BB2a!S18+BB2b!P18","v":84578.211058522851},{"$f":"BB2a!T18+Apdx_1!L18*0.55*8784/1000","v":105230.1210946404},1772.315898974894,{"$f":"BB2a!U18-U18","v":0}]
[null,"Iowa",{"$f":"'BB1'!F19","v":2116.2528721379999},{"$f":"Apdx_1!D19","v":894.23068499999999},{"$f":"Apdx_1!E19","v":2421.6860683},{"$f":"Apdx_1!G19","v":33055156},{"$f":"Apdx_1!H19","v":1437496.0001000001},{"$f":"Apdx_1!I19","v":305111},32641.753128865836,{"$f":"Apdx_1!N19","v":26779113.810829978},{"$f":"Apdx_1!P19","v":7771468.3200000003},{"$f":"Apdx_1!O19","v":247180.86927002086},29123.523487463266,-3518.2296414025695,{"$f":"IF((Apdx_1!K19*8784*0.7+Apdx_1!L19*8784*0.15)=0,0,(Apdx_1!L19*8784*0.15)/(Apdx_1!K19*8784*0.7+Apdx_1!L19*8784*0.15))","v":0},{"$f":"N19*O19+Apdx_1!L19*0.55*8784*D19*metric_tons_per_short_ton/(2000*1000)","v":0},0,null,{"$f":"BB2a!S19+BB2b!P19","v":29123.52348746327},{"$f":"BB2a!T19+Apdx_1!L19*0.55*8784/1000","v":48981.187140100003},1311.1045315930069,{"$f":"BB2a!U19-U19","v":0}]
[null,"Kansas",{"$f":"'BB1'!F20","v":2222.0186343400001},{"$f":"Apdx_1!D20","v":0},{"$f":"Apdx_1!E20","v":1560.4262702000001},{"$f":"Apdx_1!G20","v":27979593},{"$f":"Apdx_1!H20","v":0},{"$f":"Apdx_1!I20","v":1632997},29350.22451990129,{"$f":"Apdx_1!N20","v":27979593},{"$f":"Apdx_1!P20","v":0},{"$f":"Apdx_1!O20","v":1632997},29350.22451990129,0,{"$f":"IF((Apdx_1!K20*8784*0.7+Apdx_1!L20*8784*0.15)=0,0,(Apdx_1!L20*8784*0.15)/(Apdx_1!K20*8784*0.7+Apdx_1!L20*8784*0.15))","v":0},{"$f":"N20*O20+Apdx_1!L20*0.55*8784*D20*metric_tons_per_short_ton/(2000*1000)","v":0},0,null,{"$f":"BB2a!S20+BB2b!P20","v":29350.224519901298},{"$f":"BB2a!T20+Apdx_1!L20*0.55*8784/1000","v":34865.243350000004},1856.2712382504228,{"$f":"BB2a!U20-U20","v":0}]
[null,"Kentucky",{"$f":"'BB1'!F21","v":2036.34682023},{"$f":"RefTables!$D$8","v":907},{"$f":"Apdx_1!E21","v":0},{"$f":"Apdx_1!G21","v":84358283},{"$f":"Apdx_1!H21","v":0},{"$f":"Apdx_1!I21","v":0},77903.464130915498,{"$f":"Apdx_1!N21","v":83515019},{"$f":"Apdx_1!P21","v":843264},{"$f":"Apdx_1!O21","v":0},77471.579066949475,-431.88506396602315,{"$f":"IF((Apdx_1!K21*8784*0.7+Apdx_1!L21*8784*0.15)=0,0,(Apdx_1!L21*8784*0.15)/(Apdx_1!K21*8784*0.7+Apdx_1!L21*8784*0.15))","v":1},{"$f":"N21*O21+Apdx_1!L21*0.55*8784*D21*metric_tons_per_short_ton/(2000*1000)","v":839.91712764997669},1.0781511926587882E-2,null,{"$f":"BB2a!S21+BB2b!P21","v":78743.381258565481},{"$f":"BB2a!T21+Apdx_1!L21*0.55*8784/1000","v":87783.130449999997},1977.9973431797121,{"$f":"BB2a!U21-U21","v":50.34559577250252}]
[null,"Louisiana",{"$f":"'BB1'!F22","v":2183.8263931679999},{"$f":"Apdx_1!D22","v":766.29985739999995},{"$f":"Apdx_1!E22","v":1581.2103032},{"$f":"Apdx_1!G22","v":24300393},{"$f":"Apdx_1!H22","v":19771182.009100001},{"$f":"Apdx_1!I22","v":14254748},41158.865449441553,{"$f":"Apdx_1!N22","v":11538767.058381507},{"$f":"Apdx_1!P22","v":40018849.919999994},{"$f":"Apdx_1!O22","v":6768706.0307185017},30188.520314591267,-10970.345134850286,{"$f":"IF((Apdx_1!K22*8784*0.7+Apdx_1!L22*8784*0.15)=0,0,(Apdx_1!L22*8784*0.15)/(Apdx_1!K22*8784*0.7+Apdx_1!L22*8784*0.15))","v":0},{"$f":"N22*O22+Apdx_1!L22*0.55*8784*D22*metric_tons_per_short_ton/(2000*1000)","v":0},0,null,{"$f":"BB2a!S22+BB2b!P22","v":31670.134586890388},{"$f":"BB2a!T22+Apdx_1!L22*0.55*8784/1000","v":65980.093613219899},1058.4240272263573,{"$f":"BB2a!U22-U22","v":0}]
[null,"Maine",{"$f":"'BB1'!F23","v":0},{"$f":"Apdx_1!D23","v":847.59208590000003},{"$f":"Apdx_1!E23","v":2635.1274653999999},{"$f":"Apdx_1!G23","v":0},{"$f":"Apdx_1!H23","v":4053378.0000999998},{"$f":"Apdx_1!I23","v":59067},1628.6364952782765,{"$f":"Apdx_1!N23","v":0},{"$f":"Apdx_1!P23","v":4112445.0000999998},{"$f":"Apdx_1!O23","v":0},1580.7539915279465,-47.882503750329988,{"$f":"IF((Apdx_1!K23*8784*0.7+Apdx_1!L23*8784*0.15)=0,0,(Apdx_1!L23*8784*0.15)/(Apdx_1!K23*8784*0.7+Apdx_1!L23*8784*0.15))","v":0},{"$f":"N23*O23+Apdx_1!L23*0.55*8784*D23*metric_tons_per_short_ton/(2000*1000)","v":0},0,null,{"$f":"BB2a!S23+BB2b!P23","v":1580.7539915279465},{"$f":"BB2a!T23+Apdx_1!L23*0.55*8784/1000","v":8211.2403400999992},424.50052506212904,{"$f":"BB2a!U23-U23","v":0}]
[null,"Maryland",{"$f":"'BB1'!F24","v":2028.5160639379999},{"$f":"Apdx_1!D24","v":975.17739540000002},{"$f":"Apdx_1!E24","v":1544.2413833000001},{"$f":"Apdx_1!G24","v":16297835},{"$f":"Apdx_1!H24","v":676555.59400000004},{"$f":"Apdx_1!I24","v":2892354},17317.656916980042,{"$f":"Apdx_1!N24","v":15364291.766884193},{"$f":"Apdx_1!P24","v":1775773.44},{"$f":"Apdx_1!O24","v":2726679.3871158077},16828.957769790173,-488.69914718986911,{"$f":"IF((Apdx_1!K24*8784*0.7+Apdx_1!L24*8784*0.15)=0,0,(Apdx_1!L24*8784*0.15)/(Apdx_1!K24*8784*0.7+Apdx_1!L24*8784*0.15))","v":0},{"$f":"N24*O24+Apdx_1!L24*0.55*8784*D24*metric_tons_per_short_ton/(2000*1000)","v":0},0,null,{"$f":"BB2a!S24+BB2b!P24","v":16850.823164580641},{"$f":"BB2a!T24+Apdx_1!L24*0.55*8784/1000","v":20785.814525837504},1787.6264912820668,{"$f":"BB2a!U24-U24","v":0}]
[null,"Massachusetts",{"$f":"'BB1'!F25","v":1957.5538324739998},{"$f":"Apdx_1!D25","v":886.31744089999995},{"$f":"Apdx_1!E25","v":1756.554529},{"$f":"Apdx_1!G25","v":2268133},{"$f":"Apdx_1!H25","v":23603159.816199999},{"$f":"Apdx_1!I25","v":329883.23700000002},11763.491844680106,{"$f":"Apdx_1!N25","v":4.6566128730773926E-10},{"$f":"Apdx_1!P25","v":26201176.053199999},{"$f":"Apdx_1!O25","v":5.8207660913467407E-11},10531.430646197312,-1232.0611984827938,{"$f":"IF((Apdx_1!K25*8784*0.7+Apdx_1!L25*8784*0.15)=0,0,(Apdx_1!L25*8784*0.15)/(Apdx_1!K25*8784*0.7+Apdx_1!L25*8784*0.15))","v":0},{"$f":"N25*O25+Apdx_1!L25*0.55*8784*D25*metric_tons_per_short_ton/(2000*1000)","v":0},0,null,{"$f":"BB2a!S25+BB2b!P25","v":10546.807223791198},{"$f":"BB2a!T25+Apdx_1!L25*0.55*8784/1000","v":28079.579012329003},828.23413247704354,{"$f":"BB2a!U25-U25","v":0}]
[null,"Michigan",{"$f":"'BB1'!F26","v":2119.6539833339998},{"$f":"Apdx_1!D26","v":810.28612769999995},{"$f":"Apdx_1!E26","v":1586.13537},{"$f":"Apdx_1!G26","v":53210780},{"$f":"Apdx_1!H26","v":18499950.609700002},{"$f":"Apdx_1!I26","v":774872},58505.013269899748,{"$f":"Apdx_1!N26","v":41091564.491654843},{"$f":"Apdx_1!P26","v":30795649.919999994},{"$f":"Apdx_1!O26","v":598388.19804516248},51246.54802296932,-7258.4652469304274,{"$f":"IF((Apdx_1!K26*8784*0.7+Apdx_1!L26*8784*0.15)=0,0,(Apdx_1!L26*8784*0.15)/(Apdx_1!K26*8784*0.7+Apdx_1!L26*8784*0.15))","v":0},{"$f":"N26*O26+Apdx_1!L26*0.55*8784*D26*metric_tons_per_short_ton/(2000*1000)","v":0},0,null,{"$f":"BB2a!S26+BB2b!P26","v":52627.421900647154},{"$f":"BB2a!T26+Apdx_1!L26*0.55*8784/1000","v":80570.214615444289},1440.3242858419671,{"$f":"BB2a!U26-U26","v":0}]
[null,"Minnesota",{"$f":"'BB1'!F27","v":2178.9033050359999},{"$f":"Apdx_1!D27","v":862.64948679999998},{"$f":"Apdx_1!E27","v":1590.7834353999999},{"$f":"Apdx_1!G27","v":21989584},{"$f":"Apdx_1!H27","v":5715510.0219999999},{"$f":"Apdx_1!I27","v":29243},23985.695868685383,{"$f":"Apdx_1!N27","v":10699000.722071774},{"$f":"Apdx_1!P27","v":17021108.159999996},{"$f":"Apdx_1!O27","v":14228.139928228969},17241.15036649242,-6744.5455021929629,{"$f":"IF((Apdx_1!K27*8784*0.7+Apdx_1!L27*8784*0.15)=0,0,(Apdx_1!L27*8784*0.15)/(Apdx_1!K27*8784*0.7+Apdx_1!L27*8784*0.15))","v":0},{"$f":"N27*O27+Apdx_1!L27*0.55*8784*D27*metric_tons_per_short_ton/(2000*1000)","v":0},0,null,{"$f":"BB2a!S27+BB2b!P27","v":17279.21063141599},{"$f":"BB2a!T27+Apdx_1!L27*0.55*8784/1000","v":37286.1319797424},1021.8785304587257,{"$f":"BB2a!U27-U27","v":0}]
[null,"Mississippi",{"$f":"'BB1'!F28","v":2344.2921799399996},{"$f":"Apdx_1!D28","v":848.17551279999998},{"$f":"Apdx_1!E28","v":1388.2063624},{"$f":"Apdx_1!G28","v":7503114},{"$f":"Apdx_1!H28","v":31813676.742600001},{"$f":"Apdx_1!I28","v":4402778},22985.664502822117,{"$f":"Apdx_1!N28","v":0},{"$f":"Apdx_1!P28","v":43719568.742600001},{"$f":"Apdx_1!O28","v":0},16816.626973674094,-6169.0375291480232,{"$f":"IF((Apdx_1!K28*8784*0.7+Apdx_1!L28*8784*0.15)=0,0,(Apdx_1!L28*8784*0.15)/(Apdx_1!K28*8784*0.7+Apdx_1!L28*8784*0.15))","v":4.0550915729790334E-3},{"$f":"N28*O28+Apdx_1!L28*0.55*8784*D28*metric_tons_per_short_ton/(2000*1000)","v":253.73040708647292},1.1038637018969828E-2,null,{"$f":"BB2a!S28+BB2b!P28+RefTables!$D$9*metric_tons_per_short_ton/(2000*1000)","v":19228.515506116906},{"$f":"BB2a!T28+Apdx_1!L28*0.55*8784/1000+RefTables!D10/1000","v":51790.406682599998},818.68935610252106,{"$f":"BB2a!U28-U28","v":2.403922130219712}]
[null,"Missouri",{"$f":"'BB1'!F29","v":1959.4852657959998},{"$f":"Apdx_1!D29","v":889.72164320000002},{"$f":"Apdx_1!E29","v":0},{"$f":"Apdx_1!G29","v":72939512},{"$f":"Apdx_1!H29","v":4854569.0000999998},{"$f":"Apdx_1!I29","v":0},66774.752274347789,{"$f":"Apdx_1!N29","v":65012570.440099999},{"$f":"Apdx_1!P29","v":12781510.559999997},{"$f":"Apdx_1!O29","v":0},62929.093262679075,-3845.6590116687148,{"$f":"IF((Apdx_1!K29*8784*0.7+Apdx_1!L29*8784*0.15)=0,0,(Apdx_1!L29*8784*0.15)/(Apdx_1!K29*8784*0.7+Apdx_1!L29*8784*0.15))","v":0},{"$f":"N29*O29+Apdx_1!L29*0.55*8784*D29*metric_tons_per_short_ton/(2000*1000)","v":0},0,null,{"$f":"BB2a!S29+BB2b!P29","v":62929.09326267906},{"$f":"BB2a!T29+Apdx_1!L29*0.55*8784/1000","v":79092.659900100014},1754.4379038736361,{"$f":"BB2a!U29-U29","v":0}]
[null,"Montana",{"$f":"'BB1'!F30","v":2291.6476076859999},{"$f":"Apdx_1!D30","v":0},{"$f":"Apdx_1!E30","v":0},{"$f":"Apdx_1!G30","v":14447406},{"$f":"Apdx_1!H30","v":0},{"$f":"Apdx_1!I30","v":0},15014.642800615851,{"$f":"Apdx_1!N30","v":14447406},{"$f":"Apdx_1!P30","v":0},{"$f":"Apdx_1!O30","v":0},15014.642800615851,0,{"$f":"IF((Apdx_1!K30*8784*0.7+Apdx_1!L30*8784*0.15)=0,0,(Apdx_1!L30*8784*0.15)/(Apdx_1!K30*8784*0.7+Apdx_1!L30*8784*0.15))","v":0},{"$f":"N30*O30+Apdx_1!L30*0.55*8784*D30*metric_tons_per_short_ton/(2000*1000)","v":0},0,null,{"$f":"BB2a!S30+BB2b!P30","v":15303.889920793772},{"$f":"BB2a!T30+Apdx_1!L30*0.55*8784/1000","v":15966.6749218734},2113.5379902910058,{"$f":"BB2a!U30-U30","v":0}]
[null,"Nebraska",{"$f":"'BB1'!F31","v":2050.284615992},{"$f":"Apdx_1!D31","v":1097.0761336},{"$f":"Apdx_1!E31","v":1754.9565611},{"$f":"Apdx_1!G31","v":24660983},{"$f":"Apdx_1!H31","v":423637.99900000001},{"$f":"Apdx_1!I31","v":37524},23170.516860316013,{"$f":"Apdx_1!N31","v":22208869.080452744},{"$f":"Apdx_1!P31","v":2879483.04},{"$f":"Apdx_1!O31","v":33792.878547254535},22109.403764990981,-1061.1130953250322,{"$f":"IF((Apdx_1!K31*8784*0.7+Apdx_1!L31*8784*0.15)=0,0,(Apdx_1!L31*8784*0.15)/(Apdx_1!K31*8784*0.7+Apdx_1!L31*8784*0.15))","v":0},{"$f":"N31*O31+Apdx_1!L31*0.55*8784*D31*metric_tons_per_short_ton/(2000*1000)","v":0},0,null,{"$f":"BB2a!S31+BB2b!P31","v":22109.403764990981},{"$f":"BB2a!T31+Apdx_1!L31*0.55*8784/1000","v":26468.906779000004},1841.8901912158788,{"$f":"BB2a!U31-U31","v":0}]
[null,"Nevada",{"$f":"'BB1'!F32","v":2138.120773356},{"$f":"Apdx_1!D32","v":882.52729220000003},{"$f":"Apdx_1!E32","v":1459.1431344},{"$f":"Apdx_1!G32","v":4133662},{"$f":"Apdx_1!H32","v":23783255.668000001},{"$f":"Apdx_1!I32","v":279983},13712.105856275957,{"$f":"Apdx_1!N32","v":0},{"$f":"Apdx_1!P32","v":28196900.668000001},{"$f":"Apdx_1!O32","v":0},11285.136348115455,-2426.9695081605023,{"$f":"IF((Apdx_1!K32*8784*0.7+Apdx_1!L32*8784*0.15)=0,0,(Apdx_1!L32*8784*0.15)/(Apdx_1!K32*8784*0.7+Apdx_1!L32*8784*0.15))","v":0},{"$f":"N32*O32+Apdx_1!L32*0.55*8784*D32*metric_tons_per_short_ton/(2000*1000)","v":0},0,null,{"$f":"BB2a!S32+BB2b!P32","v":11363.446960288524},{"$f":"BB2a!T32+Apdx_1!L32*0.55*8784/1000","v":31363.5676856752},798.92744212148887,{"$f":"BB2a!U32-U32","v":0}]
[null,"New Hampshire",{"$f":"'BB1'!F33","v":2239.1005438880002},{"$f":"Apdx_1!D33","v":877.57721819999995},{"$f":"Apdx_1!E33","v":1889.4471039},{"$f":"Apdx_1!G33","v":1281341},{"$f":"Apdx_1!H33","v":6946868.9999000002},{"$f":"Apdx_1!I33","v":72614},4128.0588560127826,{"$f":"Apdx_1!N33","v":0},{"$f":"Apdx_1!P33","v":8300823.9999000002},{"$f":"Apdx_1!O33","v":0},3303.5724646911176,-824.486391321665,{"$f":"IF((Apdx_1!K33*8784*0.7+Apdx_1!L33*8784*0.15)=0,0,(Apdx_1!L33*8784*0.15)/(Apdx_1!K33*8784*0.7+Apdx_1!L33*8784*0.15))","v":0},{"$f":"N33*O33+Apdx_1!L33*0.55*8784*D33*metric_tons_per_short_ton/(2000*1000)","v":0},0,null,{"$f":"BB2a!S33+BB2b!P33","v":3303.5724646911185},{"$f":"BB2a!T33+Apdx_1!L33*0.55*8784/1000","v":9682.1090598999999},752.37884530452482,{"$f":"BB2a!U33-U33","v":0}]
[null,"New Jersey",{"$f":"'BB1'!F34","v":1975.6175473000001},{"$f":"Apdx_1!D34","v":889.19617849999997},{"$f":"Apdx_1!E34","v":1472.6911917},{"$f":"Apdx_1!G34","v":2602990},{"$f":"Apdx_1!H34","v":20015729.511599999},{"$f":"Apdx_1!I34","v":173972},10519.671679174649,{"$f":"Apdx_1!N34","v":0},{"$f":"Apdx_1!P34","v":22792691.511599999},{"$f":"Apdx_1!O34","v":0},9191.1634950943044,-1328.508184080345,{"$f":"IF((Apdx_1!K34*8784*0.7+Apdx_1!L34*8784*0.15)=0,0,(Apdx_1!L34*8784*0.15)/(Apdx_1!K34*8784*0.7+Apdx_1!L34*8784*0.15))","v":0},{"$f":"N34*O34+Apdx_1!L34*0.55*8784*D34*metric_tons_per_short_ton/(2000*1000)","v":0},0,null,{"$f":"BB2a!S34+BB2b!P34","v":10294.012814102809},{"$f":"BB2a!T34+Apdx_1!L34*0.55*8784/1000","v":26368.621325947999},860.83514542449336,{"$f":"BB2a!U34-U34","v":0}]
[null,"New Mexico",{"$f":"'BB1'!F35","v":2200.4798176279996},{"$f":"Apdx_1!D35","v":907.40862790000006},{"$f":"Apdx_1!E35","v":1313.4459059999999},{"$f":"Apdx_1!G35","v":11353987},{"$f":"Apdx_1!H35","v":5730957},{"$f":"Apdx_1!I35","v":2208001},15003.87922652507,{"$f":"Apdx_1!N35","v":7594318.6524115447},{"$f":"Apdx_1!P35","v":10221765.120000001},{"$f":"Apdx_1!O35","v":1476861.2275884538},12664.549893798227,-2339.3293327268439,{"$f":"IF((Apdx_1!K35*8784*0.7+Apdx_1!L35*8784*0.15)=0,0,(Apdx_1!L35*8784*0.15)/(Apdx_1!K35*8784*0.7+Apdx_1!L35*8784*0.15))","v":0},{"$f":"N35*O35+Apdx_1!L35*0.55*8784*D35*metric_tons_per_short_ton/(2000*1000)","v":0},0,null,{"$f":"BB2a!S35+BB2b!P35","v":12664.549893798221},{"$f":"BB2a!T35+Apdx_1!L35*0.55*8784/1000","v":21866.796309999998},1277.1070678450444,{"$f":"BB2a!U35-U35","v":0}]
[null,"New York",{"$f":"'BB1'!F36","v":2086.2386278639997},{"$f":"Apdx_1!D36","v":933.76639460000001},{"$f":"Apdx_1!E36","v":1366.2534776},{"$f":"Apdx_1!G36","v":4156143.4079999998},{"$f":"Apdx_1!H36","v":44002776.7729},{"$f":"Apdx_1!I36","v":12502558},30312.250414730734,{"$f":"Apdx_1!N36","v":27582.203066219576},{"$f":"Apdx_1!P36","v":60550922.880000003},{"$f":"Apdx_1!O36","v":82973.097833776847},25718.584657744603,-4593.6657569861309,{"$f":"IF((Apdx_1!K36*8784*0.7+Apdx_1!L36*8784*0.15)=0,0,(Apdx_1!L36*8784*0.15)/(Apdx_1!K36*8784*0.7+Apdx_1!L36*8784*0.15))","v":0},{"$f":"N36*O36+Apdx_1!L36*0.55*8784*D36*metric_tons_per_short_ton/(2000*1000)","v":0},0,null,{"$f":"BB2a!S36+BB2b!P36","v":26589.763780979491},{"$f":"BB2a!T36+Apdx_1!L36*0.55*8784/1000","v":68444.117103201788},856.64535053509132,{"$f":"BB2a!U36-U36","v":0}]
[null,"North Carolina",{"$f":"'BB1'!F37","v":1921.628224112},{"$f":"Apdx_1!D37","v":851.23011589999999},{"$f":"Apdx_1!E37","v":0},{"$f":"Apdx_1!G37","v":50607838},{"$f":"Apdx_1!H37","v":15195335.001800001},{"$f":"Apdx_1!I37","v":0},{"$f":"SUMPRODUCT(C37:E37,F37:H37)*1/2000*1/1000*metric_tons_per_short_ton","v":49968.524104793032},{"$f":"Apdx_1!N37","v":33884576.521799996},{"$f":"Apdx_1!P37","v":31918596.48},{"$f":"Apdx_1!O37","v":0},{"$f":"SUMPRODUCT(C37:E37,J37:L37)*1/2000*1/1000*metric_tons_per_short_ton","v":41850.625836490181},-8117.8982683028516,{"$f":"IF((Apdx_1!K37*8784*0.7+Apdx_1!L37*8784*0.15)=0,0,(Apdx_1!L37*8784*0.15)/(Apdx_1!K37*8784*0.7+Apdx_1!L37*8784*0.15))","v":9.2838743766718398E-2},{"$f":"N37*O37+Apdx_1!L37*0.55*8784*D37*metric_tons_per_short_ton/(2000*1000)","v":3440.7338890590754},6.8858025140851348E-2,null,{"$f":"BB2a!S37+BB2b!P37","v":46419.990053811314},{"$f":"BB2a!T37+Apdx_1!L37*0.55*8784/1000","v":79734.992380434996},{"$f":"(S37*2000)/(T37*metric_tons_per_short_ton)","v":1283.7450872375673},{"$f":"BB2a!U37-U37","v":92.36726850428272}]
[null,"North Dakota",{"$f":"'BB1'!F38","v":2225.7762050979995},{"$f":"Apdx_1!D38","v":0},{"$f":"Apdx_1!E38","v":0},{"$f":"Apdx_1!G38","v":28186691},{"$f":"Apdx_1!H38","v":0},{"$f":"Apdx_1!I38","v":0},28451.350189161349,{"$f":"Apdx_1!N38","v":28186691},{"$f":"Apdx_1!P38","v":0},{"$f":"Apdx_1!O38","v":0},28451.350189161349,0,{"$f":"IF((Apdx_1!K38*8784*0.7+Apdx_1!L38*8784*0.15)=0,0,(Apdx_1!L38*8784*0.15)/(Apdx_1!K38*8784*0.7+Apdx_1!L38*8784*0.15))","v":0},{"$f":"N38*O38+Apdx_1!L38*0.55*8784*D38*metric_tons_per_short_ton/(2000*1000)","v":0},0,null,{"$f":"BB2a!S38+BB2b!P38","v":28451.350189161349},{"$f":"BB2a!T38+Apdx_1!L38*0.55*8784/1000","v":33466.743000000002},1874.6152300583879,{"$f":"BB2a!U38-U38","v":0}]
[null,"Ohio",{"$f":"'BB1'!F39","v":1998.902428676},{"$f":"Apdx_1!D39","v":962.64416500000004},{"$f":"Apdx_1!E39","v":1331.8594760999999},{"$f":"Apdx_1!G39","v":86473075},{"$f":"Apdx_1!H39","v":20907183.119899999},{"$f":"Apdx_1!I39","v":321602},87709.505874840499,{"$f":"Apdx_1!N39","v":79993007.737065971},{"$f":"Apdx_1!P39","v":27411350.399999999},{"$f":"Apdx_1!O39","v":297501.98283403117},84660.207544553225,-3049.2983302872744,{"$f":"IF((Apdx_1!K39*8784*0.7+Apdx_1!L39*8784*0.15)=0,0,(Apdx_1!L39*8784*0.15)/(Apdx_1!K39*8784*0.7+Apdx_1!L39*8784*0.15))","v":2.5908479138627188E-2},{"$f":"N39*O39+Apdx_1!L39*0.55*8784*D39*metric_tons_per_short_ton/(2000*1000)","v":1057.804623482476},1.206031903761879E-2,null,{"$f":"BB2a!S39+BB2b!P39","v":85926.141041489391},{"$f":"BB2a!T39+Apdx_1!L39*0.55*8784/1000","v":112258.67701221191},1687.8276487980172,{"$f":"BB2a!U39-U39","v":18.809930620517207}]
[null,"Oklahoma",{"$f":"'BB1'!F40","v":2166.4292870499999},{"$f":"Apdx_1!D40","v":891.47868089999997},{"$f":"Apdx_1!E40","v":1382.0249091000001},{"$f":"Apdx_1!G40","v":29102160},{"$f":"Apdx_1!H40","v":29943376.000300001},{"$f":"Apdx_1!I40","v":8488757.7226999998},46018.154111470016,{"$f":"Apdx_1!N40","v":14034401.129976669},{"$f":"Apdx_1!P40","v":49406222.880000003},{"$f":"Apdx_1!O40","v":4093669.7130233301},36328.38189625807,-9689.7722152119459,{"$f":"IF((Apdx_1!K40*8784*0.7+Apdx_1!L40*8784*0.15)=0,0,(Apdx_1!L40*8784*0.15)/(Apdx_1!K40*8784*0.7+Apdx_1!L40*8784*0.15))","v":0},{"$f":"N40*O40+Apdx_1!L40*0.55*8784*D40*metric_tons_per_short_ton/(2000*1000)","v":0},0,null,{"$f":"BB2a!S40+BB2b!P40","v":36334.665094775009},{"$f":"BB2a!T40+Apdx_1!L40*0.55*8784/1000","v":76068.864530718594},1053.2632627793305,{"$f":"BB2a!U40-U40","v":0}]
[null,"Oregon",{"$f":"'BB1'!F41","v":1954.753708962},{"$f":"Apdx_1!D41","v":852.62905750000004},{"$f":"Apdx_1!E41","v":0},{"$f":"Apdx_1!G41","v":2640259},{"$f":"Apdx_1!H41","v":11424290.9999},{"$f":"Apdx_1!I41","v":0},6757.9384282168703,{"$f":"Apdx_1!N41","v":0},{"$f":"Apdx_1!P41","v":14064549.9999},{"$f":"Apdx_1!O41","v":0},5438.3012587963804,-1319.63716942049,{"$f":"IF((Apdx_1!K41*8784*0.7+Apdx_1!L41*8784*0.15)=0,0,(Apdx_1!L41*8784*0.15)/(Apdx_1!K41*8784*0.7+Apdx_1!L41*8784*0.15))","v":0},{"$f":"N41*O41+Apdx_1!L41*0.55*8784*D41*metric_tons_per_short_ton/(2000*1000)","v":0},0,null,{"$f":"BB2a!S41+BB2b!P41","v":5485.2590710532131},{"$f":"BB2a!T41+Apdx_1!L41*0.55*8784/1000","v":21395.595674829201},565.3214584745524,{"$f":"BB2a!U41-U41","v":0}]
[null,"Pennsylvania",{"$f":"'BB1'!F42","v":1981.4806794239998},{"$f":"Apdx_1!D42","v":854.6162266},{"$f":"Apdx_1!E42","v":1514.9898418},{"$f":"Apdx_1!G42","v":87052562},{"$f":"Apdx_1!H42","v":50028719.1127},{"$f":"Apdx_1!I42","v":1638387},98740.765654842398,{"$f":"Apdx_1!N42","v":78328894.485853195},{"$f":"Apdx_1!P42","v":58916571.839999989},{"$f":"Apdx_1!O42","v":1474201.7868468198},94233.513323208928,-4507.25233163347,{"$f":"IF((Apdx_1!K42*8784*0.7+Apdx_1!L42*8784*0.15)=0,0,(Apdx_1!L42*8784*0.15)/(Apdx_1!K42*8784*0.7+Apdx_1!L42*8784*0.15))","v":0},{"$f":"N42*O42+Apdx_1!L42*0.55*8784*D42*metric_tons_per_short_ton/(2000*1000)","v":0},0,null,{"$f":"BB2a!S42+BB2b!P42","v":95662.471922825353},{"$f":"BB2a!T42+Apdx_1!L42*0.55*8784/1000","v":146982.99104734001},1435.14977291891,{"$f":"BB2a!U42-U42","v":0}]
[null,"Rhode Island",{"$f":"'BB1'!F43","v":0},{"$f":"Apdx_1!D43","v":917.88145899999995},{"$f":"Apdx_1!E43","v":0},{"$f":"Apdx_1!G43","v":0},{"$f":"Apdx_1!H43","v":8140017.2830999997},{"$f":"Apdx_1!I43","v":0},3388.3574213340094,{"$f":"Apdx_1!N43","v":0},{"$f":"Apdx_1!P43","v":8140017.2830999997},{"$f":"Apdx_1!O43","v":0},3388.3574213340094,0,{"$f":"IF((Apdx_1!K43*8784*0.7+Apdx_1!L43*8784*0.15)=0,0,(Apdx_1!L43*8784*0.15)/(Apdx_1!K43*8784*0.7+Apdx_1!L43*8784*0.15))","v":0},{"$f":"N43*O43+Apdx_1!L43*0.55*8784*D43*metric_tons_per_short_ton/(2000*1000)","v":0},0,null,{"$f":"BB2a!S43+BB2b!P43","v":3388.3574213340094},{"$f":"BB2a!T43+Apdx_1!L43*0.55*8784/1000","v":8241.9122831000004},906.53366396745832,{"$f":"BB2a!U43-U43","v":0}]
[null,"South Carolina",{"$f":"'BB1'!F44","v":2034.2072181739998},{"$f":"Apdx_1!D44","v":846.748332},{"$f":"Apdx_1!E44","v":1730.3936679000001},{"$f":"Apdx_1!G44","v":28460318},{"$f":"Apdx_1!H44","v":11209393.612},{"$f":"Apdx_1!I44","v":405616},30877.724336499326,{"$f":"Apdx_1!N44","v":22299837.719094746},{"$f":"Apdx_1!P44","v":17457672.959999997},{"$f":"Apdx_1!O44","v":317816.93290525896},27525.044055530663,-3352.6802809686633,{"$f":"IF((Apdx_1!K44*8784*0.7+Apdx_1!L44*8784*0.15)=0,0,(Apdx_1!L44*8784*0.15)/(Apdx_1!K44*8784*0.7+Apdx_1!L44*8784*0.15))","v":0},{"$f":"N44*O44+Apdx_1!L44*0.55*8784*D44*metric_tons_per_short_ton/(2000*1000)","v":0},0,null,{"$f":"BB2a!S44+BB2b!P44","v":27529.964778535039},{"$f":"BB2a!T44+Apdx_1!L44*0.55*8784/1000","v":42233.471046645202},1437.3799681263245,{"$f":"BB2a!U44-U44","v":0}]
[null,"South Dakota",{"$f":"'BB1'!F45","v":2130.042103626},{"$f":"Apdx_1!D45","v":1131.2330233},{"$f":"Apdx_1!E45","v":0},{"$f":"Apdx_1!G45","v":2923161},{"$f":"Apdx_1!H45","v":27096},{"$f":"Apdx_1!I45","v":0},2837.5984306894375,{"$f":"Apdx_1!N45","v":958045.8},{"$f":"Apdx_1!P45","v":1992211.2},{"$f":"Apdx_1!O45","v":0},1947.4800109786845,-890.11841971075296,{"$f":"IF((Apdx_1!K45*8784*0.7+Apdx_1!L45*8784*0.15)=0,0,(Apdx_1!L45*8784*0.15)/(Apdx_1!K45*8784*0.7+Apdx_1!L45*8784*0.15))","v":0},{"$f":"N45*O45+Apdx_1!L45*0.55*8784*D45*metric_tons_per_short_ton/(2000*1000)","v":0},0,null,{"$f":"BB2a!S45+BB2b!P45","v":1947.4800109786845},{"$f":"BB2a!T45+Apdx_1!L45*0.55*8784/1000","v":5864.9229999999998},732.20620117777776,{"$f":"BB2a!U45-U45","v":0}]
[null,"Tennessee",{"$f":"'BB1'!F46","v":2109.8177572519999},{"$f":"Apdx_1!D46","v":812.86077809999995},{"$f":"Apdx_1!E46","v":0},{"$f":"Apdx_1!G46","v":34373696},{"$f":"Apdx_1!H46","v":6548896.9570000004},{"$f":"Apdx_1!I46","v":0},35302.968570583311,{"$f":"Apdx_1!N46","v":31076519.517000001},{"$f":"Apdx_1!P46","v":9846073.4399999995},{"$f":"Apdx_1!O46","v":0},33363.66831139916,-1939.3002591841505,{"$f":"IF((Apdx_1!K46*8784*0.7+Apdx_1!L46*8784*0.15)=0,0,(Apdx_1!L46*8784*0.15)/(Apdx_1!K46*8784*0.7+Apdx_1!L46*8784*0.15))","v":0},{"$f":"N46*O46+Apdx_1!L46*0.55*8784*D46*metric_tons_per_short_ton/(2000*1000)","v":0},0,null,{"$f":"BB2a!S46+BB2b!P46","v":33363.668311399168},{"$f":"BB2a!T46+Apdx_1!L46*0.55*8784/1000","v":41759.050807000007},1761.7565104207488,{"$f":"BB2a!U46-U46","v":0}]
[null,"Texas",{"$f":"'BB1'!F47","v":2104.2887610059997},{"$f":"Apdx_1!D47","v":837.48263850000001},{"$f":"Apdx_1!E47","v":1376.7255286},{"$f":"Apdx_1!G47","v":138705137.94580001},{"$f":"Apdx_1!H47","v":148010277.7022},{"$f":"Apdx_1!I47","v":20911868},201635.89709410266,{"$f":"Apdx_1!N47","v":66698232.66889292},{"$f":"Apdx_1!P47","v":230873297.75999996},{"$f":"Apdx_1!O47","v":10055753.219107125},157613.35001524174,-44022.547078860924,{"$f":"IF((Apdx_1!K47*8784*0.7+Apdx_1!L47*8784*0.15)=0,0,(Apdx_1!L47*8784*0.15)/(Apdx_1!K47*8784*0.7+Apdx_1!L47*8784*0.15))","v":0},{"$f":"N47*O47+Apdx_1!L47*0.55*8784*D47*metric_tons_per_short_ton/(2000*1000)","v":0},0,null,{"$f":"BB2a!S47+BB2b!P47","v":168223.38224740725},{"$f":"BB2a!T47+Apdx_1!L47*0.55*8784/1000","v":376669.93325311382},984.80016801926956,{"$f":"BB2a!U47-U47","v":0}]
[null,"Utah",{"$f":"'BB1'!F48","v":1946.6230258359999},{"$f":"Apdx_1!D48","v":884.48694069999999},{"$f":"Apdx_1!E48","v":1866.9743576999999},{"$f":"Apdx_1!G48","v":27332140},{"$f":"Apdx_1!H48","v":5447362},{"$f":"Apdx_1!I48","v":120348},26415.549743211326,{"$f":"Apdx_1!N48","v":20797210.471572965},{"$f":"Apdx_1!P48","v":12011065.92},{"$f":"Apdx_1!O48","v":91573.608427033643},23254.992626281732,-3160.5571169295945,{"$f":"IF((Apdx_1!K48*8784*0.7+Apdx_1!L48*8784*0.15)=0,0,(Apdx_1!L48*8784*0.15)/(Apdx_1!K48*8784*0.7+Apdx_1!L48*8784*0.15))","v":0},{"$f":"N48*O48+Apdx_1!L48*0.55*8784*D48*metric_tons_per_short_ton/(2000*1000)","v":0},0,null,{"$f":"BB2a!S48+BB2b!P48","v":23254.992626281732},{"$f":"BB2a!T48+Apdx_1!L48*0.55*8784/1000","v":33999.573939999995},1508.2225852746574,{"$f":"BB2a!U48-U48","v":0}]
[null,"Virginia",{"$f":"'BB1'!F49","v":2131.7714160799997},{"$f":"Apdx_1!D49","v":903.25933120000002},{"$f":"Apdx_1!E49","v":1652.3647022},{"$f":"Apdx_1!G49","v":13641552},{"$f":"Apdx_1!H49","v":23070349.8473},{"$f":"Apdx_1!I49","v":343908},22896.054420121603,{"$f":"Apdx_1!N49","v":7600564.6399364769},{"$f":"Apdx_1!P49","v":29263632.480000004},{"$f":"Apdx_1!O49","v":191612.72736351946},19478.700098560686,-3417.354321560917,{"$f":"IF((Apdx_1!K49*8784*0.7+Apdx_1!L49*8784*0.15)=0,0,(Apdx_1!L49*8784*0.15)/(Apdx_1!K49*8784*0.7+Apdx_1!L49*8784*0.15))","v":8.6808525966014988E-2},{"$f":"N49*O49+Apdx_1!L49*0.55*8784*D49*metric_tons_per_short_ton/(2000*1000)","v":3518.8474645579236},0.15368794116183948,null,{"$f":"BB2a!S49+BB2b!P49","v":24465.09406603203},{"$f":"BB2a!T49+Apdx_1!L49*0.55*8784/1000","v":49869.095029396005},1081.7779161740555,{"$f":"BB2a!U49-U49","v":57.132135264822864}]
[null,"Washington",{"$f":"'BB1'!F50","v":2285.963091354},{"$f":"Apdx_1!D50","v":823.08344480000005},{"$f":"Apdx_1!E50","v":0},{"$f":"Apdx_1!G50","v":3735730},{"$f":"Apdx_1!H50","v":5665045},{"$f":"Apdx_1!I50","v":0},5987.3544535497404,{"$f":"Apdx_1!N50","v":0},{"$f":"Apdx_1!P50","v":9400775},{"$f":"Apdx_1!O50","v":0},3509.0116998031385,-2478.3427537466018,{"$f":"IF((Apdx_1!K50*8784*0.7+Apdx_1!L50*8784*0.15)=0,0,(Apdx_1!L50*8784*0.15)/(Apdx_1!K50*8784*0.7+Apdx_1!L50*8784*0.15))","v":0},{"$f":"N50*O50+Apdx_1!L50*0.55*8784*D50*metric_tons_per_short_ton/(2000*1000)","v":0},0,null,{"$f":"BB2a!S50+BB2b!P50","v":3890.4411360739464},{"$f":"BB2a!T50+Apdx_1!L50*0.55*8784/1000","v":18796.9388544965},456.38822253178046,{"$f":"BB2a!U50-U50","v":0}]
[null,"West Virginia",{"$f":"'BB1'!F51","v":1932.7992241559996},{"$f":"Apdx_1!D51","v":0},{"$f":"Apdx_1!E51","v":0},{"$f":"Apdx_1!G51","v":70074636},{"$f":"Apdx_1!H51","v":0},{"$f":"Apdx_1!I51","v":0},61422.131649544681,{"$f":"Apdx_1!N51","v":70074636},{"$f":"Apdx_1!P51","v":0},{"$f":"Apdx_1!O51","v":0},61422.131649544681,0,{"$f":"IF((Apdx_1!K51*8784*0.7+Apdx_1!L51*8784*0.15)=0,0,(Apdx_1!L51*8784*0.15)/(Apdx_1!K51*8784*0.7+Apdx_1!L51*8784*0.15))","v":0},{"$f":"N51*O51+Apdx_1!L51*0.55*8784*D51*metric_tons_per_short_ton/(2000*1000)","v":0},0,null,{"$f":"BB2a!S51+BB2b!P51","v":61680.204839587495},{"$f":"BB2a!T51+Apdx_1!L51*0.55*8784/1000","v":71641.411782565614},1898.4728048830586,{"$f":"BB2a!U51-U51","v":0}]
[null,"Wisconsin",{"$f":"'BB1'!F52","v":2221.0903128059995},{"$f":"Apdx_1!D52","v":833.44731530000001},{"$f":"Apdx_1!E52","v":1797.8866324999999},{"$f":"Apdx_1!G52","v":32112721},{"$f":"Apdx_1!H52","v":10244272.9537},{"$f":"Apdx_1!I52","v":47668},36256.879201065567,{"$f":"Apdx_1!N52","v":24062121.992018439},{"$f":"Apdx_1!P52","v":18306822.240000002},{"$f":"Apdx_1!O52","v":35717.721681558382},31185.441915927335,-5071.4372851382323,{"$f":"IF((Apdx_1!K52*8784*0.7+Apdx_1!L52*8784*0.15)=0,0,(Apdx_1!L52*8784*0.15)/(Apdx_1!K52*8784*0.7+Apdx_1!L52*8784*0.15))","v":0},{"$f":"N52*O52+Apdx_1!L52*0.55*8784*D52*metric_tons_per_short_ton/(2000*1000)","v":0},0,null,{"$f":"BB2a!S52+BB2b!P52","v":31246.039971075767},{"$f":"BB2a!T52+Apdx_1!L52*0.55*8784/1000","v":45788.029053495098},1504.7548191655039,{"$f":"BB2a!U52-U52","v":0}]
[null,"Wyoming",{"$f":"'BB1'!F53","v":2190.707541626},{"$f":"RefTables!$D$8","v":907},{"$f":"Apdx_1!E53","v":0},{"$f":"Apdx_1!G53","v":42907427},{"$f":"Apdx_1!H53","v":0},{"$f":"Apdx_1!I53","v":0},42627.922448022509,{"$f":"Apdx_1!N53","v":42617555},{"$f":"Apdx_1!P53","v":289872},{"$f":"Apdx_1!O53","v":0},42459.170167340941,-168.75228068156866,{"$f":"IF((Apdx_1!K53*8784*0.7+Apdx_1!L53*8784*0.15)=0,0,(Apdx_1!L53*8784*0.15)/(Apdx_1!K53*8784*0.7+Apdx_1!L53*8784*0.15))","v":1},{"$f":"N53*O53+Apdx_1!L53*0.55*8784*D53*metric_tons_per_short_ton/(2000*1000)","v":268.42972268643149},6.2970397634023994E-3,null,{"$f":"BB2a!S53+BB2b!P53","v":42896.352170708939},{"$f":"BB2a!T53+Apdx_1!L53*0.55*8784/1000","v":48339.398000000001},1956.7792444614397,{"$f":"BB2a!U53-U53","v":31.471923034617475}]
[null,"U.S. Total",null,null,null,null,null,null,null,null,null,null,null,null,null,{"$f":"SUM(P5:P53)","v":15148.32765125593},null,null,{"$f":"SUM(S5:S53)","v":1653709.3181289188},{"$f":"SUM(T5:T53)","v":2880342.6141553149},1266.0117380998868,{"$f":"BB2a!U54-U54","v":8.4596492807113464}]

{"sheet":"BB3ai","index":10,"n_rows":54,"n_cols":8,"rows_kept":54,"cut":false,"hidden":true,"merged":[]}
[]
[]
[null,"(3a-i) At-Risk Nuclear"]
[null,"State","Nuclear Generation \"At Risk\" (MWh)",null,"Numerator (thousand metric tons)","Denominator (GWh)","111(d) Emissions Rate (lbs/MWh)","111(d) Emissions Rate Reduction (lbs/MWh)"]
[null,"Alabama",{"$f":"Apdx_1!U5-BB3aii!C5","v":2329528.2830145163},null,{"$f":"BB2b!S5","v":60006.411579304622},{"$f":"BB2b!T5+BB3ai!C5*1/1000","v":104643.35424741451},{"$f":"(E5*2000)/(F5*metric_tons_per_short_ton)","v":1264.4705326317187},{"$f":"BB2b!U5-G5","v":28.79004710300751}]
[null,"Alaska",{"$f":"Apdx_1!U6-BB3aii!C6","v":0},null,{"$f":"BB2b!S6","v":1795.8922126753723},{"$f":"BB2b!T6+BB3ai!C6*1/1000","v":3202.1598217000001},1236.6875021107919,{"$f":"BB2b!U6-G6","v":0}]
[null,"Arizona",{"$f":"Apdx_1!U7-BB3aii!C7","v":1818486.110605574},null,{"$f":"BB2b!S7","v":21290.413827539804},{"$f":"BB2b!T7+BB3ai!C7*1/1000","v":55687.626781766674},843.03984523479926,{"$f":"BB2b!U7-G7","v":28.458895578174292}]
[null,"Arkansas",{"$f":"Apdx_1!U8-BB3aii!C8","v":842037.12970128574},null,{"$f":"BB2b!S8","v":23366.825483138364},{"$f":"BB2b!T8+BB3ai!C8*1/1000","v":48703.810160001281},1057.9362189652916,{"$f":"BB2b!U8-G8","v":18.612381464861528}]
[null,"California",{"$f":"Apdx_1!U9-BB3aii!C9","v":1034647.9267860011},null,{"$f":"BB2b!S9","v":44103.727098379961},{"$f":"BB2b!T9+BB3ai!C9*1/1000","v":147006.3023324176},661.54904514285897,{"$f":"BB2b!U9-G9","v":4.6890634405107221}]
[null,"Colorado",{"$f":"Apdx_1!U10-BB3aii!C10","v":0},null,{"$f":"BB2b!S10","v":30508.088180642102},{"$f":"BB2b!T10+BB3ai!C10*1/1000","v":50418.389308067395},1334.2854009911314,{"$f":"BB2b!U10-G10","v":0}]
[null,"Connecticut",{"$f":"Apdx_1!U11-BB3aii!C11","v":971137.17235159245},null,{"$f":"BB2b!S11","v":5786.49684916774},{"$f":"BB2b!T11+BB3ai!C11*1/1000","v":17402.135652046392},733.22266277255619,{"$f":"BB2b!U11-G11","v":43.336367190892247}]
[null,"Delaware",{"$f":"Apdx_1!U12-BB3aii!C12","v":0},null,{"$f":"BB2b!S12","v":3519.022129738426},{"$f":"BB2b!T12+BB3ai!C12*1/1000","v":7794.3249773752004},995.5571532771678,{"$f":"BB2b!U12-G12","v":0}]
[null,"Florida",{"$f":"Apdx_1!U13-BB3aii!C13","v":1623103.9351455392},null,{"$f":"BB2b!S13","v":81276.702901204088},{"$f":"BB2b!T13+BB3ai!C13*1/1000","v":203187.57129057174},882.04683701780618,{"$f":"BB2b!U13-G13","v":7.1027086813957112}]
[null,"Georgia",{"$f":"Apdx_1!U14-BB3aii!C14","v":1828241.263695512},null,{"$f":"BB2b!S14","v":46224.43102730532},{"$f":"BB2b!T14+BB3ai!C14*1/1000","v":83753.805836866813},1216.9976284981135,{"$f":"BB2b!U14-G14","v":27.158375945674607}]
[null,"Hawaii",{"$f":"Apdx_1!U15-BB3aii!C15","v":0},null,{"$f":"BB2b!S15","v":4643.232671796708},{"$f":"BB2b!T15+BB3ai!C15*1/1000","v":6771.0436878117989},1512.1244626168557,{"$f":"BB2b!U15-G15","v":0}]
[null,"Idaho",{"$f":"Apdx_1!U16-BB3aii!C16","v":0},null,{"$f":"BB2b!S16","v":638.09026821436021},{"$f":"BB2b!T16+BB3ai!C16*1/1000","v":4154.4241700000002},338.68346429408786,{"$f":"BB2b!U16-G16","v":0}]
[null,"Illinois",{"$f":"Apdx_1!U17-BB3aii!C17","v":5305342.0031535765},null,{"$f":"BB2b!S17","v":74247.388755535721},{"$f":"BB2b!T17+BB3ai!C17*1/1000","v":101441.97312866978},1613.935613463653,{"$f":"BB2b!U17-G17","v":89.065742165595111}]
[null,"Indiana",{"$f":"Apdx_1!U18-BB3aii!C18","v":0},null,{"$f":"BB2b!S18","v":84578.211058522851},{"$f":"BB2b!T18+BB3ai!C18*1/1000","v":105230.1210946404},1772.315898974894,{"$f":"BB2b!U18-G18","v":0}]
[null,"Iowa",{"$f":"Apdx_1!U19-BB3aii!C19","v":277784.49248620583},null,{"$f":"BB2b!S19","v":29123.52348746327},{"$f":"BB2b!T19+BB3ai!C19*1/1000","v":49258.97163258621},1303.7108630929524,{"$f":"BB2b!U19-G19","v":7.3936685000544458}]
[null,"Kansas",{"$f":"Apdx_1!U20-BB3aii!C20","v":542728.26516676403},null,{"$f":"BB2b!S20","v":29350.224519901298},{"$f":"BB2b!T20+BB3ai!C20*1/1000","v":35407.971615166767},1827.818581324346,{"$f":"BB2b!U20-G20","v":28.45265692607677}]
[null,"Kentucky",{"$f":"Apdx_1!U21-BB3aii!C21","v":0},null,{"$f":"BB2b!S21","v":78743.381258565481},{"$f":"BB2b!T21+BB3ai!C21*1/1000","v":87783.130449999997},1977.9973431797121,{"$f":"BB2b!U21-G21","v":0}]
[null,"Louisiana",{"$f":"Apdx_1!U22-BB3aii!C22","v":985225.01242613397},null,{"$f":"BB2b!S22","v":31670.134586890388},{"$f":"BB2b!T22+BB3ai!C22*1/1000","v":66965.318625646032},1042.8519990963091,{"$f":"BB2b!U22-G22","v":15.572028130048238}]
[null,"Maine",{"$f":"Apdx_1!U23-BB3aii!C23","v":0},null,{"$f":"BB2b!S23","v":1580.7539915279465},{"$f":"BB2b!T23+BB3ai!C23*1/1000","v":8211.2403400999992},424.50052506212904,{"$f":"BB2b!U23-G23","v":0}]
[null,"Maryland",{"$f":"Apdx_1!U24-BB3aii!C24","v":787533.354986666},null,{"$f":"BB2b!S24","v":16850.823164580641},{"$f":"BB2b!T24+BB3ai!C24*1/1000","v":21573.347880824171},1722.3693278635983,{"$f":"BB2b!U24-G24","v":65.257163418468508}]
[null,"Massachusetts",{"$f":"Apdx_1!U25-BB3aii!C25","v":316260.46226356021},null,{"$f":"BB2b!S25","v":10546.807223791198},{"$f":"BB2b!T25+BB3ai!C25*1/1000","v":28395.839474592562},819.00962232181394,{"$f":"BB2b!U25-G25","v":9.2245101552296092}]
[null,"Michigan",{"$f":"Apdx_1!U26-BB3aii!C26","v":1827908.7970816612},null,{"$f":"BB2b!S26","v":52627.421900647154},{"$f":"BB2b!T26+BB3ai!C26*1/1000","v":82398.123412525951},1408.3723271843667,{"$f":"BB2b!U26-G26","v":31.951958657600471}]
[null,"Minnesota",{"$f":"Apdx_1!U27-BB3aii!C27","v":840189.54411773931},null,{"$f":"BB2b!S27","v":17279.21063141599},{"$f":"BB2b!T27+BB3ai!C27*1/1000","v":38126.321523860141},999.3593987320387,{"$f":"BB2b!U27-G27","v":22.519131726686965}]
[null,"Mississippi",{"$f":"Apdx_1!U28-BB3aii!C28","v":631874.26957287942},null,{"$f":"BB2b!S28","v":19228.515506116906},{"$f":"BB2b!T28+BB3ai!C28*1/1000","v":52422.280952172878},808.82124793366188,{"$f":"BB2b!U28-G28","v":9.8681081688591803}]
[null,"Missouri",{"$f":"Apdx_1!U29-BB3aii!C29","v":549656.71110506309},null,{"$f":"BB2b!S29","v":62929.09326267906},{"$f":"BB2b!T29+BB3ai!C29*1/1000","v":79642.316611205082},1742.32953474132,{"$f":"BB2b!U29-G29","v":12.108369132316056}]
[null,"Montana",{"$f":"Apdx_1!U30-BB3aii!C30","v":0},null,{"$f":"BB2b!S30","v":15303.889920793772},{"$f":"BB2b!T30+BB3ai!C30*1/1000","v":15966.6749218734},2113.5379902910058,{"$f":"BB2b!U30-G30","v":0}]
[null,"Nebraska",{"$f":"Apdx_1!U31-BB3aii!C31","v":574830.0646808832},null,{"$f":"BB2b!S31","v":22109.403764990981},{"$f":"BB2b!T31+BB3ai!C31*1/1000","v":27043.736843680887},1802.739763748267,{"$f":"BB2b!U31-G31","v":39.150427467611735}]
[null,"Nevada",{"$f":"Apdx_1!U32-BB3aii!C32","v":0},null,{"$f":"BB2b!S32","v":11363.446960288524},{"$f":"BB2b!T32+BB3ai!C32*1/1000","v":31363.5676856752},798.92744212148887,{"$f":"BB2b!U32-G32","v":0}]
[null,"New Hampshire",{"$f":"Apdx_1!U33-BB3aii!C33","v":575615.28855389054},null,{"$f":"BB2b!S33","v":3303.5724646911185},{"$f":"BB2b!T33+BB3ai!C33*1/1000","v":10257.72434845389},710.15887999544691,{"$f":"BB2b!U33-G33","v":42.219965309077907}]
[null,"New Jersey",{"$f":"Apdx_1!U34-BB3aii!C34","v":1616036.9202884741},null,{"$f":"BB2b!S34","v":10294.012814102809},{"$f":"BB2b!T34+BB3ai!C34*1/1000","v":27984.658246236475},811.12428724472738,{"$f":"BB2b!U34-G34","v":49.710858179765978}]
[null,"New Mexico",{"$f":"Apdx_1!U35-BB3aii!C35","v":0},null,{"$f":"BB2b!S35","v":12664.549893798221},{"$f":"BB2b!T35+BB3ai!C35*1/1000","v":21866.796309999998},1277.1070678450444,{"$f":"BB2b!U35-G35","v":0}]
[null,"New York",{"$f":"Apdx_1!U36-BB3aii!C36","v":2410637.290132205},null,{"$f":"BB2b!S36","v":26589.763780979491},{"$f":"BB2b!T36+BB3ai!C36*1/1000","v":70854.754393333991},827.50035886728392,{"$f":"BB2b!U36-G36","v":29.144991667807403}]
[null,"North Carolina",{"$f":"Apdx_1!U37-BB3aii!C37","v":2295625.0875564399},null,{"$f":"BB2b!S37","v":46419.990053811314},{"$f":"BB2b!T37+BB3ai!C37*1/1000","v":82030.61746799144},{"$f":"(E37*2000)/(F37*metric_tons_per_short_ton)","v":1247.8195082372652},{"$f":"BB2b!U37-G37","v":35.92557900030215}]
[null,"North Dakota",{"$f":"Apdx_1!U38-BB3aii!C38","v":0},null,{"$f":"BB2b!S38","v":28451.350189161349},{"$f":"BB2b!T38+BB3ai!C38*1/1000","v":33466.743000000002},1874.6152300583879,{"$f":"BB2b!U38-G38","v":0}]
[null,"Ohio",{"$f":"Apdx_1!U39-BB3aii!C39","v":993077.25115620636},null,{"$f":"BB2b!S39","v":85926.141041489391},{"$f":"BB2b!T39+BB3ai!C39*1/1000","v":113251.75426336812},1673.027496228231,{"$f":"BB2b!U39-G39","v":14.800152569786178}]
[null,"Oklahoma",{"$f":"Apdx_1!U40-BB3aii!C40","v":0},null,{"$f":"BB2b!S40","v":36334.665094775009},{"$f":"BB2b!T40+BB3ai!C40*1/1000","v":76068.864530718594},1053.2632627793305,{"$f":"BB2b!U40-G40","v":0}]
[null,"Oregon",{"$f":"Apdx_1!U41-BB3aii!C41","v":0},null,{"$f":"BB2b!S41","v":5485.2590710532131},{"$f":"BB2b!T41+BB3ai!C41*1/1000","v":21395.595674829201},565.3214584745524,{"$f":"BB2b!U41-G41","v":0}]
[null,"Pennsylvania",{"$f":"Apdx_1!U42-BB3aii!C42","v":4480395.0401000939},null,{"$f":"BB2b!S42","v":95662.471922825353},{"$f":"BB2b!T42+BB3ai!C42*1/1000","v":151463.3860874401},1392.6970185570433,{"$f":"BB2b!U42-G42","v":42.45275436186671}]
[null,"Rhode Island",{"$f":"Apdx_1!U43-BB3aii!C43","v":0},null,{"$f":"BB2b!S43","v":3388.3574213340094},{"$f":"BB2b!T43+BB3ai!C43*1/1000","v":8241.9122831000004},906.53366396745832,{"$f":"BB2b!U43-G43","v":0}]
[null,"South Carolina",{"$f":"Apdx_1!U44-BB3aii!C44","v":2948340.4856169336},null,{"$f":"BB2b!S44","v":27529.964778535039},{"$f":"BB2b!T44+BB3ai!C44*1/1000","v":45181.811532262138},1343.5836945923261,{"$f":"BB2b!U44-G44","v":93.796273533998374}]
[null,"South Dakota",{"$f":"Apdx_1!U45-BB3aii!C45","v":0},null,{"$f":"BB2b!S45","v":1947.4800109786845},{"$f":"BB2b!T45+BB3ai!C45*1/1000","v":5864.9229999999998},732.20620117777776,{"$f":"BB2b!U45-G45","v":0}]
[null,"Tennessee",{"$f":"Apdx_1!U46-BB3aii!C46","v":1088011.0734915864},null,{"$f":"BB2b!S46","v":33363.668311399168},{"$f":"BB2b!T46+BB3ai!C46*1/1000","v":42847.061880491594},1717.020406986632,{"$f":"BB2b!U46-G46","v":44.736103434116785}]
[null,"Texas",{"$f":"Apdx_1!U47-BB3aii!C47","v":2291006.123597574},null,{"$f":"BB2b!S47","v":168223.38224740725},{"$f":"BB2b!T47+BB3ai!C47*1/1000","v":378960.93937671138},978.84656441262121,{"$f":"BB2b!U47-G47","v":5.9536036066483575}]
[null,"Utah",{"$f":"Apdx_1!U48-BB3aii!C48","v":0},null,{"$f":"BB2b!S48","v":23254.992626281732},{"$f":"BB2b!T48+BB3ai!C48*1/1000","v":33999.573939999995},1508.2225852746574,{"$f":"BB2b!U48-G48","v":0}]
[null,"Virginia",{"$f":"Apdx_1!U49-BB3aii!C49","v":1645274.9621480964},null,{"$f":"BB2b!S49","v":24465.09406603203},{"$f":"BB2b!T49+BB3ai!C49*1/1000","v":51514.369991544103},1047.2279038109407,{"$f":"BB2b!U49-G49","v":34.550012363114774}]
[null,"Washington",{"$f":"Apdx_1!U50-BB3aii!C50","v":506700.34628760855},null,{"$f":"BB2b!S50","v":3890.4411360739464},{"$f":"BB2b!T50+BB3ai!C50*1/1000","v":19303.63920078411},444.40850886260631,{"$f":"BB2b!U50-G50","v":11.979713669174146}]
[null,"West Virginia",{"$f":"Apdx_1!U51-BB3aii!C51","v":0},null,{"$f":"BB2b!S51","v":61680.204839587495},{"$f":"BB2b!T51+BB3ai!C51*1/1000","v":71641.411782565614},1898.4728048830586,{"$f":"BB2b!U51-G51","v":0}]
[null,"Wisconsin",{"$f":"Apdx_1!U52-BB3aii!C52","v":546885.33272974333},null,{"$f":"BB2b!S52","v":31246.039971075767},{"$f":"BB2b!T52+BB3ai!C52*1/1000","v":46334.914386224838},1486.994381904382,{"$f":"BB2b!U52-G52","v":17.760437261121979}]
[null,"Wyoming",{"$f":"Apdx_1!U53-BB3aii!C53","v":0},null,{"$f":"BB2b!S53","v":42896.352170708939},{"$f":"BB2b!T53+BB3ai!C53*1/1000","v":48339.398000000001},1956.7792444614397,{"$f":"BB2b!U53-G53","v":0}]
[null,"U.S. Total",{"$f":"SUM(C5:C53)","v":44484120.000000015},null,{"$f":"SUM(E5:E53)","v":1653709.3181289188},{"$f":"SUM(F5:F53)","v":2924826.734155315},1246.7567793628839,{"$f":"BB2b!U54-G54","v":19.25495873700288}]

{"sheet":"BB3aii","index":11,"n_rows":54,"n_cols":8,"rows_kept":54,"cut":false,"hidden":true,"merged":[]}
[]
[]
[null,"(3a-ii) Under-Construction Nuclear"]
[null,"State","Nuclear Generation Under Construction  (MWh)",null,"Numerator (thousand metric tons)","Denominator (GWh)","111(d) Emissions Rate (lbs/MWh)","111(d) Emissions Rate Reduction (lbs/MWh)"]
[null,"Alabama",{"$f":"SUMIFS(RefTables!$E$43:$E$45,RefTables!$C$43:$C$45,B5)","v":0},null,{"$f":"BB3ai!E5","v":60006.411579304622},{"$f":"BB3ai!F5+BB3aii!C5*1/1000","v":104643.35424741451},{"$f":"(E5*2000)/(F5*metric_tons_per_short_ton)","v":1264.4705326317187},{"$f":"BB3ai!G5-G5","v":0}]
[null,"Alaska",{"$f":"SUMIFS(RefTables!$E$43:$E$45,RefTables!$C$43:$C$45,B6)","v":0},null,{"$f":"BB3ai!E6","v":1795.8922126753723},{"$f":"BB3ai!F6+BB3aii!C6*1/1000","v":3202.1598217000001},1236.6875021107919,{"$f":"BB3ai!G6-G6","v":0}]
[null,"Arizona",{"$f":"SUMIFS(RefTables!$E$43:$E$45,RefTables!$C$43:$C$45,B7)","v":0},null,{"$f":"BB3ai!E7","v":21290.413827539804},{"$f":"BB3ai!F7+BB3aii!C7*1/1000","v":55687.626781766674},843.03984523479926,{"$f":"BB3ai!G7-G7","v":0}]
[null,"Arkansas",{"$f":"SUMIFS(RefTables!$E$43:$E$45,RefTables!$C$43:$C$45,B8)","v":0},null,{"$f":"BB3ai!E8","v":23366.825483138364},{"$f":"BB3ai!F8+BB3aii!C8*1/1000","v":48703.810160001281},1057.9362189652916,{"$f":"BB3ai!G8-G8","v":0}]
[null,"California",{"$f":"SUMIFS(RefTables!$E$43:$E$45,RefTables!$C$43:$C$45,B9)","v":0},null,{"$f":"BB3ai!E9","v":44103.727098379961},{"$f":"BB3ai!F9+BB3aii!C9*1/1000","v":147006.3023324176},661.54904514285897,{"$f":"BB3ai!G9-G9","v":0}]
[null,"Colorado",{"$f":"SUMIFS(RefTables!$E$43:$E$45,RefTables!$C$43:$C$45,B10)","v":0},null,{"$f":"BB3ai!E10","v":30508.088180642102},{"$f":"BB3ai!F10+BB3aii!C10*1/1000","v":50418.389308067395},1334.2854009911314,{"$f":"BB3ai!G10-G10","v":0}]
[null,"Connecticut",{"$f":"SUMIFS(RefTables!$E$43:$E$45,RefTables!$C$43:$C$45,B11)","v":0},null,{"$f":"BB3ai!E11","v":5786.49684916774},{"$f":"BB3ai!F11+BB3aii!C11*1/1000","v":17402.135652046392},733.22266277255619,{"$f":"BB3ai!G11-G11","v":0}]
[null,"Delaware",{"$f":"SUMIFS(RefTables!$E$43:$E$45,RefTables!$C$43:$C$45,B12)","v":0},null,{"$f":"BB3ai!E12","v":3519.022129738426},{"$f":"BB3ai!F12+BB3aii!C12*1/1000","v":7794.3249773752004},995.5571532771678,{"$f":"BB3ai!G12-G12","v":0}]
[null,"Florida",{"$f":"SUMIFS(RefTables!$E$43:$E$45,RefTables!$C$43:$C$45,B13)","v":0},null,{"$f":"BB3ai!E13","v":81276.702901204088},{"$f":"BB3ai!F13+BB3aii!C13*1/1000","v":203187.57129057174},882.04683701780618,{"$f":"BB3ai!G13-G13","v":0}]
[null,"Georgia",{"$f":"SUMIFS(RefTables!$E$43:$E$45,RefTables!$C$43:$C$45,B14)","v":17392320},null,{"$f":"BB3ai!E14","v":46224.43102730532},{"$f":"BB3ai!F14+BB3aii!C14*1/1000","v":101146.12583686682},1007.7319545145297,{"$f":"BB3ai!G14-G14","v":209.26567398358384}]
[null,"Hawaii",{"$f":"SUMIFS(RefTables!$E$43:$E$45,RefTables!$C$43:$C$45,B15)","v":0},null,{"$f":"BB3ai!E15","v":4643.232671796708},{"$f":"BB3ai!F15+BB3aii!C15*1/1000","v":6771.0436878117989},1512.1244626168557,{"$f":"BB3ai!G15-G15","v":0}]
[null,"Idaho",{"$f":"SUMIFS(RefTables!$E$43:$E$45,RefTables!$C$43:$C$45,B16)","v":0},null,{"$f":"BB3ai!E16","v":638.09026821436021},{"$f":"BB3ai!F16+BB3aii!C16*1/1000","v":4154.4241700000002},338.68346429408786,{"$f":"BB3ai!G16-G16","v":0}]
[null,"Illinois",{"$f":"SUMIFS(RefTables!$E$43:$E$45,RefTables!$C$43:$C$45,B17)","v":0},null,{"$f":"BB3ai!E17","v":74247.388755535721},{"$f":"BB3ai!F17+BB3aii!C17*1/1000","v":101441.97312866978},1613.935613463653,{"$f":"BB3ai!G17-G17","v":0}]
[null,"Indiana",{"$f":"SUMIFS(RefTables!$E$43:$E$45,RefTables!$C$43:$C$45,B18)","v":0},null,{"$f":"BB3ai!E18","v":84578.211058522851},{"$f":"BB3ai!F18+BB3aii!C18*1/1000","v":105230.1210946404},1772.315898974894,{"$f":"BB3ai!G18-G18","v":0}]
[null,"Iowa",{"$f":"SUMIFS(RefTables!$E$43:$E$45,RefTables!$C$43:$C$45,B19)","v":0},null,{"$f":"BB3ai!E19","v":29123.52348746327},{"$f":"BB3ai!F19+BB3aii!C19*1/1000","v":49258.97163258621},1303.7108630929524,{"$f":"BB3ai!G19-G19","v":0}]
[null,"Kansas",{"$f":"SUMIFS(RefTables!$E$43:$E$45,RefTables!$C$43:$C$45,B20)","v":0},null,{"$f":"BB3ai!E20","v":29350.224519901298},{"$f":"BB3ai!F20+BB3aii!C20*1/1000","v":35407.971615166767},1827.818581324346,{"$f":"BB3ai!G20-G20","v":0}]
[null,"Kentucky",{"$f":"SUMIFS(RefTables!$E$43:$E$45,RefTables!$C$43:$C$45,B21)","v":0},null,{"$f":"BB3ai!E21","v":78743.381258565481},{"$f":"BB3ai!F21+BB3aii!C21*1/1000","v":87783.130449999997},1977.9973431797121,{"$f":"BB3ai!G21-G21","v":0}]
[null,"Louisiana",{"$f":"SUMIFS(RefTables!$E$43:$E$45,RefTables!$C$43:$C$45,B22)","v":0},null,{"$f":"BB3ai!E22","v":31670.134586890388},{"$f":"BB3ai!F22+BB3aii!C22*1/1000","v":66965.318625646032},1042.8519990963091,{"$f":"BB3ai!G22-G22","v":0}]
[null,"Maine",{"$f":"SUMIFS(RefTables!$E$43:$E$45,RefTables!$C$43:$C$45,B23)","v":0},null,{"$f":"BB3ai!E23","v":1580.7539915279465},{"$f":"BB3ai!F23+BB3aii!C23*1/1000","v":8211.2403400999992},424.50052506212904,{"$f":"BB3ai!G23-G23","v":0}]
[null,"Maryland",{"$f":"SUMIFS(RefTables!$E$43:$E$45,RefTables!$C$43:$C$45,B24)","v":0},null,{"$f":"BB3ai!E24","v":16850.823164580641},{"$f":"BB3ai!F24+BB3aii!C24*1/1000","v":21573.347880824171},1722.3693278635983,{"$f":"BB3ai!G24-G24","v":0}]
[null,"Massachusetts",{"$f":"SUMIFS(RefTables!$E$43:$E$45,RefTables!$C$43:$C$45,B25)","v":0},null,{"$f":"BB3ai!E25","v":10546.807223791198},{"$f":"BB3ai!F25+BB3aii!C25*1/1000","v":28395.839474592562},819.00962232181394,{"$f":"BB3ai!G25-G25","v":0}]
[null,"Michigan",{"$f":"SUMIFS(RefTables!$E$43:$E$45,RefTables!$C$43:$C$45,B26)","v":0},null,{"$f":"BB3ai!E26","v":52627.421900647154},{"$f":"BB3ai!F26+BB3aii!C26*1/1000","v":82398.123412525951},1408.3723271843667,{"$f":"BB3ai!G26-G26","v":0}]
[null,"Minnesota",{"$f":"SUMIFS(RefTables!$E$43:$E$45,RefTables!$C$43:$C$45,B27)","v":0},null,{"$f":"BB3ai!E27","v":17279.21063141599},{"$f":"BB3ai!F27+BB3aii!C27*1/1000","v":38126.321523860141},999.3593987320387,{"$f":"BB3ai!G27-G27","v":0}]
[null,"Mississippi",{"$f":"SUMIFS(RefTables!$E$43:$E$45,RefTables!$C$43:$C$45,B28)","v":0},null,{"$f":"BB3ai!E28","v":19228.515506116906},{"$f":"BB3ai!F28+BB3aii!C28*1/1000","v":52422.280952172878},808.82124793366188,{"$f":"BB3ai!G28-G28","v":0}]
[null,"Missouri",{"$f":"SUMIFS(RefTables!$E$43:$E$45,RefTables!$C$43:$C$45,B29)","v":0},null,{"$f":"BB3ai!E29","v":62929.09326267906},{"$f":"BB3ai!F29+BB3aii!C29*1/1000","v":79642.316611205082},1742.32953474132,{"$f":"BB3ai!G29-G29","v":0}]
[null,"Montana",{"$f":"SUMIFS(RefTables!$E$43:$E$45,RefTables!$C$43:$C$45,B30)","v":0},null,{"$f":"BB3ai!E30","v":15303.889920793772},{"$f":"BB3ai!F30+BB3aii!C30*1/1000","v":15966.6749218734},2113.5379902910058,{"$f":"BB3ai!G30-G30","v":0}]
[null,"Nebraska",{"$f":"SUMIFS(RefTables!$E$43:$E$45,RefTables!$C$43:$C$45,B31)","v":0},null,{"$f":"BB3ai!E31","v":22109.403764990981},{"$f":"BB3ai!F31+BB3aii!C31*1/1000","v":27043.736843680887},1802.739763748267,{"$f":"BB3ai!G31-G31","v":0}]
[null,"Nevada",{"$f":"SUMIFS(RefTables!$E$43:$E$45,RefTables!$C$43:$C$45,B32)","v":0},null,{"$f":"BB3ai!E32","v":11363.446960288524},{"$f":"BB3ai!F32+BB3aii!C32*1/1000","v":31363.5676856752},798.92744212148887,{"$f":"BB3ai!G32-G32","v":0}]
[null,"New Hampshire",{"$f":"SUMIFS(RefTables!$E$43:$E$45,RefTables!$C$43:$C$45,B33)","v":0},null,{"$f":"BB3ai!E33","v":3303.5724646911185},{"$f":"BB3ai!F33+BB3aii!C33*1/1000","v":10257.72434845389},710.15887999544691,{"$f":"BB3ai!G33-G33","v":0}]
[null,"New Jersey",{"$f":"SUMIFS(RefTables!$E$43:$E$45,RefTables!$C$43:$C$45,B34)","v":0},null,{"$f":"BB3ai!E34","v":10294.012814102809},{"$f":"BB3ai!F34+BB3aii!C34*1/1000","v":27984.658246236475},811.12428724472738,{"$f":"BB3ai!G34-G34","v":0}]
[null,"New Mexico",{"$f":"SUMIFS(RefTables!$E$43:$E$45,RefTables!$C$43:$C$45,B35)","v":0},null,{"$f":"BB3ai!E35","v":12664.549893798221},{"$f":"BB3ai!F35+BB3aii!C35*1/1000","v":21866.796309999998},1277.1070678450444,{"$f":"BB3ai!G35-G35","v":0}]
[null,"New York",{"$f":"SUMIFS(RefTables!$E$43:$E$45,RefTables!$C$43:$C$45,B36)","v":0},null,{"$f":"BB3ai!E36","v":26589.763780979491},{"$f":"BB3ai!F36+BB3aii!C36*1/1000","v":70854.754393333991},827.50035886728392,{"$f":"BB3ai!G36-G36","v":0}]
[null,"North Carolina",{"$f":"SUMIFS(RefTables!$E$43:$E$45,RefTables!$C$43:$C$45,B37)","v":0},null,{"$f":"BB3ai!E37","v":46419.990053811314},{"$f":"BB3ai!F37+BB3aii!C37*1/1000","v":82030.61746799144},{"$f":"(E37*2000)/(F37*metric_tons_per_short_ton)","v":1247.8195082372652},{"$f":"BB3ai!G37-G37","v":0}]
[null,"North Dakota",{"$f":"SUMIFS(RefTables!$E$43:$E$45,RefTables!$C$43:$C$45,B38)","v":0},null,{"$f":"BB3ai!E38","v":28451.350189161349},{"$f":"BB3ai!F38+BB3aii!C38*1/1000","v":33466.743000000002},1874.6152300583879,{"$f":"BB3ai!G38-G38","v":0}]
[null,"Ohio",{"$f":"SUMIFS(RefTables!$E$43:$E$45,RefTables!$C$43:$C$45,B39)","v":0},null,{"$f":"BB3ai!E39","v":85926.141041489391},{"$f":"BB3ai!F39+BB3aii!C39*1/1000","v":113251.75426336812},1673.027496228231,{"$f":"BB3ai!G39-G39","v":0}]
[null,"Oklahoma",{"$f":"SUMIFS(RefTables!$E$43:$E$45,RefTables!$C$43:$C$45,B40)","v":0},null,{"$f":"BB3ai!E40","v":36334.665094775009},{"$f":"BB3ai!F40+BB3aii!C40*1/1000","v":76068.864530718594},1053.2632627793305,{"$f":"BB3ai!G40-G40","v":0}]
[null,"Oregon",{"$f":"SUMIFS(RefTables!$E$43:$E$45,RefTables!$C$43:$C$45,B41)","v":0},null,{"$f":"BB3ai!E41","v":5485.2590710532131},{"$f":"BB3ai!F41+BB3aii!C41*1/1000","v":21395.595674829201},565.3214584745524,{"$f":"BB3ai!G41-G41","v":0}]
[null,"Pennsylvania",{"$f":"SUMIFS(RefTables!$E$43:$E$45,RefTables!$C$43:$C$45,B42)","v":0},null,{"$f":"BB3ai!E42","v":95662.471922825353},{"$f":"BB3ai!F42+BB3aii!C42*1/1000","v":151463.3860874401},1392.6970185570433,{"$f":"BB3ai!G42-G42","v":0}]
[null,"Rhode Island",{"$f":"SUMIFS(RefTables!$E$43:$E$45,RefTables!$C$43:$C$45,B43)","v":0},null,{"$f":"BB3ai!E43","v":3388.3574213340094},{"$f":"BB3ai!F43+BB3aii!C43*1/1000","v":8241.9122831000004},906.53366396745832,{"$f":"BB3ai!G43-G43","v":0}]
[null,"South Carolina",{"$f":"SUMIFS(RefTables!$E$43:$E$45,RefTables!$C$43:$C$45,B44)","v":17392320},null,{"$f":"BB3ai!E44","v":27529.964778535039},{"$f":"BB3ai!F44+BB3aii!C44*1/1000","v":62574.131532262138},970.13803916067457,{"$f":"BB3ai!G44-G44","v":373.44565543165152}]
[null,"South Dakota",{"$f":"SUMIFS(RefTables!$E$43:$E$45,RefTables!$C$43:$C$45,B45)","v":0},null,{"$f":"BB3ai!E45","v":1947.4800109786845},{"$f":"BB3ai!F45+BB3aii!C45*1/1000","v":5864.9229999999998},732.20620117777776,{"$f":"BB3ai!G45-G45","v":0}]
[null,"Tennessee",{"$f":"SUMIFS(RefTables!$E$43:$E$45,RefTables!$C$43:$C$45,B46)","v":9328608},null,{"$f":"BB3ai!E46","v":33363.668311399168},{"$f":"BB3ai!F46+BB3aii!C46*1/1000","v":52175.669880491594},1410.0303799976803,{"$f":"BB3ai!G46-G46","v":306.99002698895174}]
[null,"Texas",{"$f":"SUMIFS(RefTables!$E$43:$E$45,RefTables!$C$43:$C$45,B47)","v":0},null,{"$f":"BB3ai!E47","v":168223.38224740725},{"$f":"BB3ai!F47+BB3aii!C47*1/1000","v":378960.93937671138},978.84656441262121,{"$f":"BB3ai!G47-G47","v":0}]
[null,"Utah",{"$f":"SUMIFS(RefTables!$E$43:$E$45,RefTables!$C$43:$C$45,B48)","v":0},null,{"$f":"BB3ai!E48","v":23254.992626281732},{"$f":"BB3ai!F48+BB3aii!C48*1/1000","v":33999.573939999995},1508.2225852746574,{"$f":"BB3ai!G48-G48","v":0}]
[null,"Virginia",{"$f":"SUMIFS(RefTables!$E$43:$E$45,RefTables!$C$43:$C$45,B49)","v":0},null,{"$f":"BB3ai!E49","v":24465.09406603203},{"$f":"BB3ai!F49+BB3aii!C49*1/1000","v":51514.369991544103},1047.2279038109407,{"$f":"BB3ai!G49-G49","v":0}]
[null,"Washington",{"$f":"SUMIFS(RefTables!$E$43:$E$45,RefTables!$C$43:$C$45,B50)","v":0},null,{"$f":"BB3ai!E50","v":3890.4411360739464},{"$f":"BB3ai!F50+BB3aii!C50*1/1000","v":19303.63920078411},444.40850886260631,{"$f":"BB3ai!G50-G50","v":0}]
[null,"West Virginia",{"$f":"SUMIFS(RefTables!$E$43:$E$45,RefTables!$C$43:$C$45,B51)","v":0},null,{"$f":"BB3ai!E51","v":61680.204839587495},{"$f":"BB3ai!F51+BB3aii!C51*1/1000","v":71641.411782565614},1898.4728048830586,{"$f":"BB3ai!G51-G51","v":0}]
[null,"Wisconsin",{"$f":"SUMIFS(RefTables!$E$43:$E$45,RefTables!$C$43:$C$45,B52)","v":0},null,{"$f":"BB3ai!E52","v":31246.039971075767},{"$f":"BB3ai!F52+BB3aii!C52*1/1000","v":46334.914386224838},1486.994381904382,{"$f":"BB3ai!G52-G52","v":0}]
[null,"Wyoming",{"$f":"SUMIFS(RefTables!$E$43:$E$45,RefTables!$C$43:$C$45,B53)","v":0},null,{"$f":"BB3ai!E53","v":42896.352170708939},{"$f":"BB3ai!F53+BB3aii!C53*1/1000","v":48339.398000000001},1956.7792444614397,{"$f":"BB3ai!G53-G53","v":0}]
[null,"U.S. Total",{"$f":"SUM(C5:C53)","v":44113248},null,{"$f":"SUM(E5:E53)","v":1653709.3181289188},{"$f":"SUM(F5:F53)","v":2968939.9821553146},1228.2321573313566,{"$f":"BB3ai!G54-G54","v":18.524622031527315}]

{"sheet":"BB3b","index":12,"n_rows":54,"n_cols":9,"rows_kept":54,"cut":false,"hidden":true,"merged":[]}
[]
[]
[null,"(3b) Incremental Renewables"]
[null,"State","Existing RE (MWh)","New RE (MWh)",null,"Numerator (thousand metric tons)","Denominator (GWh)","111(d) Emissions Rate (lbs/MWh)","111(d) Emissions Rate Reduction (lbs/MWh)"]
[null,"Alabama",{"$f":"GWh_Summary!H5*1000","v":2776554},{"$f":"IF(CostData!$C$3=2020,Apdx_1!V5,IF(CostData!$C$3=2025,Apdx_1!AA5,Apdx_1!AE5))-BB3b!C5","v":11516247.242619921},null,{"$f":"BB3aii!E5","v":60006.411579304622},{"$f":"BB3aii!F5+D5*1/1000","v":116159.60149003443},{"$f":"(F5*2000)/(G5*metric_tons_per_short_ton)","v":1139.1089172508027},{"$f":"BB3aii!G5-H5","v":125.36161538091596}]
[null,"Alaska",{"$f":"GWh_Summary!H6*1000","v":39957.990000000005},{"$f":"IF(CostData!$C$3=2020,Apdx_1!V6,IF(CostData!$C$3=2025,Apdx_1!AA6,Apdx_1!AE6))-BB3b!C6","v":123131.01},null,{"$f":"BB3aii!E6","v":1795.8922126753723},{"$f":"BB3aii!F6+D6*1/1000","v":3325.2908317000001},1190.8946410059389,{"$f":"BB3aii!G6-H6","v":45.792861104853046}]
[null,"Arizona",{"$f":"GWh_Summary!H7*1000","v":1697652.4800000002},{"$f":"IF(CostData!$C$3=2020,Apdx_1!V7,IF(CostData!$C$3=2025,Apdx_1!AA7,Apdx_1!AE7))-BB3b!C7","v":1965672.8063320348},null,{"$f":"BB3aii!E7","v":21290.413827539804},{"$f":"BB3aii!F7+D7*1/1000","v":57653.299588098707},814.29664215237767,{"$f":"BB3aii!G7-H7","v":28.743203082421587}]
[null,"Arkansas",{"$f":"GWh_Summary!H8*1000","v":1660370.07},{"$f":"IF(CostData!$C$3=2020,Apdx_1!V8,IF(CostData!$C$3=2025,Apdx_1!AA8,Apdx_1!AE8))-BB3b!C8","v":3048452.4768645046},null,{"$f":"BB3aii!E8","v":23366.825483138364},{"$f":"BB3aii!F8+D8*1/1000","v":51752.262636865787},995.61878349973506,{"$f":"BB3aii!G8-H8","v":62.317435465556514}]
[null,"California",{"$f":"GWh_Summary!H9*1000","v":29966845.640000004},{"$f":"IF(CostData!$C$3=2020,Apdx_1!V9,IF(CostData!$C$3=2025,Apdx_1!AA9,Apdx_1!AE9))-BB3b!C9","v":11183858.743937496},null,{"$f":"BB3aii!E9","v":44103.727098379961},{"$f":"BB3aii!F9+D9*1/1000","v":158190.16107635509},614.77830401254755,{"$f":"BB3aii!G9-H9","v":46.770741130311421}]
[null,"Colorado",{"$f":"GWh_Summary!H10*1000","v":6192081.7999999998},{"$f":"IF(CostData!$C$3=2020,Apdx_1!V10,IF(CostData!$C$3=2025,Apdx_1!AA10,Apdx_1!AE10))-BB3b!C10","v":4647737.8039374994},null,{"$f":"BB3aii!E10","v":30508.088180642102},{"$f":"BB3aii!F10+D10*1/1000","v":55066.127112004891},1221.6679168013559,{"$f":"BB3aii!G10-H10","v":112.6174841897755}]
[null,"Connecticut",{"$f":"GWh_Summary!H11*1000","v":666524.91},{"$f":"IF(CostData!$C$3=2020,Apdx_1!V11,IF(CostData!$C$3=2025,Apdx_1!AA11,Apdx_1!AE11))-BB3b!C11","v":2447849.6809184179},null,{"$f":"BB3aii!E11","v":5786.49684916774},{"$f":"BB3aii!F11+D11*1/1000","v":19849.98533296481},642.80350976042257,{"$f":"BB3aii!G11-H11","v":90.41915301213362}]
[null,"Delaware",{"$f":"GWh_Summary!H12*1000","v":131050.61999999998},{"$f":"IF(CostData!$C$3=2020,Apdx_1!V12,IF(CostData!$C$3=2025,Apdx_1!AA12,Apdx_1!AE12))-BB3b!C12","v":907300.65097096388},null,{"$f":"BB3aii!E12","v":3519.022129738426},{"$f":"BB3aii!F12+D12*1/1000","v":8701.6256283461644},891.7524515091776,{"$f":"BB3aii!G12-H12","v":103.8047017679902}]
[null,"Florida",{"$f":"GWh_Summary!H13*1000","v":4523797.9899999993},{"$f":"IF(CostData!$C$3=2020,Apdx_1!V13,IF(CostData!$C$3=2025,Apdx_1!AA13,Apdx_1!AE13))-BB3b!C13","v":17585815.609000001},null,{"$f":"BB3aii!E13","v":81276.702901204088},{"$f":"BB3aii!F13+D13*1/1000","v":220773.38689957175},811.786950841612,{"$f":"BB3aii!G13-H13","v":70.259886176194186}]
[null,"Georgia",{"$f":"GWh_Summary!H14*1000","v":3278536.2100000004},{"$f":"IF(CostData!$C$3=2020,Apdx_1!V14,IF(CostData!$C$3=2025,Apdx_1!AA14,Apdx_1!AE14))-BB3b!C14","v":8952100.1749999989},null,{"$f":"BB3aii!E14","v":46224.43102730532},{"$f":"BB3aii!F14+D14*1/1000","v":110098.22601186682},925.79314647787464,{"$f":"BB3aii!G14-H14","v":81.938808036655018}]
[null,"Hawaii",{"$f":"GWh_Summary!H15*1000","v":924815.09999999986},{"$f":"IF(CostData!$C$3=2020,Apdx_1!V15,IF(CostData!$C$3=2025,Apdx_1!AA15,Apdx_1!AE15))-BB3b!C15","v":122111.76800000004},null,{"$f":"BB3aii!E15","v":4643.232671796708},{"$f":"BB3aii!F15+D15*1/1000","v":6893.1554558117987},1485.3372832546797,{"$f":"BB3aii!G15-H15","v":26.787179362175948}]
[null,"Idaho",{"$f":"GWh_Summary!H16*1000","v":2514502.17},{"$f":"IF(CostData!$C$3=2020,Apdx_1!V16,IF(CostData!$C$3=2025,Apdx_1!AA16,Apdx_1!AE16))-BB3b!C16","v":682185.00018749991},null,{"$f":"BB3aii!E16","v":638.09026821436021},{"$f":"BB3aii!F16+D16*1/1000","v":4836.6091701875002},290.91347275185029,{"$f":"BB3aii!G16-H16","v":47.769991542237562}]
[null,"Illinois",{"$f":"GWh_Summary!H17*1000","v":8372659.9000000004},{"$f":"IF(CostData!$C$3=2020,Apdx_1!V17,IF(CostData!$C$3=2025,Apdx_1!AA17,Apdx_1!AE17))-BB3b!C17","v":9445344.053741267},null,{"$f":"BB3aii!E17","v":74247.388755535721},{"$f":"BB3aii!F17+D17*1/1000","v":110887.31718241105},1476.4611255141131,{"$f":"BB3aii!G17-H17","v":137.47448794953993}]
[null,"Indiana",{"$f":"GWh_Summary!H18*1000","v":3546367.3999999994},{"$f":"IF(CostData!$C$3=2020,Apdx_1!V18,IF(CostData!$C$3=2025,Apdx_1!AA18,Apdx_1!AE18))-BB3b!C18","v":4000719.0825906973},null,{"$f":"BB3aii!E18","v":84578.211058522851},{"$f":"BB3aii!F18+D18*1/1000","v":109230.8401772311},1707.4025647379415,{"$f":"BB3aii!G18-H18","v":64.913334236952551}]
[null,"Iowa",{"$f":"GWh_Summary!H19*1000","v":14183424.140000001},{"$f":"IF(CostData!$C$3=2020,Apdx_1!V19,IF(CostData!$C$3=2025,Apdx_1!AA19,Apdx_1!AE19))-BB3b!C19","v":-5617503.5915312003},null,{"$f":"BB3aii!E19","v":29123.52348746327},{"$f":"BB3aii!F19+D19*1/1000","v":43641.468041055006},1471.5237434674932,{"$f":"BB3aii!G19-H19","v":-167.81288037454078}]
[null,"Kansas",{"$f":"GWh_Summary!H20*1000","v":5252653.3499999996},{"$f":"IF(CostData!$C$3=2020,Apdx_1!V20,IF(CostData!$C$3=2025,Apdx_1!AA20,Apdx_1!AE20))-BB3b!C20","v":3632284.8040000014},null,{"$f":"BB3aii!E20","v":29350.224519901298},{"$f":"BB3aii!F20+D20*1/1000","v":39040.25641916677},1657.7593074781378,{"$f":"BB3aii!G20-H20","v":170.05927384620827}]
[null,"Kentucky",{"$f":"GWh_Summary!H21*1000","v":332879.45},{"$f":"IF(CostData!$C$3=2020,Apdx_1!V21,IF(CostData!$C$3=2025,Apdx_1!AA21,Apdx_1!AE21))-BB3b!C21","v":1380676.2080576627},null,{"$f":"BB3aii!E21","v":78743.381258565481},{"$f":"BB3aii!F21+D21*1/1000","v":89163.806658057656},1947.3686164161415,{"$f":"BB3aii!G21-H21","v":30.628726763570512}]
[null,"Louisiana",{"$f":"GWh_Summary!H22*1000","v":2430042.23},{"$f":"IF(CostData!$C$3=2020,Apdx_1!V22,IF(CostData!$C$3=2025,Apdx_1!AA22,Apdx_1!AE22))-BB3b!C22","v":4461576.6019733455},null,{"$f":"BB3aii!E22","v":31670.134586890388},{"$f":"BB3aii!F22+D22*1/1000","v":71426.895227619374},977.7117733639426,{"$f":"BB3aii!G22-H22","v":65.140225732366503}]
[null,"Maine",{"$f":"GWh_Summary!H23*1000","v":4098795.34},{"$f":"IF(CostData!$C$3=2020,Apdx_1!V23,IF(CostData!$C$3=2025,Apdx_1!AA23,Apdx_1!AE23))-BB3b!C23","v":-487066.90803682618},null,{"$f":"BB3aii!E23","v":1580.7539915279465},{"$f":"BB3aii!F23+D23*1/1000","v":7724.1734320631731},451.26845822941863,{"$f":"BB3aii!G23-H23","v":-26.767933167289584}]
[null,"Maryland",{"$f":"GWh_Summary!H24*1000","v":898152.46},{"$f":"IF(CostData!$C$3=2020,Apdx_1!V24,IF(CostData!$C$3=2025,Apdx_1!AA24,Apdx_1!AE24))-BB3b!C24","v":5083916.1157632507},null,{"$f":"BB3aii!E24","v":16850.823164580641},{"$f":"BB3aii!F24+D24*1/1000","v":26657.263996587422},1393.889211361656,{"$f":"BB3aii!G24-H24","v":328.48011650194235}]
[null,"Massachusetts",{"$f":"GWh_Summary!H25*1000","v":1843418.9900000002},{"$f":"IF(CostData!$C$3=2020,Apdx_1!V25,IF(CostData!$C$3=2025,Apdx_1!AA25,Apdx_1!AE25))-BB3b!C25","v":6770058.4310801756},null,{"$f":"BB3aii!E25","v":10546.807223791198},{"$f":"BB3aii!F25+D25*1/1000","v":35165.89790567274},661.33575846631015,{"$f":"BB3aii!G25-H25","v":157.67386385550378}]
[null,"Michigan",{"$f":"GWh_Summary!H26*1000","v":3785439.1300000008},{"$f":"IF(CostData!$C$3=2020,Apdx_1!V26,IF(CostData!$C$3=2025,Apdx_1!AA26,Apdx_1!AE26))-BB3b!C26","v":4270420.0820751134},null,{"$f":"BB3aii!E26","v":52627.421900647154},{"$f":"BB3aii!F26+D26*1/1000","v":86668.543494601065},1338.9775822568527,{"$f":"BB3aii!G26-H26","v":69.394744927514012}]
[null,"Minnesota",{"$f":"GWh_Summary!H27*1000","v":9453870.5099999998},{"$f":"IF(CostData!$C$3=2020,Apdx_1!V27,IF(CostData!$C$3=2025,Apdx_1!AA27,Apdx_1!AE27))-BB3b!C27","v":-1565326.1514347997},null,{"$f":"BB3aii!E27","v":17279.21063141599},{"$f":"BB3aii!F27+D27*1/1000","v":36560.995372425343},1042.1460730438996,{"$f":"BB3aii!G27-H27","v":-42.786674311860907}]
[null,"Mississippi",{"$f":"GWh_Summary!H28*1000","v":1509189.94},{"$f":"IF(CostData!$C$3=2020,Apdx_1!V28,IF(CostData!$C$3=2025,Apdx_1!AA28,Apdx_1!AE28))-BB3b!C28","v":3949239.5610000002},null,{"$f":"BB3aii!E28","v":19228.515506116906},{"$f":"BB3aii!F28+D28*1/1000","v":56371.52051317288},752.15737154646058,{"$f":"BB3aii!G28-H28","v":56.663876387201299}]
[null,"Missouri",{"$f":"GWh_Summary!H29*1000","v":1298578.8999999999},{"$f":"IF(CostData!$C$3=2020,Apdx_1!V29,IF(CostData!$C$3=2025,Apdx_1!AA29,Apdx_1!AE29))-BB3b!C29","v":1464949.5665563676},null,{"$f":"BB3aii!E29","v":62929.09326267906},{"$f":"BB3aii!F29+D29*1/1000","v":81107.266177761456},1710.8597908206759,{"$f":"BB3aii!G29-H29","v":31.469743920644078}]
[null,"Montana",{"$f":"GWh_Summary!H30*1000","v":1261752.22},{"$f":"IF(CostData!$C$3=2020,Apdx_1!V30,IF(CostData!$C$3=2025,Apdx_1!AA30,Apdx_1!AE30))-BB3b!C30","v":1460953.9092376984},null,{"$f":"BB3aii!E30","v":15303.889920793772},{"$f":"BB3aii!F30+D30*1/1000","v":17427.628831111098},1936.3606118213743,{"$f":"BB3aii!G30-H30","v":177.17737846963155}]
[null,"Nebraska",{"$f":"GWh_Summary!H31*1000","v":1346761.78},{"$f":"IF(CostData!$C$3=2020,Apdx_1!V31,IF(CostData!$C$3=2025,Apdx_1!AA31,Apdx_1!AE31))-BB3b!C31","v":2472665.1956496956},null,{"$f":"BB3aii!E31","v":22109.403764990981},{"$f":"BB3aii!F31+D31*1/1000","v":29516.402039330584},1651.7195999527482,{"$f":"BB3aii!G31-H31","v":151.02016379551878}]
[null,"Nevada",{"$f":"GWh_Summary!H32*1000","v":2968630.3499999996},{"$f":"IF(CostData!$C$3=2020,Apdx_1!V32,IF(CostData!$C$3=2025,Apdx_1!AA32,Apdx_1!AE32))-BB3b!C32","v":3437308.8837633897},null,{"$f":"BB3aii!E32","v":11363.446960288524},{"$f":"BB3aii!F32+D32*1/1000","v":34800.876569438587},720.01677477645489,{"$f":"BB3aii!G32-H32","v":78.910667345033971}]
[null,"New Hampshire",{"$f":"GWh_Summary!H33*1000","v":1381285.06},{"$f":"IF(CostData!$C$3=2020,Apdx_1!V33,IF(CostData!$C$3=2025,Apdx_1!AA33,Apdx_1!AE33))-BB3b!C33","v":3440937.9563039416},null,{"$f":"BB3aii!E33","v":3303.5724646911185},{"$f":"BB3aii!F33+D33*1/1000","v":13698.662304757832},531.77557578523135,{"$f":"BB3aii!G33-H33","v":178.38330421021556}]
[null,"New Jersey",{"$f":"GWh_Summary!H34*1000","v":1280714.6399999999},{"$f":"IF(CostData!$C$3=2020,Apdx_1!V34,IF(CostData!$C$3=2025,Apdx_1!AA34,Apdx_1!AE34))-BB3b!C34","v":8866751.0812237542},null,{"$f":"BB3aii!E34","v":10294.012814102809},{"$f":"BB3aii!F34+D34*1/1000","v":36851.409327460227},615.96113657589228,{"$f":"BB3aii!G34-H34","v":195.1631506688351}]
[null,"New Mexico",{"$f":"GWh_Summary!H35*1000","v":2573851.31},{"$f":"IF(CostData!$C$3=2020,Apdx_1!V35,IF(CostData!$C$3=2025,Apdx_1!AA35,Apdx_1!AE35))-BB3b!C35","v":2148144.3229768756},null,{"$f":"BB3aii!E35","v":12664.549893798221},{"$f":"BB3aii!F35+D35*1/1000","v":24014.940632976875},1162.8694213918284,{"$f":"BB3aii!G35-H35","v":114.23764645321603}]
[null,"New York",{"$f":"GWh_Summary!H36*1000","v":5192427.4400000004},{"$f":"IF(CostData!$C$3=2020,Apdx_1!V36,IF(CostData!$C$3=2025,Apdx_1!AA36,Apdx_1!AE36))-BB3b!C36","v":19069477.616667081},null,{"$f":"BB3aii!E36","v":26589.763780979491},{"$f":"BB3aii!F36+D36*1/1000","v":89924.232010001069},652.01929866263686,{"$f":"BB3aii!G36-H36","v":175.48106020464706}]
[null,"North Carolina",{"$f":"GWh_Summary!H37*1000","v":2703919.32},{"$f":"IF(CostData!$C$3=2020,Apdx_1!V37,IF(CostData!$C$3=2025,Apdx_1!AA37,Apdx_1!AE37))-BB3b!C37","v":8964256.9910000004},null,{"$f":"BB3aii!E37","v":46419.990053811314},{"$f":"BB3aii!F37+D37*1/1000","v":90994.874458991442},{"$f":"(F37*2000)/(G37*metric_tons_per_short_ton)","v":1124.8919827395168},{"$f":"BB3aii!G37-H37","v":122.92752549774832}]
[null,"North Dakota",{"$f":"GWh_Summary!H38*1000","v":5280052},{"$f":"IF(CostData!$C$3=2020,Apdx_1!V38,IF(CostData!$C$3=2025,Apdx_1!AA38,Apdx_1!AE38))-BB3b!C38","v":179904.51010040008},null,{"$f":"BB3aii!E38","v":28451.350189161349},{"$f":"BB3aii!F38+D38*1/1000","v":33646.647510100403},1864.5918916414128,{"$f":"BB3aii!G38-H38","v":10.023338416975093}]
[null,"Ohio",{"$f":"GWh_Summary!H39*1000","v":1738621.75},{"$f":"IF(CostData!$C$3=2020,Apdx_1!V39,IF(CostData!$C$3=2025,Apdx_1!AA39,Apdx_1!AE39))-BB3b!C39","v":12036972.015601883},null,{"$f":"BB3aii!E39","v":85926.141041489391},{"$f":"BB3aii!F39+D39*1/1000","v":125288.72627897},1512.2932805367757,{"$f":"BB3aii!G39-H39","v":160.73421569145535}]
[null,"Oklahoma",{"$f":"GWh_Summary!H40*1000","v":8520724.0499999989},{"$f":"IF(CostData!$C$3=2020,Apdx_1!V40,IF(CostData!$C$3=2025,Apdx_1!AA40,Apdx_1!AE40))-BB3b!C40","v":7058593.5760000013},null,{"$f":"BB3aii!E40","v":36334.665094775009},{"$f":"BB3aii!F40+D40*1/1000","v":83127.458106718594},963.82762418508253,{"$f":"BB3aii!G40-H40","v":89.435638594247962}]
[null,"Oregon",{"$f":"GWh_Summary!H41*1000","v":7207229.3700000001},{"$f":"IF(CostData!$C$3=2020,Apdx_1!V41,IF(CostData!$C$3=2025,Apdx_1!AA41,Apdx_1!AE41))-BB3b!C41","v":5360143.0018124999},null,{"$f":"BB3aii!E41","v":5485.2590710532131},{"$f":"BB3aii!F41+D41*1/1000","v":26755.7386766417},452.06710597699879,{"$f":"BB3aii!G41-H41","v":113.25435249755361}]
[null,"Pennsylvania",{"$f":"GWh_Summary!H42*1000","v":4459117.6100000003},{"$f":"IF(CostData!$C$3=2020,Apdx_1!V42,IF(CostData!$C$3=2025,Apdx_1!AA42,Apdx_1!AE42))-BB3b!C42","v":30871737.274566807},null,{"$f":"BB3aii!E42","v":95662.471922825353},{"$f":"BB3aii!F42+D42*1/1000","v":182335.12336200691},1156.8950750411821,{"$f":"BB3aii!G42-H42","v":235.80194351586124}]
[null,"Rhode Island",{"$f":"GWh_Summary!H43*1000","v":101895},{"$f":"IF(CostData!$C$3=2020,Apdx_1!V43,IF(CostData!$C$3=2025,Apdx_1!AA43,Apdx_1!AE43))-BB3b!C43","v":374215.03606996813},null,{"$f":"BB3aii!E43","v":3388.3574213340094},{"$f":"BB3aii!F43+D43*1/1000","v":8616.1273191699693},867.16115759728734,{"$f":"BB3aii!G43-H43","v":39.372506370170981}]
[null,"South Carolina",{"$f":"GWh_Summary!H44*1000","v":2143472.62},{"$f":"IF(CostData!$C$3=2020,Apdx_1!V44,IF(CostData!$C$3=2025,Apdx_1!AA44,Apdx_1!AE44))-BB3b!C44","v":7532095.567999999},null,{"$f":"BB3aii!E44","v":27529.964778535039},{"$f":"BB3aii!F44+D44*1/1000","v":70106.227100262142},865.90803381949411,{"$f":"BB3aii!G44-H44","v":104.23000534118046}]
[null,"South Dakota",{"$f":"GWh_Summary!H45*1000","v":2914666},{"$f":"IF(CostData!$C$3=2020,Apdx_1!V45,IF(CostData!$C$3=2025,Apdx_1!AA45,Apdx_1!AE45))-BB3b!C45","v":-1095816.10516},null,{"$f":"BB3aii!E45","v":1947.4800109786845},{"$f":"BB3aii!F45+D45*1/1000","v":4769.1068948399998},900.44804713362305,{"$f":"BB3aii!G45-H45","v":-168.24184595584529}]
[null,"Tennessee",{"$f":"GWh_Summary!H46*1000","v":836457.85},{"$f":"IF(CostData!$C$3=2020,Apdx_1!V46,IF(CostData!$C$3=2025,Apdx_1!AA46,Apdx_1!AE46))-BB3b!C46","v":3469356.406765467},null,{"$f":"BB3aii!E46","v":33363.668311399168},{"$f":"BB3aii!F46+D46*1/1000","v":55645.02628725706},1322.1177980658219,{"$f":"BB3aii!G46-H46","v":87.912581931858313}]
[null,"Texas",{"$f":"GWh_Summary!H47*1000","v":34016696.529999994},{"$f":"IF(CostData!$C$3=2020,Apdx_1!V47,IF(CostData!$C$3=2025,Apdx_1!AA47,Apdx_1!AE47))-BB3b!C47","v":51945805.428000011},null,{"$f":"BB3aii!E47","v":168223.38224740725},{"$f":"BB3aii!F47+D47*1/1000","v":430906.74480471137},860.84661711105753,{"$f":"BB3aii!G47-H47","v":117.99994730156368}]
[null,"Utah",{"$f":"GWh_Summary!H48*1000","v":1099723.94},{"$f":"IF(CostData!$C$3=2020,Apdx_1!V48,IF(CostData!$C$3=2025,Apdx_1!AA48,Apdx_1!AE48))-BB3b!C48","v":1273345.0861099213},null,{"$f":"BB3aii!E48","v":23254.992626281732},{"$f":"BB3aii!F48+D48*1/1000","v":35272.919026109914},1453.7760616881665,{"$f":"BB3aii!G48-H48","v":54.446523586490912}]
[null,"Virginia",{"$f":"GWh_Summary!H49*1000","v":2358443.6},{"$f":"IF(CostData!$C$3=2020,Apdx_1!V49,IF(CostData!$C$3=2025,Apdx_1!AA49,Apdx_1!AE49))-BB3b!C49","v":8833564.4560321011},null,{"$f":"BB3aii!E49","v":24465.09406603203},{"$f":"BB3aii!F49+D49*1/1000","v":60347.934447576205},893.93756714655331,{"$f":"BB3aii!G49-H49","v":153.29033666438738}]
[null,"Washington",{"$f":"GWh_Summary!H50*1000","v":8214350.1699999999},{"$f":"IF(CostData!$C$3=2020,Apdx_1!V50,IF(CostData!$C$3=2025,Apdx_1!AA50,Apdx_1!AE50))-BB3b!C50","v":9511207.3531432766},null,{"$f":"BB3aii!E50","v":3890.4411360739464},{"$f":"BB3aii!F50+D50*1/1000","v":28814.846553927386},297.71810503266295,{"$f":"BB3aii!G50-H50","v":146.69040382994336}]
[null,"West Virginia",{"$f":"GWh_Summary!H51*1000","v":1296562.9499999997},{"$f":"IF(CostData!$C$3=2020,Apdx_1!V51,IF(CostData!$C$3=2025,Apdx_1!AA51,Apdx_1!AE51))-BB3b!C51","v":8976473.4311049692},null,{"$f":"BB3aii!E51","v":61680.204839587495},{"$f":"BB3aii!F51+D51*1/1000","v":80617.885213670583},1687.0855841994487,{"$f":"BB3aii!G51-H51","v":211.38722068360994}]
[null,"Wisconsin",{"$f":"GWh_Summary!H52*1000","v":3223177.8900000006},{"$f":"IF(CostData!$C$3=2020,Apdx_1!V52,IF(CostData!$C$3=2025,Apdx_1!AA52,Apdx_1!AE52))-BB3b!C52","v":3636123.3444418106},null,{"$f":"BB3aii!E52","v":31246.039971075767},{"$f":"BB3aii!F52+D52*1/1000","v":49971.037730666649},1378.7938075189074,{"$f":"BB3aii!G52-H52","v":108.20057438547451}]
[null,"Wyoming",{"$f":"GWh_Summary!H53*1000","v":4369107},{"$f":"IF(CostData!$C$3=2020,Apdx_1!V53,IF(CostData!$C$3=2025,Apdx_1!AA53,Apdx_1!AE53))-BB3b!C53","v":5058888.6235744376},null,{"$f":"BB3aii!E53","v":42896.352170708939},{"$f":"BB3aii!F53+D53*1/1000","v":53398.286623574437},1771.3963626391183,{"$f":"BB3aii!G53-H53","v":185.38288182232145}]
[null,"U.S. Total",{"$f":"SUM(C5:C53)","v":217867801.16999996},{"$f":"SUM(D5:D53)","v":304854855.78658932},null,{"$f":"SUM(F5:F53)","v":1653709.3181289188},{"$f":"SUM(G5:G53)","v":3273794.8379419041},1113.8595238186554,{"$f":"BB3aii!G54-H54","v":114.37263351270121}]

{"sheet":"BB4","index":13,"n_rows":54,"n_cols":8,"rows_kept":54,"cut":false,"hidden":true,"merged":[]}
[]
[]
[null,"(4) Incremental Energy Efficiency"]
[null,"State","EE (MWh)",null,"Numerator (thousand metric tons)","Denominator (GWh)","111(d) Emissions Rate (lbs/MWh)","111(d) Emissions Rate Reduction (lbs/MWh)"]
[null,"Alabama",{"$f":"GWh_Summary!R5*1000","v":8785233.6629818324},null,{"$f":"BB3b!F5","v":60006.411579304622},{"$f":"BB3b!G5+C5*1/1000","v":124944.83515301626},{"$f":"(E5*2000)/(F5*metric_tons_per_short_ton)","v":1059.0148661971609},{"$f":"BB3b!H5-G5","v":80.094051053641806}]
[null,"Alaska",{"$f":"GWh_Summary!R6*1000","v":622817.15083906392},null,{"$f":"BB3b!F6","v":1795.8922126753723},{"$f":"BB3b!G6+C6*1/1000","v":3948.1079825390643},{"$f":"(E6*2000)/(F6*metric_tons_per_short_ton)","v":1003.0300713079671},{"$f":"BB3b!H6-G6","v":187.86456969797177}]
[null,"Arizona",{"$f":"GWh_Summary!R7*1000","v":9215884.0589643996},null,{"$f":"BB3b!F7","v":21290.413827539804},{"$f":"BB3b!G7+C7*1/1000","v":66869.18364706311},702.0706056676338,{"$f":"BB3b!H7-G7","v":112.22603648474387}]
[null,"Arkansas",{"$f":"GWh_Summary!R8*1000","v":4890534.051233314},null,{"$f":"BB3b!F8","v":23366.825483138364},{"$f":"BB3b!G8+C8*1/1000","v":56642.796688099101},909.65714587854814,{"$f":"BB3b!H8-G8","v":85.961637621186924}]
[null,"California",{"$f":"GWh_Summary!R9*1000","v":22924770.836850192},null,{"$f":"BB3b!F9","v":44103.727098379961},{"$f":"BB3b!G9+C9*1/1000","v":181114.93191320528},536.96223668956668,{"$f":"BB3b!H9-G9","v":77.816067322980871}]
[null,"Colorado",{"$f":"GWh_Summary!R10*1000","v":5658359.7564751077},null,{"$f":"BB3b!F10","v":30508.088180642102},{"$f":"BB3b!G10+C10*1/1000","v":60724.486868480002},1107.831852757253,{"$f":"BB3b!H10-G10","v":113.83606404410284}]
[null,"Connecticut",{"$f":"GWh_Summary!R11*1000","v":3767583.2402889957},null,{"$f":"BB3b!F11","v":5786.49684916774},{"$f":"BB3b!G11+C11*1/1000","v":23617.568573253804},540.26053533608047,{"$f":"BB3b!H11-G11","v":102.54297442434211}]
[null,"Delaware",{"$f":"GWh_Summary!R12*1000","v":529068.22911496356},null,{"$f":"BB3b!F12","v":3519.022129738426},{"$f":"BB3b!G12+C12*1/1000","v":9230.6938574611286},840.64059603933811,{"$f":"BB3b!H12-G12","v":51.111855469839497}]
[null,"Florida",{"$f":"GWh_Summary!R13*1000","v":21348682.478423167},null,{"$f":"BB3b!F13","v":81276.702901204088},{"$f":"BB3b!G13+C13*1/1000","v":242122.06937799492},740.20908147114642,{"$f":"BB3b!H13-G13","v":71.577869370465578}]
[null,"Georgia",{"$f":"GWh_Summary!R14*1000","v":12149396.526212227},null,{"$f":"BB3b!F14","v":46224.43102730532},{"$f":"BB3b!G14+C14*1/1000","v":122247.62253807904},833.78458382214058,{"$f":"BB3b!H14-G14","v":92.008562655734067}]
[null,"Hawaii",{"$f":"GWh_Summary!R15*1000","v":949329.57120729156},null,{"$f":"BB3b!F15","v":4643.232671796708},{"$f":"BB3b!G15+C15*1/1000","v":7842.48502701909},1305.5378190093097,{"$f":"BB3b!H15-G15","v":179.79946424537002}]
[null,"Idaho",{"$f":"GWh_Summary!R16*1000","v":1324480.8827630049},null,{"$f":"BB3b!F16","v":638.09026821436021},{"$f":"BB3b!G16+C16*1/1000","v":6161.0900529505052},228.37432304188948,{"$f":"BB3b!H16-G16","v":62.53914970996081}]
[null,"Illinois",{"$f":"GWh_Summary!R17*1000","v":17952529.763177898},null,{"$f":"BB3b!F17","v":74247.388755535721},{"$f":"BB3b!G17+C17*1/1000","v":128839.84694558894},1270.7311985672018,{"$f":"BB3b!H17-G17","v":205.72992694691129}]
[null,"Indiana",{"$f":"GWh_Summary!R18*1000","v":12564128.501287237},null,{"$f":"BB3b!F18","v":84578.211058522851},{"$f":"BB3b!G18+C18*1/1000","v":121794.96867851834},1531.2702871935528,{"$f":"BB3b!H18-G18","v":176.13227754438867}]
[null,"Iowa",{"$f":"GWh_Summary!R19*1000","v":5730306.3533339221},null,{"$f":"BB3b!F19","v":29123.52348746327},{"$f":"BB3b!G19+C19*1/1000","v":49371.774394388929},1300.7321938481662,{"$f":"BB3b!H19-G19","v":170.79154961932704}]
[null,"Kansas",{"$f":"GWh_Summary!R20*1000","v":4123416.8640274163},null,{"$f":"BB3b!F20","v":29350.224519901298},{"$f":"BB3b!G20+C20*1/1000","v":43163.673283194184},1499.3939005280483,{"$f":"BB3b!H20-G20","v":158.36540695008944}]
[null,"Kentucky",{"$f":"GWh_Summary!R21*1000","v":9317877.2147674542},null,{"$f":"BB3b!F21","v":78743.381258565481},{"$f":"BB3b!G21+C21*1/1000","v":98481.683872825117},1763.1176882629502,{"$f":"BB3b!H21-G21","v":184.25092815319135}]
[null,"Louisiana",{"$f":"GWh_Summary!R22*1000","v":7654779.0008732984},null,{"$f":"BB3b!F22","v":31670.134586890388},{"$f":"BB3b!G22+C22*1/1000","v":79081.674228492673},883.0733173035826,{"$f":"BB3b!H22-G22","v":94.638456060359999}]
[null,"Maine",{"$f":"GWh_Summary!R23*1000","v":1507396.4694284345},null,{"$f":"BB3b!F23","v":1580.7539915279465},{"$f":"BB3b!G23+C23*1/1000","v":9231.5699014916081},377.58213098950597,{"$f":"BB3b!H23-G23","v":73.686327239912657}]
[null,"Maryland",{"$f":"GWh_Summary!R24*1000","v":4653836.8408942716},null,{"$f":"BB3b!F24","v":16850.823164580641},{"$f":"BB3b!G24+C24*1/1000","v":31311.100837481696},1186.7124341020524,{"$f":"BB3b!H24-G24","v":207.17677725960357}]
[null,"Massachusetts",{"$f":"GWh_Summary!R25*1000","v":5234816.7918280913},null,{"$f":"BB3b!F25","v":10546.807223791198},{"$f":"BB3b!G25+C25*1/1000","v":40400.714697500829},575.64490969352937,{"$f":"BB3b!H25-G25","v":85.690848772780782}]
[null,"Michigan",{"$f":"GWh_Summary!R26*1000","v":13262541.009107564},null,{"$f":"BB3b!F26","v":52627.421900647154},{"$f":"BB3b!G26+C26*1/1000","v":99931.084503708626},1161.2726650816753,{"$f":"BB3b!H26-G26","v":177.70491717517734}]
[null,"Minnesota",{"$f":"GWh_Summary!R27*1000","v":7095830.4027061583},null,{"$f":"BB3b!F27","v":17279.21063141599},{"$f":"BB3b!G27+C27*1/1000","v":43656.825775131503},872.75923243263981,{"$f":"BB3b!H27-G27","v":169.3868406112598}]
[null,"Mississippi",{"$f":"GWh_Summary!R28*1000","v":4920527.0757302037},null,{"$f":"BB3b!F28","v":19228.515506116906},{"$f":"BB3b!G28+C28*1/1000","v":61292.047588903086},691.77415940892888,{"$f":"BB3b!H28-G28","v":60.3832121375317}]
[null,"Missouri",{"$f":"GWh_Summary!R29*1000","v":8741141.0774491746},null,{"$f":"BB3b!F29","v":62929.09326267906},{"$f":"BB3b!G29+C29*1/1000","v":89848.407255210623},1544.4142493563734,{"$f":"BB3b!H29-G29","v":166.44554146430255}]
[null,"Montana",{"$f":"GWh_Summary!R30*1000","v":1624320.7865618805},null,{"$f":"BB3b!F30","v":15303.889920793772},{"$f":"BB3b!G30+C30*1/1000","v":19051.949617672981},1771.2714290773929,{"$f":"BB3b!H30-G30","v":165.08918274398138}]
[null,"Nebraska",{"$f":"GWh_Summary!R31*1000","v":3448297.2888495494},null,{"$f":"BB3b!F31","v":22109.403764990981},{"$f":"BB3b!G31+C31*1/1000","v":32964.699328180133},1478.9402227846456,{"$f":"BB3b!H31-G31","v":172.77937716810266}]
[null,"Nevada",{"$f":"GWh_Summary!R32*1000","v":3908760.8529588408},null,{"$f":"BB3b!F32","v":11363.446960288524},{"$f":"BB3b!G32+C32*1/1000","v":38709.637422397427},647.31205393369419,{"$f":"BB3b!H32-G32","v":72.704720842760707}]
[null,"New Hampshire",{"$f":"GWh_Summary!R33*1000","v":1286054.2808481122},null,{"$f":"BB3b!F33","v":3303.5724646911185},{"$f":"BB3b!G33+C33*1/1000","v":14984.716585605944},486.13625709794957,{"$f":"BB3b!H33-G33","v":45.639318687281786}]
[null,"New Jersey",{"$f":"GWh_Summary!R34*1000","v":5889351.0607682699},null,{"$f":"BB3b!F34","v":10294.012814102809},{"$f":"BB3b!G34+C34*1/1000","v":42740.760388228497},531.08638610036348,{"$f":"BB3b!H34-G34","v":84.874750475528799}]
[null,"New Mexico",{"$f":"GWh_Summary!R35*1000","v":2641866.3685453148},null,{"$f":"BB3b!F35","v":12664.549893798221},{"$f":"BB3b!G35+C35*1/1000","v":26656.807001522189},1047.6213492874167,{"$f":"BB3b!H35-G35","v":115.24807210441168}]
[null,"New York",{"$f":"GWh_Summary!R36*1000","v":16847623.862426266},null,{"$f":"BB3b!F36","v":26589.763780979491},{"$f":"BB3b!G36+C36*1/1000","v":106771.85587242733},549.13660729089474,{"$f":"BB3b!H36-G36","v":102.88269137174211}]
[null,"North Carolina",{"$f":"GWh_Summary!R37*1000","v":12169414.476055143},null,{"$f":"BB3b!F37","v":46419.990053811314},{"$f":"BB3b!G37+C37*1/1000","v":103164.28893504658},{"$f":"(E37*2000)/(F37*metric_tons_per_short_ton)","v":992.19803486218905},{"$f":"BB3b!H37-G37","v":132.69394787732779}]
[null,"North Dakota",{"$f":"GWh_Summary!R38*1000","v":1536491.071611664},null,{"$f":"BB3b!F38","v":28451.350189161349},{"$f":"BB3b!G38+C38*1/1000","v":35183.138581712068},1783.1628631579872,{"$f":"BB3b!H38-G38","v":81.429028483425554}]
[null,"Ohio",{"$f":"GWh_Summary!R39*1000","v":16284583.823605096},null,{"$f":"BB3b!F39","v":85926.141041489391},{"$f":"BB3b!G39+C39*1/1000","v":141573.31010257511},1338.3405300152779,{"$f":"BB3b!H39-G39","v":173.95275052149782}]
[null,"Oklahoma",{"$f":"GWh_Summary!R40*1000","v":6362322.9503799342},null,{"$f":"BB3b!F40","v":36334.665094775009},{"$f":"BB3b!G40+C40*1/1000","v":89489.781057098531},895.30379340656816,{"$f":"BB3b!H40-G40","v":68.523830778514366}]
[null,"Oregon",{"$f":"GWh_Summary!R41*1000","v":5727909.9667152949},null,{"$f":"BB3b!F41","v":5485.2590710532131},{"$f":"BB3b!G41+C41*1/1000","v":32483.648643356995},372.35316403718747,{"$f":"BB3b!H41-G41","v":79.71394193981132}]
[null,"Pennsylvania",{"$f":"GWh_Summary!R42*1000","v":18188845.187600762},null,{"$f":"BB3b!F42","v":95662.471922825353},{"$f":"BB3b!G42+C42*1/1000","v":200523.96854960767},1051.9570690241305,{"$f":"BB3b!H42-G42","v":104.93800601705152}]
[null,"Rhode Island",{"$f":"GWh_Summary!R43*1000","v":935117.90729408478},null,{"$f":"BB3b!F43","v":3388.3574213340094},{"$f":"BB3b!G43+C43*1/1000","v":9551.2452264640542},782.26144999347673,{"$f":"BB3b!H43-G43","v":84.899707603810612}]
[null,"South Carolina",{"$f":"GWh_Summary!R44*1000","v":8553402.3461489491},null,{"$f":"BB3b!F44","v":27529.964778535039},{"$f":"BB3b!G44+C44*1/1000","v":78659.629446411098},771.74969795971572,{"$f":"BB3b!H44-G44","v":94.15833585977839}]
[null,"South Dakota",{"$f":"GWh_Summary!R45*1000","v":1028767.707530599},null,{"$f":"BB3b!F45","v":1947.4800109786845},{"$f":"BB3b!G45+C45*1/1000","v":5797.874602370599},740.67365794257353,{"$f":"BB3b!H45-G45","v":159.77438919104952}]
[null,"Tennessee",{"$f":"GWh_Summary!R46*1000","v":7634031.1541581238},null,{"$f":"BB3b!F46","v":33363.668311399168},{"$f":"BB3b!G46+C46*1/1000","v":63279.057441415185},1162.6165528197819,{"$f":"BB3b!H46-G46","v":159.50124524604007}]
[null,"Texas",{"$f":"GWh_Summary!R47*1000","v":38157029.589874327},null,{"$f":"BB3b!F47","v":168223.38224740725},{"$f":"BB3b!G47+C47*1/1000","v":469063.77439458569},790.81914614755055,{"$f":"BB3b!H47-G47","v":70.027470963506971}]
[null,"Utah",{"$f":"GWh_Summary!R48*1000","v":3524028.4123595366},null,{"$f":"BB3b!F48","v":23254.992626281732},{"$f":"BB3b!G48+C48*1/1000","v":38796.947438469448},1321.7257720430241,{"$f":"BB3b!H48-G48","v":132.05028964514236}]
[null,"Virginia",{"$f":"GWh_Summary!R49*1000","v":6269111.8945298437},null,{"$f":"BB3b!F49","v":24465.09406603203},{"$f":"BB3b!G49+C49*1/1000","v":66617.046342106041},809.81203257413063,{"$f":"BB3b!H49-G49","v":84.12553457242268}]
[null,"Washington",{"$f":"GWh_Summary!R50*1000","v":11178874.405449228},null,{"$f":"BB3b!F50","v":3890.4411360739464},{"$f":"BB3b!G50+C50*1/1000","v":39993.720959376617},214.50120936623986,{"$f":"BB3b!H50-G50","v":83.216895666423085}]
[null,"West Virginia",{"$f":"GWh_Summary!R51*1000","v":3349795.1225105543},null,{"$f":"BB3b!F51","v":61680.204839587495},{"$f":"BB3b!G51+C51*1/1000","v":83967.680336181133},1619.7812233003181,{"$f":"BB3b!H51-G51","v":67.304360899130643}]
[null,"Wisconsin",{"$f":"GWh_Summary!R52*1000","v":7322473.4334594617},null,{"$f":"BB3b!F52","v":31246.039971075767},{"$f":"BB3b!G52+C52*1/1000","v":57293.51116412611},1202.5752302204496,{"$f":"BB3b!H52-G52","v":176.21857729845783}]
[null,"Wyoming",{"$f":"GWh_Summary!R53*1000","v":1775750.8612211861},null,{"$f":"BB3b!F53","v":42896.352170708939},{"$f":"BB3b!G53+C53*1/1000","v":55174.037484795626},1714.3847905317239,{"$f":"BB3b!H53-G53","v":57.011572107394386}]
[null,"U.S. Total",{"$f":"SUM(C5:C53)","v":380569492.62142676},null,{"$f":"SUM(E5:E53)","v":1653709.3181289188},{"$f":"SUM(F5:F53)","v":3654364.330563331},997.86097646914573,{"$f":"BB3b!H54-G54","v":115.99854734950964}]

{"sheet":"All BB","index":14,"n_rows":111,"n_cols":77,"rows_kept":111,"cut":false,"hidden":true,"merged":[[1,2,1,9],[1,11,1,17]]}
[]
[null,null,"111(d) emission rate reduction (lbs/MWh)",null,null,null,null,null,null,null,null,"Percentage of Total"]
[null,null,"BB 1","BB 2a","BB 2b","BB 3ai","BB 3aii","BB 3b","BB 4","All BB",null,{"$f":"C3","v":"BB 1"},"BB 2a","BB 2b","BB 3ai","BB 3aii","BB 3b","BB 4",null,null,null,null,null,null,null,null,null,null,null,null,null,null,{"$f":"\"Difference in 111(d) Emission Rate from 2012 to \"&CostData!C3&\" Target (lbs/MWh)\"","v":"Difference in 111(d) Emission Rate from 2012 to 2030 Target (lbs/MWh)"}]
[null,"State",{"$f":"'BB1'!B3","v":"(1) Lower Average Coal Emission Rate"},{"$f":"BB2a!B3","v":"(2a) Redispatch to Existing NG"},{"$f":"BB2b!B3","v":"(2b) Redispatch to Under-Construction NG"},{"$f":"BB3ai!B3","v":"(3a-i) At-Risk Nuclear"},{"$f":"BB3aii!B3","v":"(3a-ii) Under-Construction Nuclear"},{"$f":"BB3b!B3","v":"(3b) Incremental Renewables"},{"$f":"'BB4'!B3","v":"(4) Incremental Energy Efficiency"},"All BB",null,{"$f":"C4","v":"(1) Lower Average Coal Emission Rate"},"(2a) Redispatch to Existing NG","(2b) Redispatch to Under-Construction NG","(3a-i) At-Risk Nuclear","(3a-ii) Under-Construction Nuclear","(3b) Incremental Renewables","(4) Incremental Energy Efficiency",null,null,null,null,null,null,null,null,null,null,null,null,null,null,null,null,null,null,null,null,null,null,null,null,null,null,null,null,null,null,null,null,null,null,null,null,null,null,null,null,null,{"$f":"GWh_Summary!AI2","v":"Initial Fossil, RE, Nuclear* Rate"},{"$f":"GWh_Summary!AJ2","v":"Final Rate"},"Label",null,"2012 NGCC Capacity Factor",null,{"$f":"CostData!C3&\" Energy Efficiency Impact (GWh)\"","v":"2030 Energy Efficiency Impact (GWh)"},{"$f":"I4","v":"(4) Incremental Energy Efficiency"},null,{"$f":"Cost_Summary!C3","v":"IPM Model Costs (millions)"},"Label",null,"cents/kwh","Label"]
[null,"Alabama",{"$f":"'BB1'!N5","v":61.13420625812023},{"$f":"BB2a!V5","v":122.85972409785904},{"$f":"BB2b!V5","v":0},{"$f":"BB3ai!H5","v":28.79004710300751},{"$f":"BB3aii!H5","v":0},{"$f":"BB3b!I5","v":125.36161538091596},{"$f":"'BB4'!H5","v":80.094051053641806},{"$f":"SUM(C5:I5)","v":418.23964389354455},{"$f":"preBB!Q5-J5","v":1059.0148661971609},{"$f":"C5/$J5","v":0.14617028096380277},{"$f":"D5/$J5","v":0.29375437238352947},0,6.8836246212794452E-2,0,0.29973632870829559,0.1915027717315777,null,{"$f":"B5&\" (\"&MROUND(J5,1)&\")\"","v":"Alabama (418)"},null,null,null,null,null,null,null,null,null,null,null,null,null,null,null,null,null,null,null,null,null,null,null,null,null,null,null,null,null,null,null,null,null,null,null,null,null,null,null,{"$f":"preBB!Q5","v":1477.2545100907055},{"$f":"'BB4'!G5","v":1059.0148661971609},{"$f":"B5&\" (\"&MROUND(BI5,1)&\")\"","v":"Alabama (1059)"},null,{"$f":"Apdx_1!S5","v":0.5893409998866711},null,{"$f":"-IF(CostData!$C$3=2020,MIN(Apdx_1!AF5*Apdx_1!AQ5,Apdx_1!AF5*Apdx_1!AP5*Apdx_1!AQ5),\nIF(CostData!$C$3=2025,MIN(Apdx_1!AK5*Apdx_1!AQ5,Apdx_1!AK5*Apdx_1!AP5*Apdx_1!AQ5),\nMIN(Apdx_1!AO5*Apdx_1!AQ5,Apdx_1!AO5*Apdx_1!AP5*Apdx_1!AQ5)))/1000","v":-8785.2336629818328},{"$f":"I5","v":80.094051053641806},null,{"$f":"Cost_Summary!C5+Cost_Summary!U5","v":-328.65192832369638},{"$f":"B5&\" (-$\"&MROUND(ABS(BQ5),1)&\")\"","v":"Alabama (-$329)"},null,{"$f":"INDEX(Cost_Summary!$BP$5:$BP$54,MATCH(B5,Cost_Summary!$B$5:$B$54,0))","v":0.47601268565536436},{"$f":"B5&\" (\"&MROUND(ABS(BT5),0.1)&\")\"","v":"Alabama (0.5)"}]
[null,"Alaska",{"$f":"'BB1'!N6","v":11.510570955869753},{"$f":"BB2a!V6","v":103.03756095745075},{"$f":"BB2b!V6","v":0},{"$f":"BB3ai!H6","v":0},{"$f":"BB3aii!H6","v":0},{"$f":"BB3b!I6","v":45.792861104853046},{"$f":"'BB4'!H6","v":187.86456969797177},{"$f":"SUM(C6:I6)","v":348.20556271614532},{"$f":"preBB!Q6-J6","v":1003.0300713079671},{"$f":"C6/$J6","v":3.3056826737868882E-2},0.29591015190485692,0,0,0,0.13151099812320649,0.53952202323406773,null,{"$f":"B6&\" (\"&MROUND(J6,1)&\")\"","v":"Alaska (348)"},null,null,null,null,null,null,null,null,null,null,null,null,null,null,null,null,null,null,null,null,null,null,null,null,null,null,null,null,null,null,null,null,null,null,null,null,null,null,null,{"$f":"preBB!Q6","v":1351.2356340241124},{"$f":"'BB4'!G6","v":1003.0300713079671},{"$f":"B6&\" (\"&MROUND(BI6,1)&\")\"","v":"Alaska (1003)"},null,{"$f":"Apdx_1!S6","v":0.42617654902338253},null,{"$f":"-IF(CostData!$C$3=2020,MIN(Apdx_1!AF6*Apdx_1!AQ6,Apdx_1!AF6*Apdx_1!AP6*Apdx_1!AQ6),\nIF(CostData!$C$3=2025,MIN(Apdx_1!AK6*Apdx_1!AQ6,Apdx_1!AK6*Apdx_1!AP6*Apdx_1!AQ6),\nMIN(Apdx_1!AO6*Apdx_1!AQ6,Apdx_1!AO6*Apdx_1!AP6*Apdx_1!AQ6)))/1000","v":-622.81715083906397},{"$f":"I6","v":187.86456969797177},null,{"$f":"Cost_Summary!C6+Cost_Summary!U6","v":-23.138485391365982},{"$f":"B6&\" (-$\"&MROUND(ABS(BQ6),1)&\")\"","v":"Alaska (-$23)"},null,{"$f":"INDEX(Cost_Summary!$BP$5:$BP$54,MATCH(B6,Cost_Summary!$B$5:$B$54,0))","v":0.47900357445175956},{"$f":"B6&\" (\"&MROUND(ABS(BT6),0.1)&\")\"","v":"Alaska (0.5)"}]
[null,"Arizona",{"$f":"'BB1'!N7","v":61.478345003289405},{"$f":"BB2a!V7","v":569.36496106280708},{"$f":"BB2b!V7","v":0},{"$f":"BB3ai!H7","v":28.458895578174292},{"$f":"BB3aii!H7","v":0},{"$f":"BB3b!I7","v":28.743203082421587},{"$f":"'BB4'!H7","v":112.22603648474387},800.27144121143624,{"$f":"preBB!Q7-J7","v":702.0706056676338},7.6821865478823803E-2,0.71146480024441816,0,3.5561553383804047E-2,0,3.5916817222554701E-2,0.14023496367039934,null,"Arizona (800)",null,null,null,null,null,null,null,null,null,null,null,null,null,null,null,null,null,null,null,null,null,null,null,null,null,null,null,null,null,null,null,null,null,null,null,null,null,null,null,{"$f":"preBB!Q7","v":1502.34204687907},{"$f":"'BB4'!G7","v":702.0706056676338},"Arizona (702)",null,{"$f":"Apdx_1!S7","v":0.27219476733108133},null,{"$f":"-IF(CostData!$C$3=2020,MIN(Apdx_1!AF7*Apdx_1!AQ7,Apdx_1!AF7*Apdx_1!AP7*Apdx_1!AQ7),\nIF(CostData!$C$3=2025,MIN(Apdx_1!AK7*Apdx_1!AQ7,Apdx_1!AK7*Apdx_1!AP7*Apdx_1!AQ7),\nMIN(Apdx_1!AO7*Apdx_1!AQ7,Apdx_1!AO7*Apdx_1!AP7*Apdx_1!AQ7)))/1000","v":-9215.8840589643987},112.22603648474387,null,{"$f":"Cost_Summary!C7+Cost_Summary!U7","v":52.122103202211235},"Arizona (-$52)",null,{"$f":"INDEX(Cost_Summary!$BP$5:$BP$54,MATCH(B7,Cost_Summary!$B$5:$B$54,0))","v":0.930454370174985},"Arizona (0.9)",null,null,"max",{"$f":"MAX($BT$9:$BT$53)","v":0.80880925349975019}]
[null,"Arkansas",{"$f":"'BB1'!N8","v":80.976895638109681},{"$f":"BB2a!V8","v":505.08218694530797},{"$f":"BB2b!V8","v":0},{"$f":"BB3ai!H8","v":18.612381464861528},{"$f":"BB3aii!H8","v":0},{"$f":"BB3b!I8","v":62.317435465556514},{"$f":"'BB4'!H8","v":85.961637621186924},752.95053713502261,{"$f":"preBB!Q8-J8","v":909.65714587854814},0.10754610249197355,0.67080394001330568,0,2.4719261819882158E-2,0,8.2764315040765368E-2,0.11416638063407329,null,"Arkansas (753)",null,null,null,null,null,null,null,null,null,null,null,null,null,null,null,null,null,null,null,null,null,null,null,null,null,null,null,null,null,null,null,null,null,null,null,null,null,null,null,{"$f":"preBB!Q8","v":1662.6076830135707},{"$f":"'BB4'!G8","v":909.65714587854814},"Arkansas (910)",null,{"$f":"Apdx_1!S8","v":0.31883604537555943},null,{"$f":"-IF(CostData!$C$3=2020,MIN(Apdx_1!AF8*Apdx_1!AQ8,Apdx_1!AF8*Apdx_1!AP8*Apdx_1!AQ8),\nIF(CostData!$C$3=2025,MIN(Apdx_1!AK8*Apdx_1!AQ8,Apdx_1!AK8*Apdx_1!AP8*Apdx_1!AQ8),\nMIN(Apdx_1!AO8*Apdx_1!AQ8,Apdx_1!AO8*Apdx_1!AP8*Apdx_1!AQ8)))/1000","v":-4890.5340512333141},85.961637621186924,null,{"$f":"Cost_Summary!C8+Cost_Summary!U8","v":132.64732794468551},"Arkansas (-$133)",null,{"$f":"INDEX(Cost_Summary!$BP$5:$BP$54,MATCH(B8,Cost_Summary!$B$5:$B$54,0))","v":0.999696866367076},"Arkansas (1)",null,null,"min",{"$f":"MIN($BT$9:$BT$53)","v":0.16053639002350817}]
[null,"California",{"$f":"'BB1'!N9","v":0.89266015364376017},{"$f":"BB2a!V9","v":48.051355068641328},{"$f":"BB2b!V9","v":-12.189007947899768},{"$f":"BB3ai!H9","v":4.6890634405107221},{"$f":"BB3aii!H9","v":0},{"$f":"BB3b!I9","v":46.770741130311421},{"$f":"'BB4'!H9","v":77.816067322980871},166.03087916818833,{"$f":"preBB!Q9-J9","v":536.96223668956668},5.3764706789241326E-3,0.28941215820441196,-7.3414102298117526E-2,2.8242116550865982E-2,0,0.28169905119235639,0.46868430567155905,null,"California (166)",null,null,null,null,null,null,null,null,null,null,null,null,null,null,null,null,null,null,null,null,null,null,null,null,null,null,null,null,null,null,null,null,null,null,null,null,null,null,null,{"$f":"preBB!Q9","v":702.99311585775501},{"$f":"'BB4'!G9","v":536.96223668956668},"California (537)",null,{"$f":"Apdx_1!S9","v":0.44571229003685803},null,{"$f":"-IF(CostData!$C$3=2020,MIN(Apdx_1!AF9*Apdx_1!AQ9,Apdx_1!AF9*Apdx_1!AP9*Apdx_1!AQ9),\nIF(CostData!$C$3=2025,MIN(Apdx_1!AK9*Apdx_1!AQ9,Apdx_1!AK9*Apdx_1!AP9*Apdx_1!AQ9),\nMIN(Apdx_1!AO9*Apdx_1!AQ9,Apdx_1!AO9*Apdx_1!AP9*Apdx_1!AQ9)))/1000","v":-22924.770836850192},77.816067322980871,null,{"$f":"Cost_Summary!C9+Cost_Summary!U9","v":-1366.3269014729378},"California (-$1366)",null,{"$f":"INDEX(Cost_Summary!$BP$5:$BP$54,MATCH(B9,Cost_Summary!$B$5:$B$54,0))","v":0.4991821255811546},"California (0.5)"]
[null,"Colorado",{"$f":"'BB1'!N10","v":92.84885649084822},{"$f":"BB2a!V10","v":275.13960205849025},{"$f":"BB2b!V10","v":11.50047345198368},{"$f":"BB3ai!H10","v":0},{"$f":"BB3aii!H10","v":0},{"$f":"BB3b!I10","v":112.6174841897755},{"$f":"'BB4'!H10","v":113.83606404410284},605.94248023520049,{"$f":"preBB!Q10-J10","v":1107.831852757253},0.15323047899663403,0.45406884487070959,1.897948044098129E-2,0,0,0.18585507348166494,0.18786612221001017,null,"Colorado (606)",null,null,null,null,null,null,null,null,null,null,null,null,null,null,null,null,null,null,null,null,null,null,null,null,null,null,null,null,null,null,null,null,null,null,null,null,null,null,null,{"$f":"preBB!Q10","v":1713.7743329924535},{"$f":"'BB4'!G10","v":1107.831852757253},"Colorado (1108)",null,{"$f":"Apdx_1!S10","v":0.30258321820227757},null,{"$f":"-IF(CostData!$C$3=2020,MIN(Apdx_1!AF10*Apdx_1!AQ10,Apdx_1!AF10*Apdx_1!AP10*Apdx_1!AQ10),\nIF(CostData!$C$3=2025,MIN(Apdx_1!AK10*Apdx_1!AQ10,Apdx_1!AK10*Apdx_1!AP10*Apdx_1!AQ10),\nMIN(Apdx_1!AO10*Apdx_1!AQ10,Apdx_1!AO10*Apdx_1!AP10*Apdx_1!AQ10)))/1000","v":-5658.359756475108},113.83606404410284,null,{"$f":"Cost_Summary!C10+Cost_Summary!U10","v":-122.34398931683234},"Colorado (-$122)",null,{"$f":"INDEX(Cost_Summary!$BP$5:$BP$54,MATCH(B10,Cost_Summary!$B$5:$B$54,0))","v":0.69509917740860061},"Colorado (0.7)"]
[null,"Connecticut",{"$f":"'BB1'!N11","v":1.1426266823191327},{"$f":"BB2a!V11","v":32.458066272168935},{"$f":"BB2b!V11","v":0},{"$f":"BB3ai!H11","v":43.336367190892247},{"$f":"BB3aii!H11","v":0},{"$f":"BB3b!I11","v":90.41915301213362},{"$f":"'BB4'!H11","v":102.54297442434211},269.89918758185604,{"$f":"preBB!Q11-J11","v":540.26053533608047},4.2335313883543743E-3,0.12025996285122174,0,0.16056501532724707,0,0.33501083801784681,0.37993065241533003,null,"Connecticut (270)",null,null,null,null,null,null,null,null,null,null,null,null,null,null,null,null,null,null,null,null,null,null,null,null,null,null,null,null,null,null,null,null,null,null,null,null,null,null,null,{"$f":"preBB!Q11","v":810.15972291793651},{"$f":"'BB4'!G11","v":540.26053533608047},"Connecticut (540)",null,{"$f":"Apdx_1!S11","v":0.63355508040905173},null,{"$f":"-IF(CostData!$C$3=2020,MIN(Apdx_1!AF11*Apdx_1!AQ11,Apdx_1!AF11*Apdx_1!AP11*Apdx_1!AQ11),\nIF(CostData!$C$3=2025,MIN(Apdx_1!AK11*Apdx_1!AQ11,Apdx_1!AK11*Apdx_1!AP11*Apdx_1!AQ11),\nMIN(Apdx_1!AO11*Apdx_1!AQ11,Apdx_1!AO11*Apdx_1!AP11*Apdx_1!AQ11)))/1000","v":-3767.5832402889955},102.54297442434211,null,{"$f":"Cost_Summary!C11+Cost_Summary!U11","v":-159.55444815981173},"Connecticut (-$160)",null,{"$f":"INDEX(Cost_Summary!$BP$5:$BP$54,MATCH(B11,Cost_Summary!$B$5:$B$54,0))","v":0.46378368155975913},"Connecticut (0.5)"]
[null,"Delaware",{"$f":"'BB1'!N12","v":23.136506435323327},{"$f":"BB2a!V12","v":215.34819753879742},{"$f":"BB2b!V12","v":0},{"$f":"BB3ai!H12","v":0},{"$f":"BB3aii!H12","v":0},{"$f":"BB3b!I12","v":103.8047017679902},{"$f":"'BB4'!H12","v":51.111855469839497},393.40126121195044,{"$f":"preBB!Q12-J12","v":840.64059603933811},5.8811469907459724E-2,0.5474008824358485,0,0,0,0.2638646898289021,0.12992295782778965,null,"Delaware (393)",null,null,null,null,null,null,null,null,null,null,null,null,null,null,null,null,null,null,null,null,null,null,null,null,null,null,null,null,null,null,null,null,null,null,null,null,null,null,null,{"$f":"preBB!Q12","v":1234.0418572512885},{"$f":"'BB4'!G12","v":840.64059603933811},"Delaware (841)",null,{"$f":"Apdx_1!S12","v":0.49423759881373891},null,{"$f":"-IF(CostData!$C$3=2020,MIN(Apdx_1!AF12*Apdx_1!AQ12,Apdx_1!AF12*Apdx_1!AP12*Apdx_1!AQ12),\nIF(CostData!$C$3=2025,MIN(Apdx_1!AK12*Apdx_1!AQ12,Apdx_1!AK12*Apdx_1!AP12*Apdx_1!AQ12),\nMIN(Apdx_1!AO12*Apdx_1!AQ12,Apdx_1!AO12*Apdx_1!AP12*Apdx_1!AQ12)))/1000","v":-529.06822911496351},51.111855469839497,null,{"$f":"Cost_Summary!C12+Cost_Summary!U12","v":-33.902783864819895},"Delaware (-$34)",null,{"$f":"INDEX(Cost_Summary!$BP$5:$BP$54,MATCH(B12,Cost_Summary!$B$5:$B$54,0))","v":0.52400051149563076},"Delaware (0.5)"]
[null,"Florida",{"$f":"'BB1'!N13","v":30.689995619278761},{"$f":"BB2a!V13","v":286.4594929560659},{"$f":"BB2b!V13","v":3.1188896925557401},{"$f":"BB3ai!H13","v":7.1027086813957112},{"$f":"BB3aii!H13","v":0},{"$f":"BB3b!I13","v":70.259886176194186},{"$f":"'BB4'!H13","v":71.577869370465578},469.20884249595588,{"$f":"preBB!Q13-J13","v":740.20908147114642},6.5407965152624509E-2,0.61051597287093951,6.6471247130911052E-3,1.5137627508494641E-2,0,0.14974118092584701,0.15255012882900329,null,"Florida (469)",null,null,null,null,null,null,null,null,null,null,null,null,null,null,null,null,null,null,null,null,null,null,null,null,null,null,null,null,null,null,null,null,null,null,null,null,null,null,null,{"$f":"preBB!Q13","v":1209.4179239671023},{"$f":"'BB4'!G13","v":740.20908147114642},"Florida (740)",null,{"$f":"Apdx_1!S13","v":0.51475638061732198},null,{"$f":"-IF(CostData!$C$3=2020,MIN(Apdx_1!AF13*Apdx_1!AQ13,Apdx_1!AF13*Apdx_1!AP13*Apdx_1!AQ13),\nIF(CostData!$C$3=2025,MIN(Apdx_1!AK13*Apdx_1!AQ13,Apdx_1!AK13*Apdx_1!AP13*Apdx_1!AQ13),\nMIN(Apdx_1!AO13*Apdx_1!AQ13,Apdx_1!AO13*Apdx_1!AP13*Apdx_1!AQ13)))/1000","v":-21348.682478423169},71.577869370465578,null,{"$f":"Cost_Summary!C13+Cost_Summary!U13","v":-416.1270561227393},"Florida (-$416)",null,{"$f":"INDEX(Cost_Summary!$BP$5:$BP$54,MATCH(B13,Cost_Summary!$B$5:$B$54,0))","v":0.65623966402510447},"Florida (0.7)"]
[null,"Georgia",{"$f":"'BB1'!N14","v":68.852144348335059},{"$f":"BB2a!V14","v":221.32789417902882},{"$f":"BB2b!V14","v":0},{"$f":"BB3ai!H14","v":27.158375945674607},{"$f":"BB3aii!H14","v":209.26567398358384},{"$f":"BB3b!I14","v":81.938808036655018},{"$f":"'BB4'!H14","v":92.008562655734067},700.55145914901141,{"$f":"preBB!Q14-J14","v":833.78458382214058},9.8282779157968764E-2,0.31593381369569179,0,3.8767139217246081E-2,0.29871563501957077,0.11696329650956612,0.13133733639995646,null,"Georgia (701)",null,null,null,null,null,null,null,null,null,null,null,null,null,null,null,null,null,null,null,null,null,null,null,null,null,null,null,null,null,null,null,null,null,null,null,null,null,null,null,{"$f":"preBB!Q14","v":1534.336042971152},{"$f":"'BB4'!G14","v":833.78458382214058},"Georgia (834)",null,{"$f":"Apdx_1!S14","v":0.51221432105704978},null,{"$f":"-IF(CostData!$C$3=2020,MIN(Apdx_1!AF14*Apdx_1!AQ14,Apdx_1!AF14*Apdx_1!AP14*Apdx_1!AQ14),\nIF(CostData!$C$3=2025,MIN(Apdx_1!AK14*Apdx_1!AQ14,Apdx_1!AK14*Apdx_1!AP14*Apdx_1!AQ14),\nMIN(Apdx_1!AO14*Apdx_1!AQ14,Apdx_1!AO14*Apdx_1!AP14*Apdx_1!AQ14)))/1000","v":-12149.396526212227},92.008562655734067,null,{"$f":"Cost_Summary!C14+Cost_Summary!U14","v":-419.07505997544058},"Georgia (-$419)",null,{"$f":"INDEX(Cost_Summary!$BP$5:$BP$54,MATCH(B14,Cost_Summary!$B$5:$B$54,0))","v":0.54579965824421883},"Georgia (0.5)"]
[null,"Hawaii",{"$f":"'BB1'!N15","v":27.649975243694826},{"$f":"BB2a!V15","v":0},{"$f":"BB2b!V15","v":0},{"$f":"BB3ai!H15","v":0},{"$f":"BB3aii!H15","v":0},{"$f":"BB3b!I15","v":26.787179362175948},{"$f":"'BB4'!H15","v":179.79946424537002},234.23661885124079,{"$f":"preBB!Q15-J15","v":1305.5378190093097},0.11804292334519564,0,0,0,0,0.11435948611940977,0.76759759053539456,null,"Hawaii (234)",null,null,null,null,null,null,null,null,null,null,null,null,null,null,null,null,null,null,null,null,null,null,null,null,null,null,null,null,null,null,null,null,null,null,null,null,null,null,null,{"$f":"preBB!Q15","v":1539.7744378605505},{"$f":"'BB4'!G15","v":1305.5378190093097},"Hawaii (1306)",null,{"$f":"Apdx_1!S15","v":0},null,{"$f":"-IF(CostData!$C$3=2020,MIN(Apdx_1!AF15*Apdx_1!AQ15,Apdx_1!AF15*Apdx_1!AP15*Apdx_1!AQ15),\nIF(CostData!$C$3=2025,MIN(Apdx_1!AK15*Apdx_1!AQ15,Apdx_1!AK15*Apdx_1!AP15*Apdx_1!AQ15),\nMIN(Apdx_1!AO15*Apdx_1!AQ15,Apdx_1!AO15*Apdx_1!AP15*Apdx_1!AQ15)))/1000","v":-949.32957120729156},179.79946424537002,null,{"$f":"Cost_Summary!C15+Cost_Summary!U15","v":-40.97153612533365},"Hawaii (-$41)",null,{"$f":"INDEX(Cost_Summary!$BP$5:$BP$54,MATCH(B15,Cost_Summary!$B$5:$B$54,0))","v":0.43280872737286114},"Hawaii (0.4)"]
[null,"Idaho",{"$f":"'BB1'!N16","v":0},{"$f":"BB2a!V16","v":0},{"$f":"BB2b!V16","v":0},{"$f":"BB3ai!H16","v":0},{"$f":"BB3aii!H16","v":0},{"$f":"BB3b!I16","v":47.769991542237562},{"$f":"'BB4'!H16","v":62.53914970996081},110.30914125219837,{"$f":"preBB!Q16-J16","v":228.37432304188948},0,0,0,0,0,0.43305560173858704,0.56694439826141296,null,"Idaho (110)",null,null,null,null,null,null,null,null,null,null,null,null,null,null,null,null,null,null,null,null,null,null,null,null,null,null,null,null,null,null,null,null,null,null,null,null,null,null,null,{"$f":"preBB!Q16","v":338.68346429408786},{"$f":"'BB4'!G16","v":228.37432304188948},"Idaho (228)",null,{"$f":"Apdx_1!S16","v":0.30111970444796993},null,{"$f":"-IF(CostData!$C$3=2020,MIN(Apdx_1!AF16*Apdx_1!AQ16,Apdx_1!AF16*Apdx_1!AP16*Apdx_1!AQ16),\nIF(CostData!$C$3=2025,MIN(Apdx_1!AK16*Apdx_1!AQ16,Apdx_1!AK16*Apdx_1!AP16*Apdx_1!AQ16),\nMIN(Apdx_1!AO16*Apdx_1!AQ16,Apdx_1!AO16*Apdx_1!AP16*Apdx_1!AQ16)))/1000","v":-1324.480882763005},62.53914970996081,null,{"$f":"Cost_Summary!C16+Cost_Summary!U16","v":-126.35611251514453},"Idaho (-$126)",null,{"$f":"INDEX(Cost_Summary!$BP$5:$BP$54,MATCH(B16,Cost_Summary!$B$5:$B$54,0))","v":0.46809889512959035},"Idaho (0.5)"]
[null,"Illinois",{"$f":"'BB1'!N17","v":115.32601188840499},{"$f":"BB2a!V17","v":179.82604054251033},{"$f":"BB2b!V17","v":0},{"$f":"BB3ai!H17","v":89.065742165595111},{"$f":"BB3aii!H17","v":0},{"$f":"BB3b!I17","v":137.47448794953993},{"$f":"'BB4'!H17","v":205.72992694691129},727.42220949296166,{"$f":"preBB!Q17-J17","v":1270.7311985672018},0.15854068020385464,0.24720999468500593,0,0.12244022935136528,0,0.18898857658658014,0.28282051917319401,null,"Illinois (727)",null,null,null,null,null,null,null,null,null,null,null,null,null,null,null,null,null,null,null,null,null,null,null,null,null,null,null,null,null,null,null,null,null,null,null,null,null,null,null,{"$f":"preBB!Q17","v":1998.1534080601634},{"$f":"'BB4'!G17","v":1270.7311985672018},"Illinois (1271)",null,{"$f":"Apdx_1!S17","v":0.26386951731411334},null,{"$f":"-IF(CostData!$C$3=2020,MIN(Apdx_1!AF17*Apdx_1!AQ17,Apdx_1!AF17*Apdx_1!AP17*Apdx_1!AQ17),\nIF(CostData!$C$3=2025,MIN(Apdx_1!AK17*Apdx_1!AQ17,Apdx_1!AK17*Apdx_1!AP17*Apdx_1!AQ17),\nMIN(Apdx_1!AO17*Apdx_1!AQ17,Apdx_1!AO17*Apdx_1!AP17*Apdx_1!AQ17)))/1000","v":-17952.529763177899},205.72992694691129,null,{"$f":"Cost_Summary!C17+Cost_Summary!U17","v":-482.90017716696138},"Illinois (-$483)",null,{"$f":"INDEX(Cost_Summary!$BP$5:$BP$54,MATCH(B17,Cost_Summary!$B$5:$B$54,0))","v":0.62778195318476016},"Illinois (0.6)"]
[null,"Indiana",{"$f":"'BB1'!N18","v":107.31833157142955},{"$f":"BB2a!V18","v":44.265132200968537},{"$f":"BB2b!V18","v":0},{"$f":"BB3ai!H18","v":0},{"$f":"BB3aii!H18","v":0},{"$f":"BB3b!I18","v":64.913334236952551},{"$f":"'BB4'!H18","v":176.13227754438867},392.62907555373931,{"$f":"preBB!Q18-J18","v":1531.2702871935528},0.2733326140456474,0.11274033166937467,0,0,0,0.16532992149244902,0.44859713279252894,null,"Indiana (393)",null,null,null,null,null,null,null,null,null,null,null,null,null,null,null,null,null,null,null,null,null,null,null,null,null,null,null,null,null,null,null,null,null,null,null,null,null,null,null,{"$f":"preBB!Q18","v":1923.8993627472921},{"$f":"'BB4'!G18","v":1531.2702871935528},"Indiana (1531)",null,{"$f":"Apdx_1!S18","v":0.5281171977137975},null,{"$f":"-IF(CostData!$C$3=2020,MIN(Apdx_1!AF18*Apdx_1!AQ18,Apdx_1!AF18*Apdx_1!AP18*Apdx_1!AQ18),\nIF(CostData!$C$3=2025,MIN(Apdx_1!AK18*Apdx_1!AQ18,Apdx_1!AK18*Apdx_1!AP18*Apdx_1!AQ18),\nMIN(Apdx_1!AO18*Apdx_1!AQ18,Apdx_1!AO18*Apdx_1!AP18*Apdx_1!AQ18)))/1000","v":-12564.128501287238},176.13227754438867,null,{"$f":"Cost_Summary!C18+Cost_Summary!U18","v":-419.73536571869874},"Indiana (-$420)",null,{"$f":"INDEX(Cost_Summary!$BP$5:$BP$54,MATCH(B18,Cost_Summary!$B$5:$B$54,0))","v":0.5420121976196759},"Indiana (0.5)"]
[null,"Iowa",{"$f":"'BB1'!N19","v":91.159274817715186},{"$f":"BB2a!V19","v":158.38628962643884},{"$f":"BB2b!V19","v":0},{"$f":"BB3ai!H19","v":7.3936685000544458},{"$f":"BB3aii!H19","v":0},{"$f":"BB3b!I19","v":-167.81288037454078},{"$f":"'BB4'!H19","v":170.79154961932704},259.91790218899473,{"$f":"preBB!Q19-J19","v":1300.7321938481662},0.3507233401392657,0.60937045233333342,0,2.8446168723992971E-2,0,-0.64563802247264446,0.6570980612760523,null,"Iowa (260)",null,null,null,null,null,null,null,null,null,null,null,null,null,null,null,null,null,null,null,null,null,null,null,null,null,null,null,null,null,null,null,null,null,null,null,null,null,null,null,{"$f":"preBB!Q19","v":1560.6500960371609},{"$f":"'BB4'!G19","v":1300.7321938481662},"Iowa (1301)",null,{"$f":"Apdx_1!S19","v":0.129479675993841},null,{"$f":"-IF(CostData!$C$3=2020,MIN(Apdx_1!AF19*Apdx_1!AQ19,Apdx_1!AF19*Apdx_1!AP19*Apdx_1!AQ19),\nIF(CostData!$C$3=2025,MIN(Apdx_1!AK19*Apdx_1!AQ19,Apdx_1!AK19*Apdx_1!AP19*Apdx_1!AQ19),\nMIN(Apdx_1!AO19*Apdx_1!AQ19,Apdx_1!AO19*Apdx_1!AP19*Apdx_1!AQ19)))/1000","v":-5730.3063533339218},170.79154961932704,null,{"$f":"Cost_Summary!C19+Cost_Summary!U19","v":-82.776641248928115},"Iowa (-$83)",null,{"$f":"INDEX(Cost_Summary!$BP$5:$BP$54,MATCH(B19,Cost_Summary!$B$5:$B$54,0))","v":0.75983914966265687},"Iowa (0.8)"]
[null,"Kansas",{"$f":"'BB1'!N20","v":113.82031560491873},{"$f":"BB2a!V20","v":0},{"$f":"BB2b!V20","v":0},{"$f":"BB3ai!H20","v":28.45265692607677},{"$f":"BB3aii!H20","v":0},{"$f":"BB3b!I20","v":170.05927384620827},{"$f":"'BB4'!H20","v":158.36540695008944},470.69765332729321,{"$f":"preBB!Q20-J20","v":1499.3939005280483},0.24181194616191409,0,0,6.0447841039676063E-2,0,0.36129195173182616,0.33644826106658365,null,"Kansas (471)",null,null,null,null,null,null,null,null,null,null,null,null,null,null,null,null,null,null,null,null,null,null,null,null,null,null,null,null,null,null,null,null,null,null,null,null,null,null,null,{"$f":"preBB!Q20","v":1970.0915538553415},{"$f":"'BB4'!G20","v":1499.3939005280483},"Kansas (1499)",null,{"$f":"Apdx_1!S20","v":0},null,{"$f":"-IF(CostData!$C$3=2020,MIN(Apdx_1!AF20*Apdx_1!AQ20,Apdx_1!AF20*Apdx_1!AP20*Apdx_1!AQ20),\nIF(CostData!$C$3=2025,MIN(Apdx_1!AK20*Apdx_1!AQ20,Apdx_1!AK20*Apdx_1!AP20*Apdx_1!AQ20),\nMIN(Apdx_1!AO20*Apdx_1!AQ20,Apdx_1!AO20*Apdx_1!AP20*Apdx_1!AQ20)))/1000","v":-4123.4168640274165},158.36540695008944,null,{"$f":"Cost_Summary!C20+Cost_Summary!U20","v":-201.6071329801143},"Kansas (-$202)",null,{"$f":"INDEX(Cost_Summary!$BP$5:$BP$54,MATCH(B20,Cost_Summary!$B$5:$B$54,0))","v":0.36157207016689785},"Kansas (0.4)"]
[null,"Kentucky",{"$f":"'BB1'!N21","v":129.46869823099291},{"$f":"BB2a!V21","v":0},{"$f":"BB2b!V21","v":50.34559577250252},{"$f":"BB3ai!H21","v":0},{"$f":"BB3aii!H21","v":0},{"$f":"BB3b!I21","v":30.628726763570512},{"$f":"'BB4'!H21","v":184.25092815319135},394.6939489202573,{"$f":"preBB!Q21-J21","v":1763.1176882629502},0.32802301272966905,0,0.12755603654484751,0,0,7.7601206827112121E-2,0.46681974389837128,null,"Kentucky (395)",null,null,null,null,null,null,null,null,null,null,null,null,null,null,null,null,null,null,null,null,null,null,null,null,null,null,null,null,null,null,null,null,null,null,null,null,null,null,null,{"$f":"preBB!Q21","v":2157.8116371832075},{"$f":"'BB4'!G21","v":1763.1176882629502},"Kentucky (1763)",null,{"$f":"Apdx_1!S21","v":0},null,{"$f":"-IF(CostData!$C$3=2020,MIN(Apdx_1!AF21*Apdx_1!AQ21,Apdx_1!AF21*Apdx_1!AP21*Apdx_1!AQ21),\nIF(CostData!$C$3=2025,MIN(Apdx_1!AK21*Apdx_1!AQ21,Apdx_1!AK21*Apdx_1!AP21*Apdx_1!AQ21),\nMIN(Apdx_1!AO21*Apdx_1!AQ21,Apdx_1!AO21*Apdx_1!AP21*Apdx_1!AQ21)))/1000","v":-9317.8772147674536},184.25092815319135,null,{"$f":"Cost_Summary!C21+Cost_Summary!U21","v":-359.24986655345987},"Kentucky (-$359)",null,{"$f":"INDEX(Cost_Summary!$BP$5:$BP$54,MATCH(B21,Cost_Summary!$B$5:$B$54,0))","v":0.48815519452206946},"Kentucky (0.5)"]
[null,"Louisiana",{"$f":"'BB1'!N22","v":51.338346537543202},{"$f":"BB2a!V22","v":366.63175035882887},{"$f":"BB2b!V22","v":0},{"$f":"BB3ai!H22","v":15.572028130048238},{"$f":"BB3aii!H22","v":0},{"$f":"BB3b!I22","v":65.140225732366503},{"$f":"'BB4'!H22","v":94.638456060359999},593.32080681914681,{"$f":"preBB!Q22-J22","v":883.0733173035826},8.6527129922803994E-2,0.61793172621802861,0,2.624554532906315E-2,0,0.10978921518291239,0.15950638334719186,null,"Louisiana (593)",null,null,null,null,null,null,null,null,null,null,null,null,null,null,null,null,null,null,null,null,null,null,null,null,null,null,null,null,null,null,null,null,null,null,null,null,null,null,null,{"$f":"preBB!Q22","v":1476.3941241227294},{"$f":"'BB4'!G22","v":883.0733173035826},"Louisiana (883)",null,{"$f":"Apdx_1!S22","v":0.34583271218529815},null,{"$f":"-IF(CostData!$C$3=2020,MIN(Apdx_1!AF22*Apdx_1!AQ22,Apdx_1!AF22*Apdx_1!AP22*Apdx_1!AQ22),\nIF(CostData!$C$3=2025,MIN(Apdx_1!AK22*Apdx_1!AQ22,Apdx_1!AK22*Apdx_1!AP22*Apdx_1!AQ22),\nMIN(Apdx_1!AO22*Apdx_1!AQ22,Apdx_1!AO22*Apdx_1!AP22*Apdx_1!AQ22)))/1000","v":-7654.7790008732982},94.638456060359999,null,{"$f":"Cost_Summary!C22+Cost_Summary!U22","v":-39.383757374913102},"Louisiana (-$39)",null,{"$f":"INDEX(Cost_Summary!$BP$5:$BP$54,MATCH(B22,Cost_Summary!$B$5:$B$54,0))","v":0.7191178048643545},"Louisiana (0.7)"]
[null,"Maine",{"$f":"'BB1'!N23","v":0},{"$f":"BB2a!V23","v":12.858514412895659},{"$f":"BB2b!V23","v":0},{"$f":"BB3ai!H23","v":0},{"$f":"BB3aii!H23","v":0},{"$f":"BB3b!I23","v":-26.767933167289584},{"$f":"'BB4'!H23","v":73.686327239912657},59.776908485518732,{"$f":"preBB!Q23-J23","v":377.58213098950597},0,0.21510838781518285,0,0,0,-0.44779721543770129,1.2326888276225183,null,"Maine (60)",null,null,null,null,null,null,null,null,null,null,null,null,null,null,null,null,null,null,null,null,null,null,null,null,null,null,null,null,null,null,null,null,null,null,null,null,null,null,null,{"$f":"preBB!Q23","v":437.3590394750247},{"$f":"'BB4'!G23","v":377.58213098950597},"Maine (378)",null,{"$f":"Apdx_1!S23","v":0.33231321951851234},null,{"$f":"-IF(CostData!$C$3=2020,MIN(Apdx_1!AF23*Apdx_1!AQ23,Apdx_1!AF23*Apdx_1!AP23*Apdx_1!AQ23),\nIF(CostData!$C$3=2025,MIN(Apdx_1!AK23*Apdx_1!AQ23,Apdx_1!AK23*Apdx_1!AP23*Apdx_1!AQ23),\nMIN(Apdx_1!AO23*Apdx_1!AQ23,Apdx_1!AO23*Apdx_1!AP23*Apdx_1!AQ23)))/1000","v":-1507.3964694284346},73.686327239912657,null,{"$f":"Cost_Summary!C23+Cost_Summary!U23","v":-52.379990258042042},"Maine (-$52)",null,{"$f":"INDEX(Cost_Summary!$BP$5:$BP$54,MATCH(B23,Cost_Summary!$B$5:$B$54,0))","v":0.55666126330901733},"Maine (0.6)"]
[null,"Maryland",{"$f":"'BB1'!N24","v":101.52306413306155},{"$f":"BB2a!V24","v":51.843849600169051},{"$f":"BB2b!V24","v":0},{"$f":"BB3ai!H24","v":65.257163418468508},{"$f":"BB3aii!H24","v":0},{"$f":"BB3b!I24","v":328.48011650194235},{"$f":"'BB4'!H24","v":207.17677725960357},754.28097091324503,{"$f":"preBB!Q24-J24","v":1186.7124341020524},0.13459581780267185,6.8732808594387781E-2,0,8.6515722833970549E-2,0,0.43548774152983777,0.27466790923913204,null,"Maryland (754)",null,null,null,null,null,null,null,null,null,null,null,null,null,null,null,null,null,null,null,null,null,null,null,null,null,null,null,null,null,null,null,null,null,null,null,null,null,null,null,{"$f":"preBB!Q24","v":1940.9934050152974},{"$f":"'BB4'!G24","v":1186.7124341020524},"Maryland (1187)",null,{"$f":"Apdx_1!S24","v":0.26669444712496659},null,{"$f":"-IF(CostData!$C$3=2020,MIN(Apdx_1!AF24*Apdx_1!AQ24,Apdx_1!AF24*Apdx_1!AP24*Apdx_1!AQ24),\nIF(CostData!$C$3=2025,MIN(Apdx_1!AK24*Apdx_1!AQ24,Apdx_1!AK24*Apdx_1!AP24*Apdx_1!AQ24),\nMIN(Apdx_1!AO24*Apdx_1!AQ24,Apdx_1!AO24*Apdx_1!AP24*Apdx_1!AQ24)))/1000","v":-4653.8368408942715},207.17677725960357,null,{"$f":"Cost_Summary!C24+Cost_Summary!U24","v":-340.09831663283393},"Maryland (-$340)",null,{"$f":"INDEX(Cost_Summary!$BP$5:$BP$54,MATCH(B24,Cost_Summary!$B$5:$B$54,0))","v":0.45155148222148522},"Maryland (0.5)"]
[null,"Massachusetts",{"$f":"'BB1'!N25","v":10.092878282465222},{"$f":"BB2a!V25","v":96.752990381975792},{"$f":"BB2b!V25","v":0},{"$f":"BB3ai!H25","v":9.2245101552296092},{"$f":"BB3aii!H25","v":0},{"$f":"BB3b!I25","v":157.67386385550378},{"$f":"'BB4'!H25","v":85.690848772780782},359.43509144795519,{"$f":"preBB!Q25-J25","v":575.64490969352937},2.807983561595747E-2,0.26918070239668085,0,2.5663910883240187E-2,0,0.43867131397863068,0.2384042371254908,null,"Massachusetts (359)",null,null,null,null,null,null,null,null,null,null,null,null,null,null,null,null,null,null,null,null,null,null,null,null,null,null,null,null,null,null,null,null,null,null,null,null,null,null,null,{"$f":"preBB!Q25","v":935.08000114148456},{"$f":"'BB4'!G25","v":575.64490969352937},"Massachusetts (576)",null,{"$f":"Apdx_1!S25","v":0.40558826592891373},null,{"$f":"-IF(CostData!$C$3=2020,MIN(Apdx_1!AF25*Apdx_1!AQ25,Apdx_1!AF25*Apdx_1!AP25*Apdx_1!AQ25),\nIF(CostData!$C$3=2025,MIN(Apdx_1!AK25*Apdx_1!AQ25,Apdx_1!AK25*Apdx_1!AP25*Apdx_1!AQ25),\nMIN(Apdx_1!AO25*Apdx_1!AQ25,Apdx_1!AO25*Apdx_1!AP25*Apdx_1!AQ25)))/1000","v":-5234.8167918280915},85.690848772780782,null,{"$f":"Cost_Summary!C25+Cost_Summary!U25","v":-313.97778599889892},"Massachusetts (-$314)",null,{"$f":"INDEX(Cost_Summary!$BP$5:$BP$54,MATCH(B25,Cost_Summary!$B$5:$B$54,0))","v":0.4331338932419353},"Massachusetts (0.4)"]
[null,"Michigan",{"$f":"'BB1'!N26","v":89.353891830242219},{"$f":"BB2a!V26","v":198.65202199777991},{"$f":"BB2b!V26","v":0},{"$f":"BB3ai!H26","v":31.951958657600471},{"$f":"BB3aii!H26","v":0},{"$f":"BB3b!I26","v":69.394744927514012},{"$f":"'BB4'!H26","v":177.70491717517734},567.05753458831396,{"$f":"preBB!Q26-J26","v":1161.2726650816753},0.1575746487437355,0.35032075209440972,0,5.6346943138314391E-2,0,0.12237690303841016,0.31338075298513018,null,"Michigan (567)",null,null,null,null,null,null,null,null,null,null,null,null,null,null,null,null,null,null,null,null,null,null,null,null,null,null,null,null,null,null,null,null,null,null,null,null,null,null,null,{"$f":"preBB!Q26","v":1728.3301996699893},{"$f":"'BB4'!G26","v":1161.2726650816753},"Michigan (1161)",null,{"$f":"Apdx_1!S26","v":0.4205128146485308},null,{"$f":"-IF(CostData!$C$3=2020,MIN(Apdx_1!AF26*Apdx_1!AQ26,Apdx_1!AF26*Apdx_1!AP26*Apdx_1!AQ26),\nIF(CostData!$C$3=2025,MIN(Apdx_1!AK26*Apdx_1!AQ26,Apdx_1!AK26*Apdx_1!AP26*Apdx_1!AQ26),\nMIN(Apdx_1!AO26*Apdx_1!AQ26,Apdx_1!AO26*Apdx_1!AP26*Apdx_1!AQ26)))/1000","v":-13262.541009107563},177.70491717517734,null,{"$f":"Cost_Summary!C26+Cost_Summary!U26","v":-274.17576680685488},"Michigan (-$274)",null,{"$f":"INDEX(Cost_Summary!$BP$5:$BP$54,MATCH(B26,Cost_Summary!$B$5:$B$54,0))","v":0.69594751019036671},"Michigan (0.7)"]
[null,"Minnesota",{"$f":"'BB1'!N27","v":82.022128535328648},{"$f":"BB2a!V27","v":398.86696177325098},{"$f":"BB2b!V27","v":0},{"$f":"BB3ai!H27","v":22.519131726686965},{"$f":"BB3aii!H27","v":0},{"$f":"BB3b!I27","v":-42.786674311860907},{"$f":"'BB4'!H27","v":169.3868406112598},630.00838833466548,{"$f":"preBB!Q27-J27","v":872.75923243263981},0.13019212133372077,0.63311373175140906,0,3.5744177607242626E-2,0,-6.7914451782080526E-2,0.26886442108970804,null,"Minnesota (630)",null,null,null,null,null,null,null,null,null,null,null,null,null,null,null,null,null,null,null,null,null,null,null,null,null,null,null,null,null,null,null,null,null,null,null,null,null,null,null,{"$f":"preBB!Q27","v":1502.7676207673053},{"$f":"'BB4'!G27","v":872.75923243263981},"Minnesota (873)",null,{"$f":"Apdx_1!S27","v":0.2350526756420071},null,{"$f":"-IF(CostData!$C$3=2020,MIN(Apdx_1!AF27*Apdx_1!AQ27,Apdx_1!AF27*Apdx_1!AP27*Apdx_1!AQ27),\nIF(CostData!$C$3=2025,MIN(Apdx_1!AK27*Apdx_1!AQ27,Apdx_1!AK27*Apdx_1!AP27*Apdx_1!AQ27),\nMIN(Apdx_1!AO27*Apdx_1!AQ27,Apdx_1!AO27*Apdx_1!AP27*Apdx_1!AQ27)))/1000","v":-7095.8304027061586},169.3868406112598,null,{"$f":"Cost_Summary!C27+Cost_Summary!U27","v":-84.716942029401707},"Minnesota (-$85)",null,{"$f":"INDEX(Cost_Summary!$BP$5:$BP$54,MATCH(B27,Cost_Summary!$B$5:$B$54,0))","v":0.80880925349975019},"Minnesota (0.8)"]
[null,"Mississippi",{"$f":"'BB1'!N28","v":24.823442675237857},{"$f":"BB2a!V28","v":299.54409870991583},{"$f":"BB2b!V28","v":2.403922130219712},{"$f":"BB3ai!H28","v":9.8681081688591803},{"$f":"BB3aii!H28","v":0},{"$f":"BB3b!I28","v":56.663876387201299},{"$f":"'BB4'!H28","v":60.3832121375317},453.68666020896558,{"$f":"preBB!Q28-J28","v":691.77415940892888},5.4714949440665316E-2,0.66024444838635432,5.2986396582885616E-3,2.1750933043334322E-2,0,0.12489650094869932,0.13309452852265818,null,"Mississippi (454)",null,null,null,null,null,null,null,null,null,null,null,null,null,null,null,null,null,null,null,null,null,null,null,null,null,null,null,null,null,null,null,null,null,null,null,null,null,null,null,{"$f":"preBB!Q28","v":1145.4608196178945},{"$f":"'BB4'!G28","v":691.77415940892888},"Mississippi (692)",null,{"$f":"Apdx_1!S28","v":0.45877781534389189},null,{"$f":"-IF(CostData!$C$3=2020,MIN(Apdx_1!AF28*Apdx_1!AQ28,Apdx_1!AF28*Apdx_1!AP28*Apdx_1!AQ28),\nIF(CostData!$C$3=2025,MIN(Apdx_1!AK28*Apdx_1!AQ28,Apdx_1!AK28*Apdx_1!AP28*Apdx_1!AQ28),\nMIN(Apdx_1!AO28*Apdx_1!AQ28,Apdx_1!AO28*Apdx_1!AP28*Apdx_1!AQ28)))/1000","v":-4920.5270757302033},60.3832121375317,null,{"$f":"Cost_Summary!C28+Cost_Summary!U28","v":-55.154278620428585},"Mississippi (-$55)",null,{"$f":"INDEX(Cost_Summary!$BP$5:$BP$54,MATCH(B28,Cost_Summary!$B$5:$B$54,0))","v":0.68354330065141866},"Mississippi (0.7)"]
[null,"Missouri",{"$f":"'BB1'!N29","v":115.3432199533695},{"$f":"BB2a!V29","v":107.2154322529575},{"$f":"BB2b!V29","v":0},{"$f":"BB3ai!H29","v":12.108369132316056},{"$f":"BB3aii!H29","v":0},{"$f":"BB3b!I29","v":31.469743920644078},{"$f":"'BB4'!H29","v":166.44554146430255},432.58230672358968,{"$f":"preBB!Q29-J29","v":1544.4142493563734},0.26663878332654789,0.24784978624071588,0,2.7990902411209877E-2,0,7.2748569304644572E-2,0.3847719587168818,null,"Missouri (433)",null,null,null,null,null,null,null,null,null,null,null,null,null,null,null,null,null,null,null,null,null,null,null,null,null,null,null,null,null,null,null,null,null,null,null,null,null,null,null,{"$f":"preBB!Q29","v":1976.9965560799631},{"$f":"'BB4'!G29","v":1544.4142493563734},"Missouri (1544)",null,{"$f":"Apdx_1!S29","v":0.26586828560817621},null,{"$f":"-IF(CostData!$C$3=2020,MIN(Apdx_1!AF29*Apdx_1!AQ29,Apdx_1!AF29*Apdx_1!AP29*Apdx_1!AQ29),\nIF(CostData!$C$3=2025,MIN(Apdx_1!AK29*Apdx_1!AQ29,Apdx_1!AK29*Apdx_1!AP29*Apdx_1!AQ29),\nMIN(Apdx_1!AO29*Apdx_1!AQ29,Apdx_1!AO29*Apdx_1!AP29*Apdx_1!AQ29)))/1000","v":-8741.1410774491742},166.44554146430255,null,{"$f":"Cost_Summary!C29+Cost_Summary!U29","v":-195.20270611214136},"Missouri (-$195)",null,{"$f":"INDEX(Cost_Summary!$BP$5:$BP$54,MATCH(B29,Cost_Summary!$B$5:$B$54,0))","v":0.59958134305373978},"Missouri (0.6)"]
[null,"Montana",{"$f":"'BB1'!N30","v":132.35691223433923},{"$f":"BB2a!V30","v":0},{"$f":"BB2b!V30","v":0},{"$f":"BB3ai!H30","v":0},{"$f":"BB3aii!H30","v":0},{"$f":"BB3b!I30","v":177.17737846963155},{"$f":"'BB4'!H30","v":165.08918274398138},474.62347344795216,{"$f":"preBB!Q30-J30","v":1771.2714290773929},0.27886718554566742,0,0,0,0,0.37330091826792267,0.34783189618640992,null,"Montana (475)",null,null,null,null,null,null,null,null,null,null,null,null,null,null,null,null,null,null,null,null,null,null,null,null,null,null,null,null,null,null,null,null,null,null,null,null,null,null,null,{"$f":"preBB!Q30","v":2245.8949025253451},{"$f":"'BB4'!G30","v":1771.2714290773929},"Montana (1771)",null,{"$f":"Apdx_1!S30","v":0},null,{"$f":"-IF(CostData!$C$3=2020,MIN(Apdx_1!AF30*Apdx_1!AQ30,Apdx_1!AF30*Apdx_1!AP30*Apdx_1!AQ30),\nIF(CostData!$C$3=2025,MIN(Apdx_1!AK30*Apdx_1!AQ30,Apdx_1!AK30*Apdx_1!AP30*Apdx_1!AQ30),\nMIN(Apdx_1!AO30*Apdx_1!AQ30,Apdx_1!AO30*Apdx_1!AP30*Apdx_1!AQ30)))/1000","v":-1624.3207865618806},165.08918274398138,null,{"$f":"Cost_Summary!C30+Cost_Summary!U30","v":-82.308104832542512},"Montana (-$82)",null,{"$f":"INDEX(Cost_Summary!$BP$5:$BP$54,MATCH(B30,Cost_Summary!$B$5:$B$54,0))","v":0.40881285589356686},"Montana (0.4)"]
[null,"Nebraska",{"$f":"'BB1'!N31","v":121.93038054521003},{"$f":"BB2a!V31","v":88.399208898824554},{"$f":"BB2b!V31","v":0},{"$f":"BB3ai!H31","v":39.150427467611735},{"$f":"BB3aii!H31","v":0},{"$f":"BB3b!I31","v":151.02016379551878},{"$f":"'BB4'!H31","v":172.77937716810266},573.27955787526776,{"$f":"preBB!Q31-J31","v":1478.9402227846456},0.21268921745111175,0.15419912969940253,0,6.8292034714640834E-2,0,0.26343197087864284,0.30138764725620204,null,"Nebraska (573)",null,null,null,null,null,null,null,null,null,null,null,null,null,null,null,null,null,null,null,null,null,null,null,null,null,null,null,null,null,null,null,null,null,null,null,null,null,null,null,{"$f":"preBB!Q31","v":2052.2197806599133},{"$f":"'BB4'!G31","v":1478.9402227846456},"Nebraska (1479)",null,{"$f":"Apdx_1!S31","v":0.10298605519829698},null,{"$f":"-IF(CostData!$C$3=2020,MIN(Apdx_1!AF31*Apdx_1!AQ31,Apdx_1!AF31*Apdx_1!AP31*Apdx_1!AQ31),\nIF(CostData!$C$3=2025,MIN(Apdx_1!AK31*Apdx_1!AQ31,Apdx_1!AK31*Apdx_1!AP31*Apdx_1!AQ31),\nMIN(Apdx_1!AO31*Apdx_1!AQ31,Apdx_1!AO31*Apdx_1!AP31*Apdx_1!AQ31)))/1000","v":-3448.2972888495492},172.77937716810266,null,{"$f":"Cost_Summary!C31+Cost_Summary!U31","v":-121.39407879326811},"Nebraska (-$121)",null,{"$f":"INDEX(Cost_Summary!$BP$5:$BP$54,MATCH(B31,Cost_Summary!$B$5:$B$54,0))","v":0.50554277932431901},"Nebraska (0.5)"]
[null,"Nevada",{"$f":"'BB1'!N32","v":17.987265014406148},{"$f":"BB2a!V32","v":170.63242764608162},{"$f":"BB2b!V32","v":0},{"$f":"BB3ai!H32","v":0},{"$f":"BB3aii!H32","v":0},{"$f":"BB3b!I32","v":78.910667345033971},{"$f":"'BB4'!H32","v":72.704720842760707},340.23508084828245,{"$f":"preBB!Q32-J32","v":647.31205393369419},5.2867167517117453E-2,0.50151332784572555,0,0,0,0.23192983847606766,0.21368966616108931,null,"Nevada (340)",null,null,null,null,null,null,null,null,null,null,null,null,null,null,null,null,null,null,null,null,null,null,null,null,null,null,null,null,null,null,null,null,null,null,null,null,null,null,null,{"$f":"preBB!Q32","v":987.54713478197664},{"$f":"'BB4'!G32","v":647.31205393369419},"Nevada (647)",null,{"$f":"Apdx_1!S32","v":0.42430350654649585},null,{"$f":"-IF(CostData!$C$3=2020,MIN(Apdx_1!AF32*Apdx_1!AQ32,Apdx_1!AF32*Apdx_1!AP32*Apdx_1!AQ32),\nIF(CostData!$C$3=2025,MIN(Apdx_1!AK32*Apdx_1!AQ32,Apdx_1!AK32*Apdx_1!AP32*Apdx_1!AQ32),\nMIN(Apdx_1!AO32*Apdx_1!AQ32,Apdx_1!AO32*Apdx_1!AP32*Apdx_1!AQ32)))/1000","v":-3908.7608529588406},72.704720842760707,null,{"$f":"Cost_Summary!C32+Cost_Summary!U32","v":-138.37333630725573},"Nevada (-$138)",null,{"$f":"INDEX(Cost_Summary!$BP$5:$BP$54,MATCH(B32,Cost_Summary!$B$5:$B$54,0))","v":0.54524848692940697},"Nevada (0.5)"]
[null,"New Hampshire",{"$f":"'BB1'!N33","v":18.914364094109942},{"$f":"BB2a!V33","v":187.77433390730505},{"$f":"BB2b!V33","v":0},{"$f":"BB3ai!H33","v":42.219965309077907},{"$f":"BB3aii!H33","v":0},{"$f":"BB3b!I33","v":178.38330421021556},{"$f":"'BB4'!H33","v":45.639318687281786},472.93128620799024,{"$f":"preBB!Q33-J33","v":486.13625709794957},3.9993894770141307E-2,0.3970435862107965,0,8.9272937824861953E-2,0,0.37718651612269194,9.6503065071508271E-2,null,"New Hampshire (473)",null,null,null,null,null,null,null,null,null,null,null,null,null,null,null,null,null,null,null,null,null,null,null,null,null,null,null,null,null,null,null,null,null,null,null,null,null,null,null,{"$f":"preBB!Q33","v":959.06754330593981},{"$f":"'BB4'!G33","v":486.13625709794957},"New Hampshire (486)",null,{"$f":"Apdx_1!S33","v":0.52531042824004759},null,{"$f":"-IF(CostData!$C$3=2020,MIN(Apdx_1!AF33*Apdx_1!AQ33,Apdx_1!AF33*Apdx_1!AP33*Apdx_1!AQ33),\nIF(CostData!$C$3=2025,MIN(Apdx_1!AK33*Apdx_1!AQ33,Apdx_1!AK33*Apdx_1!AP33*Apdx_1!AQ33),\nMIN(Apdx_1!AO33*Apdx_1!AQ33,Apdx_1!AO33*Apdx_1!AP33*Apdx_1!AQ33)))/1000","v":-1286.0542808481123},45.639318687281786,null,{"$f":"Cost_Summary!C33+Cost_Summary!U33","v":-69.752729177502232},"New Hampshire (-$70)",null,{"$f":"INDEX(Cost_Summary!$BP$5:$BP$54,MATCH(B33,Cost_Summary!$B$5:$B$54,0))","v":0.31693712761965287},"New Hampshire (0.3)"]
[null,"New Jersey",{"$f":"'BB1'!N34","v":12.448337312486387},{"$f":"BB2a!V34","v":111.0962805752157},{"$f":"BB2b!V34","v":0},{"$f":"BB3ai!H34","v":49.710858179765978},{"$f":"BB3aii!H34","v":0},{"$f":"BB3b!I34","v":195.1631506688351},{"$f":"'BB4'!H34","v":84.874750475528799},453.29337721183197,{"$f":"preBB!Q34-J34","v":531.08638610036348},2.7461988059598454E-2,0.24508692639314353,0,0.10966597060282048,0,0.43054489758766523,0.18724021735677232,null,"New Jersey (453)",null,null,null,null,null,null,null,null,null,null,null,null,null,null,null,null,null,null,null,null,null,null,null,null,null,null,null,null,null,null,null,null,null,null,null,null,null,null,null,{"$f":"preBB!Q34","v":984.37976331219545},{"$f":"'BB4'!G34","v":531.08638610036348},"New Jersey (531)",null,{"$f":"Apdx_1!S34","v":0.39069624869848135},null,{"$f":"-IF(CostData!$C$3=2020,MIN(Apdx_1!AF34*Apdx_1!AQ34,Apdx_1!AF34*Apdx_1!AP34*Apdx_1!AQ34),\nIF(CostData!$C$3=2025,MIN(Apdx_1!AK34*Apdx_1!AQ34,Apdx_1!AK34*Apdx_1!AP34*Apdx_1!AQ34),\nMIN(Apdx_1!AO34*Apdx_1!AQ34,Apdx_1!AO34*Apdx_1!AP34*Apdx_1!AQ34)))/1000","v":-5889.3510607682701},84.874750475528799,null,{"$f":"Cost_Summary!C34+Cost_Summary!U34","v":-384.16223199823531},"New Jersey (-$384)",null,{"$f":"INDEX(Cost_Summary!$BP$5:$BP$54,MATCH(B34,Cost_Summary!$B$5:$B$54,0))","v":0.35137103530980962},"New Jersey (0.4)"]
[null,"New Mexico",{"$f":"'BB1'!N35","v":72.929631569629692},{"$f":"BB2a!V35","v":235.9005294223432},{"$f":"BB2b!V35","v":0},{"$f":"BB3ai!H35","v":0},{"$f":"BB3aii!H35","v":0},{"$f":"BB3b!I35","v":114.23764645321603},{"$f":"'BB4'!H35","v":115.24807210441168},538.3158795496006,{"$f":"preBB!Q35-J35","v":1047.6213492874167},0.13547739225275804,0.43821952571734835,0,0,0,0.21221303474977676,0.21409004728011685,null,"New Mexico (538)",null,null,null,null,null,null,null,null,null,null,null,null,null,null,null,null,null,null,null,null,null,null,null,null,null,null,null,null,null,null,null,null,null,null,null,null,null,null,null,{"$f":"preBB!Q35","v":1585.9372288370173},{"$f":"'BB4'!G35","v":1047.6213492874167},"New Mexico (1048)",null,{"$f":"Apdx_1!S35","v":0.39246351808169894},null,{"$f":"-IF(CostData!$C$3=2020,MIN(Apdx_1!AF35*Apdx_1!AQ35,Apdx_1!AF35*Apdx_1!AP35*Apdx_1!AQ35),\nIF(CostData!$C$3=2025,MIN(Apdx_1!AK35*Apdx_1!AQ35,Apdx_1!AK35*Apdx_1!AP35*Apdx_1!AQ35),\nMIN(Apdx_1!AO35*Apdx_1!AQ35,Apdx_1!AO35*Apdx_1!AP35*Apdx_1!AQ35)))/1000","v":-2641.8663685453148},115.24807210441168,null,{"$f":"Cost_Summary!C35+Cost_Summary!U35","v":-66.014368941584195},"New Mexico (-$66)",null,{"$f":"INDEX(Cost_Summary!$BP$5:$BP$54,MATCH(B35,Cost_Summary!$B$5:$B$54,0))","v":0.63023674349297742},"New Mexico (0.6)"]
[null,"New York",{"$f":"'BB1'!N36","v":8.0861497136893377},{"$f":"BB2a!V36","v":147.99463602039827},{"$f":"BB2b!V36","v":0},{"$f":"BB3ai!H36","v":29.144991667807403},{"$f":"BB3aii!H36","v":0},{"$f":"BB3b!I36","v":175.48106020464706},{"$f":"'BB4'!H36","v":102.88269137174211},463.58952897828419,{"$f":"preBB!Q36-J36","v":549.13660729089474},1.7442477036766969E-2,0.31923636486476975,0,6.2868097413763271E-2,0,0.37852679846197967,0.22192626222272036,null,"New York (464)",null,null,null,null,null,null,null,null,null,null,null,null,null,null,null,null,null,null,null,null,null,null,null,null,null,null,null,null,null,null,null,null,null,null,null,null,null,null,null,{"$f":"preBB!Q36","v":1012.7261362691789},{"$f":"'BB4'!G36","v":549.13660729089474},"New York (549)",null,{"$f":"Apdx_1!S36","v":0.50869486831890876},null,{"$f":"-IF(CostData!$C$3=2020,MIN(Apdx_1!AF36*Apdx_1!AQ36,Apdx_1!AF36*Apdx_1!AP36*Apdx_1!AQ36),\nIF(CostData!$C$3=2025,MIN(Apdx_1!AK36*Apdx_1!AQ36,Apdx_1!AK36*Apdx_1!AP36*Apdx_1!AQ36),\nMIN(Apdx_1!AO36*Apdx_1!AQ36,Apdx_1!AO36*Apdx_1!AP36*Apdx_1!AQ36)))/1000","v":-16847.623862426266},102.88269137174211,null,{"$f":"Cost_Summary!C36+Cost_Summary!U36","v":-782.21764716370558},"New York (-$782)",null,{"$f":"INDEX(Cost_Summary!$BP$5:$BP$54,MATCH(B36,Cost_Summary!$B$5:$B$54,0))","v":0.45092251015878837},"New York (0.5)"]
[null,"North Carolina",{"$f":"'BB1'!N37","v":90.132795427216479},{"$f":"BB2a!V37","v":235.78875950288011},{"$f":"BB2b!V37","v":92.36726850428272},{"$f":"BB3ai!H37","v":35.92557900030215},{"$f":"BB3aii!H37","v":0},{"$f":"BB3b!I37","v":122.92752549774832},{"$f":"'BB4'!H37","v":132.69394787732779},709.83587580975757,{"$f":"preBB!Q37-J37","v":992.19803486218905},0.12697695129088246,0.33217362990268701,0.13012482413475249,5.0611106348096908E-2,0,0.17317739168581275,0.18693609663776836,null,"North Carolina (710)",null,null,null,null,null,null,null,null,null,null,null,null,null,null,null,null,null,null,null,null,null,null,null,null,null,null,null,null,null,null,null,null,null,null,null,null,null,null,null,{"$f":"preBB!Q37","v":1702.0339106719466},{"$f":"'BB4'!G37","v":992.19803486218905},"North Carolina (992)",null,{"$f":"Apdx_1!S37","v":0.36734999564750009},null,{"$f":"-IF(CostData!$C$3=2020,MIN(Apdx_1!AF37*Apdx_1!AQ37,Apdx_1!AF37*Apdx_1!AP37*Apdx_1!AQ37),\nIF(CostData!$C$3=2025,MIN(Apdx_1!AK37*Apdx_1!AQ37,Apdx_1!AK37*Apdx_1!AP37*Apdx_1!AQ37),\nMIN(Apdx_1!AO37*Apdx_1!AQ37,Apdx_1!AO37*Apdx_1!AP37*Apdx_1!AQ37)))/1000","v":-12169.414476055143},132.69394787732779,null,{"$f":"Cost_Summary!C37+Cost_Summary!U37","v":-434.0385373938019},"North Carolina (-$434)",null,{"$f":"INDEX(Cost_Summary!$BP$5:$BP$54,MATCH(B37,Cost_Summary!$B$5:$B$54,0))","v":0.56247798171058427},"North Carolina (0.6)"]
[null,"North Dakota",{"$f":"'BB1'!N38","v":119.65629128032288},{"$f":"BB2a!V38","v":0},{"$f":"BB2b!V38","v":0},{"$f":"BB3ai!H38","v":0},{"$f":"BB3aii!H38","v":0},{"$f":"BB3b!I38","v":10.023338416975093},{"$f":"'BB4'!H38","v":81.429028483425554},211.10865818072352,{"$f":"preBB!Q38-J38","v":1783.1628631579872},0.56679954442175873,0,0,0,0,4.7479523120242784E-2,0.38572093245799854,null,"North Dakota (211)",null,null,null,null,null,null,null,null,null,null,null,null,null,null,null,null,null,null,null,null,null,null,null,null,null,null,null,null,null,null,null,null,null,null,null,null,null,null,null,{"$f":"preBB!Q38","v":1994.2715213387107},{"$f":"'BB4'!G38","v":1783.1628631579872},"North Dakota (1783)",null,{"$f":"Apdx_1!S38","v":0},null,{"$f":"-IF(CostData!$C$3=2020,MIN(Apdx_1!AF38*Apdx_1!AQ38,Apdx_1!AF38*Apdx_1!AP38*Apdx_1!AQ38),\nIF(CostData!$C$3=2025,MIN(Apdx_1!AK38*Apdx_1!AQ38,Apdx_1!AK38*Apdx_1!AP38*Apdx_1!AQ38),\nMIN(Apdx_1!AO38*Apdx_1!AQ38,Apdx_1!AO38*Apdx_1!AP38*Apdx_1!AQ38)))/1000","v":-1536.491071611664},81.429028483425554,null,{"$f":"Cost_Summary!C38+Cost_Summary!U38","v":-48.124789009395087},"North Dakota (-$48)",null,{"$f":"INDEX(Cost_Summary!$BP$5:$BP$54,MATCH(B38,Cost_Summary!$B$5:$B$54,0))","v":0.51420949603964239},"North Dakota (0.5)"]
[null,"Ohio",{"$f":"'BB1'!N39","v":100.61640633910315},{"$f":"BB2a!V39","v":59.730382248562591},{"$f":"BB2b!V39","v":18.809930620517207},{"$f":"BB3ai!H39","v":14.800152569786178},{"$f":"BB3aii!H39","v":0},{"$f":"BB3b!I39","v":160.73421569145535},{"$f":"'BB4'!H39","v":173.95275052149782},528.64383799092229,{"$f":"preBB!Q39-J39","v":1338.3405300152779},0.190329289983762,0.11298794756705036,3.5581480892699267E-2,2.7996453389172619E-2,0,0.30405010735075555,0.32905472081656023,null,"Ohio (529)",null,null,null,null,null,null,null,null,null,null,null,null,null,null,null,null,null,null,null,null,null,null,null,null,null,null,null,null,null,null,null,null,null,null,null,null,null,null,null,{"$f":"preBB!Q39","v":1866.9843680062002},{"$f":"'BB4'!G39","v":1338.3405300152779},"Ohio (1338)",null,{"$f":"Apdx_1!S39","v":0.54810450150899792},null,{"$f":"-IF(CostData!$C$3=2020,MIN(Apdx_1!AF39*Apdx_1!AQ39,Apdx_1!AF39*Apdx_1!AP39*Apdx_1!AQ39),\nIF(CostData!$C$3=2025,MIN(Apdx_1!AK39*Apdx_1!AQ39,Apdx_1!AK39*Apdx_1!AP39*Apdx_1!AQ39),\nMIN(Apdx_1!AO39*Apdx_1!AQ39,Apdx_1!AO39*Apdx_1!AP39*Apdx_1!AQ39)))/1000","v":-16284.583823605097},173.95275052149782,null,{"$f":"Cost_Summary!C39+Cost_Summary!U39","v":-745.28495352420066},"Ohio (-$745)",null,{"$f":"INDEX(Cost_Summary!$BP$5:$BP$54,MATCH(B39,Cost_Summary!$B$5:$B$54,0))","v":0.4975734950755637},"Ohio (0.5)"]
[null,"Oklahoma",{"$f":"'BB1'!N40","v":52.903719289066657},{"$f":"BB2a!V40","v":280.88551449041051},{"$f":"BB2b!V40","v":0},{"$f":"BB3ai!H40","v":0},{"$f":"BB3aii!H40","v":0},{"$f":"BB3b!I40","v":89.435638594247962},{"$f":"'BB4'!H40","v":68.523830778514366},491.7487031522395,{"$f":"preBB!Q40-J40","v":895.30379340656816},0.10758283438256125,0.57119726537123516,0,0,0,0.18187264759610308,0.13934725265010045,null,"Oklahoma (492)",null,null,null,null,null,null,null,null,null,null,null,null,null,null,null,null,null,null,null,null,null,null,null,null,null,null,null,null,null,null,null,null,null,null,null,null,null,null,null,{"$f":"preBB!Q40","v":1387.0524965588077},{"$f":"'BB4'!G40","v":895.30379340656816},"Oklahoma (895)",null,{"$f":"Apdx_1!S40","v":0.42424540833893432},null,{"$f":"-IF(CostData!$C$3=2020,MIN(Apdx_1!AF40*Apdx_1!AQ40,Apdx_1!AF40*Apdx_1!AP40*Apdx_1!AQ40),\nIF(CostData!$C$3=2025,MIN(Apdx_1!AK40*Apdx_1!AQ40,Apdx_1!AK40*Apdx_1!AP40*Apdx_1!AQ40),\nMIN(Apdx_1!AO40*Apdx_1!AQ40,Apdx_1!AO40*Apdx_1!AP40*Apdx_1!AQ40)))/1000","v":-6362.3229503799339},68.523830778514366,null,{"$f":"Cost_Summary!C40+Cost_Summary!U40","v":-37.433426665419631},"Oklahoma (-$37)",null,{"$f":"INDEX(Cost_Summary!$BP$5:$BP$54,MATCH(B40,Cost_Summary!$B$5:$B$54,0))","v":0.74807292418222993},"Oklahoma (0.7)"]
[null,"Oregon",{"$f":"'BB1'!N41","v":15.39705255422416},{"$f":"BB2a!V41","v":136.00437091675599},{"$f":"BB2b!V41","v":0},{"$f":"BB3ai!H41","v":0},{"$f":"BB3aii!H41","v":0},{"$f":"BB3b!I41","v":113.25435249755361},{"$f":"'BB4'!H41","v":79.71394193981132},344.36971790834508,{"$f":"preBB!Q41-J41","v":372.35316403718747},4.4710820242104238E-2,0.39493708024860047,0,0,0,0.32887430748976759,0.23147779201952767,null,"Oregon (344)",null,null,null,null,null,null,null,null,null,null,null,null,null,null,null,null,null,null,null,null,null,null,null,null,null,null,null,null,null,null,null,null,null,null,null,null,null,null,null,{"$f":"preBB!Q41","v":716.72288194553255},{"$f":"'BB4'!G41","v":372.35316403718747},"Oregon (372)",null,{"$f":"Apdx_1!S41","v":0.37866988193424211},null,{"$f":"-IF(CostData!$C$3=2020,MIN(Apdx_1!AF41*Apdx_1!AQ41,Apdx_1!AF41*Apdx_1!AP41*Apdx_1!AQ41),\nIF(CostData!$C$3=2025,MIN(Apdx_1!AK41*Apdx_1!AQ41,Apdx_1!AK41*Apdx_1!AP41*Apdx_1!AQ41),\nMIN(Apdx_1!AO41*Apdx_1!AQ41,Apdx_1!AO41*Apdx_1!AP41*Apdx_1!AQ41)))/1000","v":-5727.909966715295},79.71394193981132,null,{"$f":"Cost_Summary!C41+Cost_Summary!U41","v":-273.97688019830832},"Oregon (-$274)",null,{"$f":"INDEX(Cost_Summary!$BP$5:$BP$54,MATCH(B41,Cost_Summary!$B$5:$B$54,0))","v":0.44875848144524166},"Oregon (0.4)"]
[null,"Pennsylvania",{"$f":"'BB1'!N42","v":74.907916056793965},{"$f":"BB2a!V42","v":67.618806311533262},{"$f":"BB2b!V42","v":0},{"$f":"BB3ai!H42","v":42.45275436186671},{"$f":"BB3aii!H42","v":0},{"$f":"BB3b!I42","v":235.80194351586124},{"$f":"'BB4'!H42","v":104.93800601705152},525.7194262631067,{"$f":"preBB!Q42-J42","v":1051.9570690241305},0.14248649053973672,0.12862147170816565,0,8.0751732275954335E-2,0,0.44853191975799178,0.19960838571815154,null,"Pennsylvania (526)",null,null,null,null,null,null,null,null,null,null,null,null,null,null,null,null,null,null,null,null,null,null,null,null,null,null,null,null,null,null,null,null,null,null,null,null,null,null,null,{"$f":"preBB!Q42","v":1577.6764952872372},{"$f":"'BB4'!G42","v":1051.9570690241305},"Pennsylvania (1052)",null,{"$f":"Apdx_1!S42","v":0.59440157981347352},null,{"$f":"-IF(CostData!$C$3=2020,MIN(Apdx_1!AF42*Apdx_1!AQ42,Apdx_1!AF42*Apdx_1!AP42*Apdx_1!AQ42),\nIF(CostData!$C$3=2025,MIN(Apdx_1!AK42*Apdx_1!AQ42,Apdx_1!AK42*Apdx_1!AP42*Apdx_1!AQ42),\nMIN(Apdx_1!AO42*Apdx_1!AQ42,Apdx_1!AO42*Apdx_1!AP42*Apdx_1!AQ42)))/1000","v":-18188.84518760076},104.93800601705152,null,{"$f":"Cost_Summary!C42+Cost_Summary!U42","v":-960.26107480519511},"Pennsylvania (-$960)",null,{"$f":"INDEX(Cost_Summary!$BP$5:$BP$54,MATCH(B42,Cost_Summary!$B$5:$B$54,0))","v":0.37210455988490043},"Pennsylvania (0.4)"]
[null,"Rhode Island",{"$f":"'BB1'!N43","v":0},{"$f":"BB2a!V43","v":0},{"$f":"BB2b!V43","v":0},{"$f":"BB3ai!H43","v":0},{"$f":"BB3aii!H43","v":0},{"$f":"BB3b!I43","v":39.372506370170981},{"$f":"'BB4'!H43","v":84.899707603810612},124.27221397398159,{"$f":"preBB!Q43-J43","v":782.26144999347673},0,0,0,0,0,0.31682469565090599,0.68317530434909401,null,"Rhode Island (124)",null,null,null,null,null,null,null,null,null,null,null,null,null,null,null,null,null,null,null,null,null,null,null,null,null,null,null,null,null,null,null,null,null,null,null,null,null,null,null,{"$f":"preBB!Q43","v":906.53366396745832},{"$f":"'BB4'!G43","v":782.26144999347673},"Rhode Island (782)",null,{"$f":"Apdx_1!S43","v":0.47263061619265745},null,{"$f":"-IF(CostData!$C$3=2020,MIN(Apdx_1!AF43*Apdx_1!AQ43,Apdx_1!AF43*Apdx_1!AP43*Apdx_1!AQ43),\nIF(CostData!$C$3=2025,MIN(Apdx_1!AK43*Apdx_1!AQ43,Apdx_1!AK43*Apdx_1!AP43*Apdx_1!AQ43),\nMIN(Apdx_1!AO43*Apdx_1!AQ43,Apdx_1!AO43*Apdx_1!AP43*Apdx_1!AQ43)))/1000","v":-935.11790729408483},84.899707603810612,null,{"$f":"Cost_Summary!C43+Cost_Summary!U43","v":-40.158495145537032},"Rhode Island (-$40)",null,{"$f":"INDEX(Cost_Summary!$BP$5:$BP$54,MATCH(B43,Cost_Summary!$B$5:$B$54,0))","v":0.45823303338826538},"Rhode Island (0.5)"]
[null,"South Carolina",{"$f":"'BB1'!N44","v":87.498691791896817},{"$f":"BB2a!V44","v":175.04837053601682},{"$f":"BB2b!V44","v":0},{"$f":"BB3ai!H44","v":93.796273533998374},{"$f":"BB3aii!H44","v":373.44565543165152},{"$f":"BB3b!I44","v":104.23000534118046},{"$f":"'BB4'!H44","v":94.15833585977839},928.17733249452237,{"$f":"preBB!Q44-J44","v":771.74969795971572},9.4269369363653571E-2,0.1885936710666761,0,0.10105426005385874,0.40234300317160071,0.1122953574626275,0.10144433888158334,null,"South Carolina (928)",null,null,null,null,null,null,null,null,null,null,null,null,null,null,null,null,null,null,null,null,null,null,null,null,null,null,null,null,null,null,null,null,null,null,null,null,null,null,null,{"$f":"preBB!Q44","v":1699.9270304542381},{"$f":"'BB4'!G44","v":771.74969795971572},"South Carolina (772)",null,{"$f":"Apdx_1!S44","v":0.4494628548935769},null,{"$f":"-IF(CostData!$C$3=2020,MIN(Apdx_1!AF44*Apdx_1!AQ44,Apdx_1!AF44*Apdx_1!AP44*Apdx_1!AQ44),\nIF(CostData!$C$3=2025,MIN(Apdx_1!AK44*Apdx_1!AQ44,Apdx_1!AK44*Apdx_1!AP44*Apdx_1!AQ44),\nMIN(Apdx_1!AO44*Apdx_1!AQ44,Apdx_1!AO44*Apdx_1!AP44*Apdx_1!AQ44)))/1000","v":-8553.4023461489487},94.15833585977839,null,{"$f":"Cost_Summary!C44+Cost_Summary!U44","v":-338.87191949466217},"South Carolina (-$339)",null,{"$f":"INDEX(Cost_Summary!$BP$5:$BP$54,MATCH(B44,Cost_Summary!$B$5:$B$54,0))","v":0.48874098638545149},"South Carolina (0.5)"]
[null,"South Dakota",{"$f":"'BB1'!N45","v":67.764463755878751},{"$f":"BB2a!V45","v":334.66337164983133},{"$f":"BB2b!V45","v":0},{"$f":"BB3ai!H45","v":0},{"$f":"BB3aii!H45","v":0},{"$f":"BB3b!I45","v":-168.24184595584529},{"$f":"'BB4'!H45","v":159.77438919104952},393.96037864091431,{"$f":"preBB!Q45-J45","v":740.67365794257353},0.172008322231928,0.84948484617756237,0,0,0,-0.42705270650882843,0.40555953809933803,null,"South Dakota (394)",null,null,null,null,null,null,null,null,null,null,null,null,null,null,null,null,null,null,null,null,null,null,null,null,null,null,null,null,null,null,null,null,null,null,null,null,null,null,null,{"$f":"preBB!Q45","v":1134.6340365834878},{"$f":"'BB4'!G45","v":740.67365794257353},"South Dakota (741)",null,{"$f":"Apdx_1!S45","v":9.5206773257775074E-3},null,{"$f":"-IF(CostData!$C$3=2020,MIN(Apdx_1!AF45*Apdx_1!AQ45,Apdx_1!AF45*Apdx_1!AP45*Apdx_1!AQ45),\nIF(CostData!$C$3=2025,MIN(Apdx_1!AK45*Apdx_1!AQ45,Apdx_1!AK45*Apdx_1!AP45*Apdx_1!AQ45),\nMIN(Apdx_1!AO45*Apdx_1!AQ45,Apdx_1!AO45*Apdx_1!AP45*Apdx_1!AQ45)))/1000","v":-1028.767707530599},159.77438919104952,null,{"$f":"Cost_Summary!C45+Cost_Summary!U45","v":-17.283332160302422},"South Dakota (-$17)",null,{"$f":"INDEX(Cost_Summary!$BP$5:$BP$54,MATCH(B45,Cost_Summary!$B$5:$B$54,0))","v":0.6745286852067327},"South Dakota (0.7)"]
[null,"Tennessee",{"$f":"'BB1'!N46","v":110.85210725504658},{"$f":"BB2a!V46","v":102.40405297732218},{"$f":"BB2b!V46","v":0},{"$f":"BB3ai!H46","v":44.736103434116785},{"$f":"BB3aii!H46","v":306.99002698895174},{"$f":"BB3b!I46","v":87.912581931858313},{"$f":"'BB4'!H46","v":159.50124524604007},812.39611783333567,{"$f":"preBB!Q46-J46","v":1162.6165528197819},0.13645080869008788,0.12605187386965153,0,5.5066860183217256E-2,0.37788219348917573,0.10821393652929015,0.19633432723857747,null,"Tennessee (812)",null,null,null,null,null,null,null,null,null,null,null,null,null,null,null,null,null,null,null,null,null,null,null,null,null,null,null,null,null,null,null,null,null,null,null,null,null,null,null,{"$f":"preBB!Q46","v":1975.0126706531175},{"$f":"'BB4'!G46","v":1162.6165528197819},"Tennessee (1163)",null,{"$f":"Apdx_1!S46","v":0.46558944515652534},null,{"$f":"-IF(CostData!$C$3=2020,MIN(Apdx_1!AF46*Apdx_1!AQ46,Apdx_1!AF46*Apdx_1!AP46*Apdx_1!AQ46),\nIF(CostData!$C$3=2025,MIN(Apdx_1!AK46*Apdx_1!AQ46,Apdx_1!AK46*Apdx_1!AP46*Apdx_1!AQ46),\nMIN(Apdx_1!AO46*Apdx_1!AQ46,Apdx_1!AO46*Apdx_1!AP46*Apdx_1!AQ46)))/1000","v":-7634.0311541581241},159.50124524604007,null,{"$f":"Cost_Summary!C46+Cost_Summary!U46","v":-399.42176258379754},"Tennessee (-$399)",null,{"$f":"INDEX(Cost_Summary!$BP$5:$BP$54,MATCH(B46,Cost_Summary!$B$5:$B$54,0))","v":0.49635830228725197},"Tennessee (0.5)"]
[null,"Texas",{"$f":"'BB1'!N47","v":49.460707678699009},{"$f":"BB2a!V47","v":257.71335221484412},{"$f":"BB2b!V47","v":0},{"$f":"BB3ai!H47","v":5.9536036066483575},{"$f":"BB3aii!H47","v":0},{"$f":"BB3b!I47","v":117.99994730156368},{"$f":"'BB4'!H47","v":70.027470963506971},501.15508176526214,{"$f":"preBB!Q47-J47","v":790.81914614755055},9.8693417423762836E-2,0.51423872887226441,0,1.1879763018021211E-2,{"$f":"G47/$J47","v":0},0.23545595284781351,0.13973213783813809,null,"Texas (501)",null,null,null,null,null,null,null,null,null,null,null,null,null,null,null,null,null,null,null,null,null,null,null,null,null,null,null,null,null,null,null,null,null,null,null,null,null,null,null,{"$f":"preBB!Q47","v":1291.9742279128127},{"$f":"'BB4'!G47","v":790.81914614755055},"Texas (791)",null,{"$f":"Apdx_1!S47","v":0.44876213662111297},null,{"$f":"-IF(CostData!$C$3=2020,MIN(Apdx_1!AF47*Apdx_1!AQ47,Apdx_1!AF47*Apdx_1!AP47*Apdx_1!AQ47),\nIF(CostData!$C$3=2025,MIN(Apdx_1!AK47*Apdx_1!AQ47,Apdx_1!AK47*Apdx_1!AP47*Apdx_1!AQ47),\nMIN(Apdx_1!AO47*Apdx_1!AQ47,Apdx_1!AO47*Apdx_1!AP47*Apdx_1!AQ47)))/1000","v":-38157.029589874328},70.027470963506971,null,{"$f":"Cost_Summary!C47+Cost_Summary!U47","v":-884.29383056509778},"Texas (-$884)",null,{"$f":"INDEX(Cost_Summary!$BP$5:$BP$54,MATCH(B47,Cost_Summary!$B$5:$B$54,0))","v":0.60597154639678852},"Texas (0.6)"]
[null,"Utah",{"$f":"'BB1'!N48","v":99.886182359788336},{"$f":"BB2a!V48","v":204.980655225688},{"$f":"BB2b!V48","v":0},{"$f":"BB3ai!H48","v":0},{"$f":"BB3aii!H48","v":0},{"$f":"BB3b!I48","v":54.446523586490912},{"$f":"'BB4'!H48","v":132.05028964514236},491.3636508171096,{"$f":"preBB!Q48-J48","v":1321.7257720430241},0.20328362139462969,0.41716690863236811,0,0,0,0.11080698276307062,0.26874248720993155,null,"Utah (491)",null,null,null,null,null,null,null,null,null,null,null,null,null,null,null,null,null,null,null,null,null,null,null,null,null,null,null,null,null,null,null,null,null,null,null,null,null,null,null,{"$f":"preBB!Q48","v":1813.0894228601337},{"$f":"'BB4'!G48","v":1321.7257720430241},"Utah (1322)",null,{"$f":"Apdx_1!S48","v":0.31747002517491801},null,{"$f":"-IF(CostData!$C$3=2020,MIN(Apdx_1!AF48*Apdx_1!AQ48,Apdx_1!AF48*Apdx_1!AP48*Apdx_1!AQ48),\nIF(CostData!$C$3=2025,MIN(Apdx_1!AK48*Apdx_1!AQ48,Apdx_1!AK48*Apdx_1!AP48*Apdx_1!AQ48),\nMIN(Apdx_1!AO48*Apdx_1!AQ48,Apdx_1!AO48*Apdx_1!AP48*Apdx_1!AQ48)))/1000","v":-3524.0284123595366},132.05028964514236,null,{"$f":"Cost_Summary!C48+Cost_Summary!U48","v":-47.98402353672401},"Utah (-$48)",null,{"$f":"INDEX(Cost_Summary!$BP$5:$BP$54,MATCH(B48,Cost_Summary!$B$5:$B$54,0))","v":0.74103867969278792},"Utah (0.7)"]
[null,"Virginia",{"$f":"'BB1'!N49","v":45.770780612107501},{"$f":"BB2a!V49","v":169.68172545916605},{"$f":"BB2b!V49","v":57.132135264822864},{"$f":"BB3ai!H49","v":34.550012363114774},{"$f":"BB3aii!H49","v":0},{"$f":"BB3b!I49","v":153.29033666438738},{"$f":"'BB4'!H49","v":84.12553457242268},544.55052493602125,{"$f":"preBB!Q49-J49","v":809.81203257413063},8.405240380125438E-2,0.31159959946618693,0.10491613293648971,6.3446844289010693E-2,0,0.28149883187128932,0.15448618763576899,null,"Virginia (545)",null,null,null,null,null,null,null,null,null,null,null,null,null,null,null,null,null,null,null,null,null,null,null,null,null,null,null,null,null,null,null,null,null,null,null,null,null,null,null,{"$f":"preBB!Q49","v":1354.3625575101519},{"$f":"'BB4'!G49","v":809.81203257413063},"Virginia (810)",null,{"$f":"Apdx_1!S49","v":0.60431328041410481},null,{"$f":"-IF(CostData!$C$3=2020,MIN(Apdx_1!AF49*Apdx_1!AQ49,Apdx_1!AF49*Apdx_1!AP49*Apdx_1!AQ49),\nIF(CostData!$C$3=2025,MIN(Apdx_1!AK49*Apdx_1!AQ49,Apdx_1!AK49*Apdx_1!AP49*Apdx_1!AQ49),\nMIN(Apdx_1!AO49*Apdx_1!AQ49,Apdx_1!AO49*Apdx_1!AP49*Apdx_1!AQ49)))/1000","v":-6269.111894529844},84.12553457242268,null,{"$f":"Cost_Summary!C49+Cost_Summary!U49","v":-472.53787456968587},"Virginia (-$473)",null,{"$f":"INDEX(Cost_Summary!$BP$5:$BP$54,MATCH(B49,Cost_Summary!$B$5:$B$54,0))","v":0.42648661097751717},"Virginia (0.4)"]
[null,"Washington",{"$f":"'BB1'!N50","v":28.998862466559103},{"$f":"BB2a!V50","v":290.73475337256218},{"$f":"BB2b!V50","v":0},{"$f":"BB3ai!H50","v":11.979713669174146},{"$f":"BB3aii!H50","v":0},{"$f":"BB3b!I50","v":146.69040382994336},{"$f":"'BB4'!H50","v":83.216895666423085},561.62062900466185,{"$f":"preBB!Q50-J50","v":214.50120936623989},5.1634254457413091E-2,0.51767107253132771,0,2.133061545549942E-2,0,0.26119126729713793,0.14817279025862193,null,"Washington (562)",null,null,null,null,null,null,null,null,null,null,null,null,null,null,null,null,null,null,null,null,null,null,null,null,null,null,null,null,null,null,null,null,null,null,null,null,null,null,null,{"$f":"preBB!Q50","v":776.12183837090174},{"$f":"'BB4'!G50","v":214.50120936623986},"Washington (215)",null,{"$f":"Apdx_1!S50","v":0.18505285629444404},null,{"$f":"-IF(CostData!$C$3=2020,MIN(Apdx_1!AF50*Apdx_1!AQ50,Apdx_1!AF50*Apdx_1!AP50*Apdx_1!AQ50),\nIF(CostData!$C$3=2025,MIN(Apdx_1!AK50*Apdx_1!AQ50,Apdx_1!AK50*Apdx_1!AP50*Apdx_1!AQ50),\nMIN(Apdx_1!AO50*Apdx_1!AQ50,Apdx_1!AO50*Apdx_1!AP50*Apdx_1!AQ50)))/1000","v":-11178.874405449229},83.216895666423085,null,{"$f":"Cost_Summary!C50+Cost_Summary!U50","v":-520.59709070590281},"Washington (-$521)",null,{"$f":"INDEX(Cost_Summary!$BP$5:$BP$54,MATCH(B50,Cost_Summary!$B$5:$B$54,0))","v":0.45601220720523017},"Washington (0.5)"]
[null,"West Virginia",{"$f":"'BB1'!N51","v":120.67209547492121},{"$f":"BB2a!V51","v":0},{"$f":"BB2b!V51","v":0},{"$f":"BB3ai!H51","v":0},{"$f":"BB3aii!H51","v":0},{"$f":"BB3b!I51","v":211.38722068360994},{"$f":"'BB4'!H51","v":67.304360899130643},399.36367705766179,{"$f":"preBB!Q51-J51","v":1619.7812233003181},0.30216091849910043,0,0,0,0,0.52931008208112273,0.16852899941977686,null,"West Virginia (399)",null,null,null,null,null,null,null,null,null,null,null,null,null,null,null,null,null,null,null,null,null,null,null,null,null,null,null,null,null,null,null,null,null,null,null,null,null,null,null,{"$f":"preBB!Q51","v":2019.1449003579799},{"$f":"'BB4'!G51","v":1619.7812233003181},"West Virginia (1620)",null,{"$f":"Apdx_1!S51","v":0},null,{"$f":"-IF(CostData!$C$3=2020,MIN(Apdx_1!AF51*Apdx_1!AQ51,Apdx_1!AF51*Apdx_1!AP51*Apdx_1!AQ51),\nIF(CostData!$C$3=2025,MIN(Apdx_1!AK51*Apdx_1!AQ51,Apdx_1!AK51*Apdx_1!AP51*Apdx_1!AQ51),\nMIN(Apdx_1!AO51*Apdx_1!AQ51,Apdx_1!AO51*Apdx_1!AP51*Apdx_1!AQ51)))/1000","v":-3349.7951225105544},67.304360899130643,null,{"$f":"Cost_Summary!C51+Cost_Summary!U51","v":-238.53101166076829},"West Virginia (-$239)",null,{"$f":"INDEX(Cost_Summary!$BP$5:$BP$54,MATCH(B51,Cost_Summary!$B$5:$B$54,0))","v":0.16053639002350817},"West Virginia (0.2)"]
[null,"Wisconsin",{"$f":"'BB1'!N52","v":99.429389108999885},{"$f":"BB2a!V52","v":244.23157948884364},{"$f":"BB2b!V52","v":0},{"$f":"BB3ai!H52","v":17.760437261121979},{"$f":"BB3aii!H52","v":0},{"$f":"BB3b!I52","v":108.20057438547451},{"$f":"'BB4'!H52","v":176.21857729845783},645.84055754289784,{"$f":"preBB!Q52-J52","v":1202.5752302204496},0.15395346103267232,0.3781607962467135,0,2.7499724279769006E-2,0,0.16753449922241473,0.27285151921843048,null,"Wisconsin (646)",null,null,null,null,null,null,null,null,null,null,null,null,null,null,null,null,null,null,null,null,null,null,null,null,null,null,null,null,null,null,null,null,null,null,null,null,null,null,null,{"$f":"preBB!Q52","v":1848.4157877633475},{"$f":"'BB4'!G52","v":1202.5752302204496},"Wisconsin (1203)",null,{"$f":"Apdx_1!S52","v":0.39171140537550769},null,{"$f":"-IF(CostData!$C$3=2020,MIN(Apdx_1!AF52*Apdx_1!AQ52,Apdx_1!AF52*Apdx_1!AP52*Apdx_1!AQ52),\nIF(CostData!$C$3=2025,MIN(Apdx_1!AK52*Apdx_1!AQ52,Apdx_1!AK52*Apdx_1!AP52*Apdx_1!AQ52),\nMIN(Apdx_1!AO52*Apdx_1!AQ52,Apdx_1!AO52*Apdx_1!AP52*Apdx_1!AQ52)))/1000","v":-7322.4734334594614},176.21857729845783,null,{"$f":"Cost_Summary!C52+Cost_Summary!U52","v":-189.52141543647411},"Wisconsin (-$190)",null,{"$f":"INDEX(Cost_Summary!$BP$5:$BP$54,MATCH(B52,Cost_Summary!$B$5:$B$54,0))","v":0.68629220554285464},"Wisconsin (0.7)"]
[null,"Wyoming",{"$f":"'BB1'!N53","v":126.90964898911011},{"$f":"BB2a!V53","v":0},{"$f":"BB2b!V53","v":31.471923034617475},{"$f":"BB3ai!H53","v":0},{"$f":"BB3aii!H53","v":0},{"$f":"BB3b!I53","v":185.38288182232145},{"$f":"'BB4'!H53","v":57.011572107394386},400.77602595344342,{"$f":"preBB!Q53-J53","v":1714.3847905317239},0.31665978194976341,0,7.8527459220510978E-2,0,0,0.46255980851473549,0.14225295031499013,null,"Wyoming (401)",null,null,null,null,null,null,null,null,null,null,null,null,null,null,null,null,null,null,null,null,null,null,null,null,null,null,null,null,null,null,null,null,null,null,null,null,null,null,null,{"$f":"preBB!Q53","v":2115.1608164851673},{"$f":"'BB4'!G53","v":1714.3847905317239},"Wyoming (1714)",null,{"$f":"Apdx_1!S53","v":0},null,{"$f":"-IF(CostData!$C$3=2020,MIN(Apdx_1!AF53*Apdx_1!AQ53,Apdx_1!AF53*Apdx_1!AP53*Apdx_1!AQ53),\nIF(CostData!$C$3=2025,MIN(Apdx_1!AK53*Apdx_1!AQ53,Apdx_1!AK53*Apdx_1!AP53*Apdx_1!AQ53),\nMIN(Apdx_1!AO53*Apdx_1!AQ53,Apdx_1!AO53*Apdx_1!AP53*Apdx_1!AQ53)))/1000","v":-1775.7508612211861},57.011572107394386,null,{"$f":"Cost_Summary!C53+Cost_Summary!U53","v":-127.82553021208079},"Wyoming (-$128)",null,{"$f":"INDEX(Cost_Summary!$BP$5:$BP$54,MATCH(B53,Cost_Summary!$B$5:$B$54,0))","v":0.20796257860435752},"Wyoming (0.2)"]
[null,"U.S. Average",{"$f":"'BB1'!N54","v":69.161205525351534},{"$f":"BB2a!V54","v":176.96737026434653},{"$f":"BB2b!V54","v":8.4596492807113464},{"$f":"BB3ai!H54","v":19.25495873700288},{"$f":"BB3aii!H54","v":18.524622031527315},{"$f":"BB3b!I54","v":114.37263351270121},{"$f":"'BB4'!H54","v":115.99854734950964},{"$f":"SUM(C54:I54)","v":522.73898670115045},{"$f":"preBB!Q54-J54","v":997.86097646914573},0.13230542830143058,0.33853868712019114,1.6183314227426703E-2,3.683474779356935E-2,3.5437613231090091E-2,0.21879491758300396,0.22190529174328819,null,"U.S. Average (523)",null,null,null,null,null,null,null,null,null,null,null,null,null,null,null,null,null,null,null,null,null,null,null,null,null,null,null,null,null,null,null,null,null,null,null,null,null,null,null,{"$f":"preBB!Q54","v":1520.5999631702962},{"$f":"'BB4'!G54","v":997.86097646914573},"U.S. Average (998)",null,{"$f":"Apdx_1!S54","v":0},null,null,115.99854734950964,null,{"$f":"Cost_Summary!C54+Cost_Summary!U54","v":-13243.298616097425},"U.S. Average (-$13243)",null,{"$f":"INDEX(Cost_Summary!$BP$5:$BP$54,MATCH(\"U.S. Total\",Cost_Summary!$B$5:$B$54,0))","v":0.56030931980042009},{"$f":"B54&\" (\"&MROUND(ABS(BT54),0.1)&\")\"","v":"U.S. Average (0.6)"}]
[]
[null,null,null,null,null,null,null,null,null,null,null,null,null,null,null,null,null,null,null,null,null,null,null,null,null,null,null,null,null,null,null,null,null,null,null,null,null,null,null,null,null,null,null,null,null,null,null,null,null,null,null,null,null,null,null,null,null,null,null,null,null,null,null,null,"Texas",38157]
[]
[]
[]
[]
[]
[]
[]
[]
[]
[]
[]
[]
[]
[]
[]
[]
[]
[]
[]
[]
[]
[]
[]
[]
[]
[]
[]
[null,null,null,null,null,null,null,null,null,null,null,null,null,null,null,null,null,null,null,null,null,null,null,null,null,null,null,null,null,null,null,null,null,null,null,null,null,null,null,null,null,null,null,null,null,null,{"$f":"CostData!$C$3&\" Electric-Sector Cost of Compliance (millions of 2011$)\"","v":"2030 Electric-Sector Cost of Compliance (millions of 2011$)"}]
[]
[]
[]
[]
[]
[]
[]
[]
[]
[]
[]
[]
[]
[]
[]
[]
[]
[]
[]
[]
[]
[]
[]
[]
[]
[]
[null,null,null,null,null,null,null,null,null,null,null,null,null,null,null,null,null,null,null,null,null,null,null,null,null,null,null,null,null,null,null,null,null,null,null,null,null,null,null,null,null,null,null,null,null,null,{"$f":"CostData!$C$3&\" Electric-Sector Cost of Compliance (cents/kWh)\"","v":"2030 Electric-Sector Cost of Compliance (cents/kWh)"}]

{"sheet":"RefTables","index":15,"n_rows":46,"n_cols":8,"rows_kept":46,"cut":false,"hidden":true,"merged":[[14,7,15,7]]}
[]
[null,"Reference Tables"]
[null,"Note: All dollar values in 2011 dollars."]
[]
[null,"Table 1. Constants"]
[null,null,"Units","Value","Source"]
[null,null,"metric tons / short ton",0.90700000000000003,"Constant"]
[null,"Nationwide average NGCC emissions rate","lb / MWh",907,"Apdx_1_ProposedGoals!Q21"]
[null,"Assumed emissions from Kemper IGCC Plant","lbs",4703731231,"Apdx_1_ProposedGoals!Q28"]
[null,"Assumed generation from Kemper IGCC Plant","MWh",5836968,"Apdx_1_ProposedGoals!R28"]
[]
[null,"Table 2. Net cost per building block"]
[null,"Building Block","Units",2020,2025,2030,"Source","Notes"]
[null,{"$f":"'BB1'!B3","v":"(1) Lower Average Coal Emission Rate"},"$ / metric ton",7.7,{"$f":"$D14","v":7.7},7.7,"GHG Abatement TSD, p.2-39","Levelized capital costs less coal savings. Only 2020 cost is available; using for all years."]
[null,{"$f":"BB2a!B3","v":"(2a) Redispatch to Existing NG"},"$ / metric ton",33,33,33,"GHG Abatement TSD, p.3-26","Avg cost  to reach 70% CF; state re-dispatch contraint; assumes \"CO2 charges on the variable cost of disptach for existing coal, steam, IGCC, and O/G steam with emission rates greater than 1,100 lbs/MWh)\". Only 2020-2029 cost is available; using for all years."]
[null,{"$f":"BB2b!B3","v":"(2b) Redispatch to Under-Construction NG"},"$ / metric ton",33,33,33,"GHG Abatement TSD, p.3-26"]
[null,{"$f":"BB3ai!B3","v":"(3a-i) At-Risk Nuclear"},"$ / MWh",6,6,6,"GHG Abatement TSD, p.4-34","Range from $12-17/ton at redispatch from 1,127 to 800 lbs/MWh. Only 2012 cost is available; using for all years."]
[null,{"$f":"BB3aii!B3","v":"(3a-ii) Under-Construction Nuclear"},"$ / metric ton",0,0,0,"Proposed Rule, p.215","\"The EPA believes that since the decisions to construct these units were made prior to this proposal, it is reasonable to view the incremental cost associated with the CO2 emission reductions available from completion of these units as zero for purposes of setting states’ CO2 reduction goals (although EPA acknowledges that the planning for those units likely included consideration of the possibility of future regulation of CO2 emissions from EGUs).\"  Only 2012 cost is available; using for all years."]
[null,{"$f":"BB3b!B3","v":"(3b) Incremental Renewables"}]
[null,"Levelized PPA Cost","$ / MWh",40,{"$f":"$D20","v":40},{"$f":"$D20","v":40},"GHG Abatement TSD, p.4-31 ","$40/MWh PPA with the now defunct $23/MWh PTC. Only 2012 cost is available; using for all years."]
[null,"Federal PTC","$ / MWh",23,{"$f":"$D21","v":23},{"$f":"$D21","v":23},"DSIRE Database, Renewable Electricity Production Tax Credit (PTC).  ","No longer in existence. Only 2012 cost is available; using for all years."]
[null,"Total Cost","$ / MWh",{"$f":"SUM(D20:D21)","v":63},63,{"$f":"SUM(F20:F21)","v":63},"Calculated"]
[null,{"$f":"'BB4'!B3","v":"(4) Incremental Energy Efficiency"}]
[null,"EPA 111(d) cost - Option 1","¢ / kWh",8.4918332722084262,8.9129812960752197,9.0299999999999994,"GHG Abatement TSD, Appendix 5-5 ","Option 1: EPA uses the 3% result RIA, p.3-18"]
[null,"EPA 111(d) cost - Option 2","¢ / kWh",8.3325196322498609,8.7372098212537068,{"$f":"$E$25","v":8.7372098212537068},"GHG Abatement TSD, Appendix 5-5 ","Option 2: EPA uses the 3% result RIA, p.3-18"]
[null,"Synapse COSE research","¢ / kWh",6.8,{"$f":"D26*E24/D24","v":7.1372424387636881},{"$f":"E26*F24/E24","v":7.2309474328658112},"Stanton et al 2014","Using 3.4 cents/kwh from Stanton et al 2014 COSE report for EPA and EPA assumption of participant costs equal to PA costs. Increase to 2030 based on EPA cost increase."]
[null,"Cost used in Cost_Summary","¢ / kWh",{"$f":"IF(CostData!$C$4=$B$26,D26,IF(CostData!$C$4=\"EPA 111(d) cost\",IF(CostData!C6=\"Proposed - Option 1\",D24,D25)))","v":8.4918332722084262},{"$f":"IF(CostData!$C$4=$B$26,E26,IF(CostData!$C$4=\"EPA 111(d) cost\",IF(CostData!D6=\"Proposed - Option 1\",E24,E25)))","v":8.7372098212537068},{"$f":"IF(CostData!$C$4=$B$26,F26,IF(CostData!$C$4=\"EPA 111(d) cost\",IF(CostData!E6=\"Proposed - Option 1\",F24,F25)))","v":8.7372098212537068},"Calculated"]
[null,"Cost","$ / MWh",{"$f":"D27*(1000)*(1/100)","v":84.918332722084273},{"$f":"E27*(1000)*(1/100)","v":87.372098212537082},{"$f":"F27*(1000)*(1/100)","v":87.372098212537082},"Calculated"]
[]
[null,"Table 3. Average wholesale cost of energy"]
[null,null,"Units",2020,2025,2030,"Source","Notes"]
[null,"IPM Electric Sector Costs - Option 1","billion $",177.8,202.9,224.7,"RIA p.3-23, Table 3-9"]
[null,"IPM Electric Sector Costs - Option 1","billion $",175,179.5,190.7,"RIA p.3-23, Table 3-9"]
[null,"IPM Electric Sector Costs - Option 2","billion $",175.2,187.8,187.8,"RIA p.3-23, Table 3-9","Using 2025 value for 2030"]
[]
[null,"IPM Electric Sector Benefits - Option 1","billion $",{"$f":"D$32-D33","v":2.8000000000000114},23.400000000000006,{"$f":"F$32-F33","v":34},"Calculated","Use as targets for goal seek"]
[null,"IPM Electric Sector Benefits - Option 2","billion $",2.6000000000000227,15.099999999999994,{"$f":"F$32-F34","v":36.899999999999977},"Calculated","Use as targets for goal seek"]
[null,"Avg Wholesale Cost of Energy - Option 1","$ / MWh",82.510577034423264,80.89206852839871,78.95589323125958,"Used \"goal seek\" on Cost_Summary!C4 to target of values in row 36. This net benefit does not include EE program participant costs or societal benefits."]
[null,"Avg Wholesale Cost of Energy - Option 2","$ / MWh",85.017120791560643,81.221666684060864,134.99290975719083,"Used \"goal seek\" on Cost_Summary!C4 to target of values in row 37. This net benefit does not include EE program participant costs or societal benefits."]
[]
[null,"Table 4. Nuclear plants under construction in 2012"]
[null,null,null,"MW","2012 MWh"]
[null,"Watts Bar","Tennessee",1180,{"$f":"D43*8784*$C$46","v":9328608}]
[null,"Vogtle","Georgia",2200,{"$f":"D44*8784*$C$46","v":17392320}]
[null,"Summer 2 and 3","South Carolina",2200,{"$f":"D45*8784*$C$46","v":17392320}]
[null,"Assumed capacity factor",0.9]

{"sheet":"Apdx_1","index":16,"n_rows":55,"n_cols":55,"rows_kept":55,"cut":false,"hidden":true,"merged":[[2,2,2,11],[2,13,2,19],[2,21,2,30],[2,31,2,42],[2,43,2,54]]}
[]
[]
[null,null,"Step 1 (2012 Data for Fossil Sources)",null,null,null,null,null,null,null,null,null,"Step 2 (HRI)","Step 3a & 3b (Redispatch)",null,null,null,null,null,null,"Step 4a Nuclear","Step 4b Renewable (MWh)",null,null,null,null,null,null,null,null,null,"Step 5 (Demand Side EE - % of avoided MWh sales)",null,null,null,null,null,null,null,null,null,null,null,"Step 6&7 (State Goal Phase I & II (lbs/MWh))"]
[null,"State","Coal Rate (lb/MWh)","NGCC Rate (lb/MWh)","O/G rate (lb/MWh)","Other Emissions (lbs)","Hist Coal Gen (MWh)","Hist NGCC Gen. (MWh)","Historic OG steam Gen. (MWh)","Other Gen. (MWh)","NGCC Capacity (MW )","Under Construction NGCC Capacity (MW)","Adj. Coal Rate (lbs/MWh)","Redispatched Coal Gen. (MWh)","Redispatch O/G steam Gen. (MWh)","Redispatched NGCC Gen. (MWh)","Other Emissions (lbs)","Other Gen. (MWh)","2012 NGCC Capacity Factor*","Post Redispatch Assumed NGCC Capacity Factor for Existing Fleet","Nuclear Generation Under Construction and \"At Risk\" (MWh)","2020 Existing and Incremental RE","2021 Existing and Incremental RE","2022 Existing and Incremental RE","2023 Existing and Incremental RE","2024 Existing and Incremental RE","2025 Existing and Incremental RE","2026 Existing and Incremental RE","2027 Existing and Incremental RE","2028 Existing and Incremental RE","2029 Existing and Incremental RE","2020 EE Potential","2021 EE Potential","2022 EE Potential","2023 EE Potential","2024 EE Potential","2025 EE Potential","2026 EE Potential","2027 EE Potential","2028 EE Potential","2029 EE Potential (%)","State Generation as % of sales","2012 Total MWh (sales x 1.0751)",2020,2021,2022,2023,2024,2025,2026,2027,2028,2029,"Interim Goal (2020 - 2029 average)","Final Goal (2030 and thereafter)"]
[null,"Alabama",{"$f":"IF(CostData!$C$6=\"Proposed - Option 1\",Apdx_1_ProposedGoals!C5,Apdx_1_AltGoals!C5)","v":2264.0354115},{"$f":"IF(CostData!$C$6=\"Proposed - Option 1\",Apdx_1_ProposedGoals!D5,Apdx_1_AltGoals!D5)","v":876.68376069999999},{"$f":"IF(CostData!$C$6=\"Proposed - Option 1\",Apdx_1_ProposedGoals!E5,Apdx_1_AltGoals!E5)","v":0},{"$f":"IF(CostData!$C$6=\"Proposed - Option 1\",Apdx_1_ProposedGoals!F5,Apdx_1_AltGoals!F5)","v":0},{"$f":"IF(CostData!$C$6=\"Proposed - Option 1\",Apdx_1_ProposedGoals!G5,Apdx_1_AltGoals!G5)","v":46045176},{"$f":"IF(CostData!$C$6=\"Proposed - Option 1\",Apdx_1_ProposedGoals!H5,Apdx_1_AltGoals!H5)","v":53492095.964400001},{"$f":"IF(CostData!$C$6=\"Proposed - Option 1\",Apdx_1_ProposedGoals!I5,Apdx_1_AltGoals!I5)","v":0},{"$f":"IF(CostData!$C$6=\"Proposed - Option 1\",Apdx_1_ProposedGoals!J5,Apdx_1_AltGoals!J5)","v":0},{"$f":"IF(CostData!$C$6=\"Proposed - Option 1\",Apdx_1_ProposedGoals!K5,Apdx_1_AltGoals!K5)","v":10333.1},{"$f":"IF(CostData!$C$6=\"Proposed - Option 1\",Apdx_1_ProposedGoals!L5,Apdx_1_AltGoals!L5)","v":0},{"$f":"IF(CostData!$C$6=\"Proposed - Option 1\",Apdx_1_ProposedGoals!M5,Apdx_1_AltGoals!M5)","v":2128.1932868099998},{"$f":"IF(CostData!$C$6=\"Proposed - Option 1\",Apdx_1_ProposedGoals!N5,Apdx_1_AltGoals!N5)","v":36001106.6844},{"$f":"IF(CostData!$C$6=\"Proposed - Option 1\",Apdx_1_ProposedGoals!O5,Apdx_1_AltGoals!O5)","v":0},{"$f":"IF(CostData!$C$6=\"Proposed - Option 1\",Apdx_1_ProposedGoals!P5,Apdx_1_AltGoals!P5)","v":63536165.280000001},{"$f":"IF(CostData!$C$6=\"Proposed - Option 1\",Apdx_1_ProposedGoals!Q5,Apdx_1_AltGoals!Q5)","v":0},{"$f":"IF(CostData!$C$6=\"Proposed - Option 1\",Apdx_1_ProposedGoals!R5,Apdx_1_AltGoals!R5)","v":0},{"$f":"IF(CostData!$C$6=\"Proposed - Option 1\",Apdx_1_ProposedGoals!S5,Apdx_1_AltGoals!S5)","v":0.5893409998866711},{"$f":"IF(CostData!$C$6=\"Proposed - Option 1\",Apdx_1_ProposedGoals!T5,Apdx_1_AltGoals!T5)","v":0.7},{"$f":"IF(CostData!$C$6=\"Proposed - Option 1\",Apdx_1_ProposedGoals!U5,Apdx_1_AltGoals!U5)","v":2329528.2830145163},{"$f":"IF(CostData!$C$6=\"Proposed - Option 1\",Apdx_1_ProposedGoals!V5,Apdx_1_AltGoals!V5)","v":4596882.7422880698},{"$f":"IF(CostData!$C$6=\"Proposed - Option 1\",Apdx_1_ProposedGoals!W5,Apdx_1_AltGoals!W5)","v":5214380.8872008417},{"$f":"IF(CostData!$C$6=\"Proposed - Option 1\",Apdx_1_ProposedGoals!X5,Apdx_1_AltGoals!X5)","v":5914827.408295366},{"$f":"IF(CostData!$C$6=\"Proposed - Option 1\",Apdx_1_ProposedGoals!Y5,Apdx_1_AltGoals!Y5)","v":6709364.7408451298},{"$f":"IF(CostData!$C$6=\"Proposed - Option 1\",Apdx_1_ProposedGoals!Z5,Apdx_1_AltGoals!Z5)","v":7610632.0807540147},{"$f":"IF(CostData!$C$6=\"Proposed - Option 1\",Apdx_1_ProposedGoals!AA5,Apdx_1_AltGoals!AA5)","v":8632966.4440490995},{"$f":"IF(CostData!$C$6=\"Proposed - Option 1\",Apdx_1_ProposedGoals!AB5,Apdx_1_AltGoals!AB5)","v":9792630.7346464135},{"$f":"IF(CostData!$C$6=\"Proposed - Option 1\",Apdx_1_ProposedGoals!AC5,Apdx_1_AltGoals!AC5)","v":11108072.448404405},{"$f":"IF(CostData!$C$6=\"Proposed - Option 1\",Apdx_1_ProposedGoals!AD5,Apdx_1_AltGoals!AD5)","v":12600217.128830224},{"$f":"IF(CostData!$C$6=\"Proposed - Option 1\",Apdx_1_ProposedGoals!AE5,Apdx_1_AltGoals!AE5)","v":14292801.242619921},{"$f":"IF(CostData!$C$6=\"Proposed - Option 1\",Apdx_1_ProposedGoals!AF5,Apdx_1_AltGoals!AF5)","v":1.3565448857668829E-2},{"$f":"IF(CostData!$C$6=\"Proposed - Option 1\",Apdx_1_ProposedGoals!AG5,Apdx_1_AltGoals!AG5)","v":2.1110249168110995E-2},{"$f":"IF(CostData!$C$6=\"Proposed - Option 1\",Apdx_1_ProposedGoals!AH5,Apdx_1_AltGoals!AH5)","v":3.0020743411710758E-2},{"$f":"IF(CostData!$C$6=\"Proposed - Option 1\",Apdx_1_ProposedGoals!AI5,Apdx_1_AltGoals!AI5)","v":4.0142900821594239E-2},{"$f":"IF(CostData!$C$6=\"Proposed - Option 1\",Apdx_1_ProposedGoals!AJ5,Apdx_1_AltGoals!AJ5)","v":5.1321765299617413E-2},{"$f":"IF(CostData!$C$6=\"Proposed - Option 1\",Apdx_1_ProposedGoals!AK5,Apdx_1_AltGoals!AK5)","v":6.1878068330440204E-2},{"$f":"IF(CostData!$C$6=\"Proposed - Option 1\",Apdx_1_ProposedGoals!AL5,Apdx_1_AltGoals!AL5)","v":7.1467168062364167E-2},{"$f":"IF(CostData!$C$6=\"Proposed - Option 1\",Apdx_1_ProposedGoals!AM5,Apdx_1_AltGoals!AM5)","v":8.0128552787421717E-2},{"$f":"IF(CostData!$C$6=\"Proposed - Option 1\",Apdx_1_ProposedGoals!AN5,Apdx_1_AltGoals!AN5)","v":8.7899819948471861E-2},{"$f":"IF(CostData!$C$6=\"Proposed - Option 1\",Apdx_1_ProposedGoals!AO5,Apdx_1_AltGoals!AO5)","v":9.4816763133538096E-2},{"$f":"IF(CostData!$C$6=\"Proposed - Option 1\",Apdx_1_ProposedGoals!AP5,Apdx_1_AltGoals!AP5)","v":1.5062729353312405},{"$f":"IF(CostData!$C$6=\"Proposed - Option 1\",Apdx_1_ProposedGoals!AQ5,Apdx_1_AltGoals!AQ5)","v":92654857.354800001},{"$f":"IF(CostData!$C$6=\"Proposed - Option 1\",Apdx_1_ProposedGoals!AR5,Apdx_1_AltGoals!AR5)","v":1228.3486442470935},{"$f":"IF(CostData!$C$6=\"Proposed - Option 1\",Apdx_1_ProposedGoals!AS5,Apdx_1_AltGoals!AS5)","v":1213.5170443569389},{"$f":"IF(CostData!$C$6=\"Proposed - Option 1\",Apdx_1_ProposedGoals!AT5,Apdx_1_AltGoals!AT5)","v":1196.767490824541},{"$f":"IF(CostData!$C$6=\"Proposed - Option 1\",Apdx_1_ProposedGoals!AU5,Apdx_1_AltGoals!AU5)","v":1178.3047438250137},{"$f":"IF(CostData!$C$6=\"Proposed - Option 1\",Apdx_1_ProposedGoals!AV5,Apdx_1_AltGoals!AV5)","v":1158.3242250929225},{"$f":"IF(CostData!$C$6=\"Proposed - Option 1\",Apdx_1_ProposedGoals!AW5,Apdx_1_AltGoals!AW5)","v":1138.3889073566238},{"$f":"IF(CostData!$C$6=\"Proposed - Option 1\",Apdx_1_ProposedGoals!AX5,Apdx_1_AltGoals!AX5)","v":1118.6767237964684},{"$f":"IF(CostData!$C$6=\"Proposed - Option 1\",Apdx_1_ProposedGoals!AY5,Apdx_1_AltGoals!AY5)","v":1098.9979027854151},{"$f":"IF(CostData!$C$6=\"Proposed - Option 1\",Apdx_1_ProposedGoals!AZ5,Apdx_1_AltGoals!AZ5)","v":1079.1694588194223},{"$f":"IF(CostData!$C$6=\"Proposed - Option 1\",Apdx_1_ProposedGoals!BA5,Apdx_1_AltGoals!BA5)","v":1059.0148661971609},{"$f":"IF(CostData!$C$6=\"Proposed - Option 1\",Apdx_1_ProposedGoals!BB5,Apdx_1_AltGoals!BB5)","v":1146.9510007301601},{"$f":"IF(CostData!$C$6=\"Proposed - Option 1\",Apdx_1_ProposedGoals!BC5,Apdx_1_AltGoals!BC5)","v":1059.0148661971609}]
[null,"Alaska",{"$f":"IF(CostData!$C$6=\"Proposed - Option 1\",Apdx_1_ProposedGoals!C6,Apdx_1_AltGoals!C6)","v":2851.8639784000002},{"$f":"IF(CostData!$C$6=\"Proposed - Option 1\",Apdx_1_ProposedGoals!D6,Apdx_1_AltGoals!D6)","v":1149.0343319000001},{"$f":"IF(CostData!$C$6=\"Proposed - Option 1\",Apdx_1_ProposedGoals!E6,Apdx_1_AltGoals!E6)","v":0},{"$f":"IF(CostData!$C$6=\"Proposed - Option 1\",Apdx_1_ProposedGoals!F6,Apdx_1_AltGoals!F6)","v":1179006933.8139415},{"$f":"IF(CostData!$C$6=\"Proposed - Option 1\",Apdx_1_ProposedGoals!G6,Apdx_1_AltGoals!G6)","v":215407},{"$f":"IF(CostData!$C$6=\"Proposed - Option 1\",Apdx_1_ProposedGoals!H6,Apdx_1_AltGoals!H6)","v":2204942.0011},{"$f":"IF(CostData!$C$6=\"Proposed - Option 1\",Apdx_1_ProposedGoals!I6,Apdx_1_AltGoals!I6)","v":0},{"$f":"IF(CostData!$C$6=\"Proposed - Option 1\",Apdx_1_ProposedGoals!J6,Apdx_1_AltGoals!J6)","v":741852.83059999999},{"$f":"IF(CostData!$C$6=\"Proposed - Option 1\",Apdx_1_ProposedGoals!K6,Apdx_1_AltGoals!K6)","v":589},{"$f":"IF(CostData!$C$6=\"Proposed - Option 1\",Apdx_1_ProposedGoals!L6,Apdx_1_AltGoals!L6)","v":0},{"$f":"IF(CostData!$C$6=\"Proposed - Option 1\",Apdx_1_ProposedGoals!M6,Apdx_1_AltGoals!M6)","v":2680.7521396960001},{"$f":"IF(CostData!$C$6=\"Proposed - Option 1\",Apdx_1_ProposedGoals!N6,Apdx_1_AltGoals!N6)","v":0},{"$f":"IF(CostData!$C$6=\"Proposed - Option 1\",Apdx_1_ProposedGoals!O6,Apdx_1_AltGoals!O6)","v":0},{"$f":"IF(CostData!$C$6=\"Proposed - Option 1\",Apdx_1_ProposedGoals!P6,Apdx_1_AltGoals!P6)","v":2420349.0011},{"$f":"IF(CostData!$C$6=\"Proposed - Option 1\",Apdx_1_ProposedGoals!Q6,Apdx_1_AltGoals!Q6)","v":1179006933.8139415},{"$f":"IF(CostData!$C$6=\"Proposed - Option 1\",Apdx_1_ProposedGoals!R6,Apdx_1_AltGoals!R6)","v":741852.83059999999},{"$f":"IF(CostData!$C$6=\"Proposed - Option 1\",Apdx_1_ProposedGoals!S6,Apdx_1_AltGoals!S6)","v":0.42617654902338253},{"$f":"IF(CostData!$C$6=\"Proposed - Option 1\",Apdx_1_ProposedGoals!T6,Apdx_1_AltGoals!T6)","v":0.46781093752416031},{"$f":"IF(CostData!$C$6=\"Proposed - Option 1\",Apdx_1_ProposedGoals!U6,Apdx_1_AltGoals!U6)","v":0},{"$f":"IF(CostData!$C$6=\"Proposed - Option 1\",Apdx_1_ProposedGoals!V6,Apdx_1_AltGoals!V6)","v":61595},{"$f":"IF(CostData!$C$6=\"Proposed - Option 1\",Apdx_1_ProposedGoals!W6,Apdx_1_AltGoals!W6)","v":68633},{"$f":"IF(CostData!$C$6=\"Proposed - Option 1\",Apdx_1_ProposedGoals!X6,Apdx_1_AltGoals!X6)","v":76475},{"$f":"IF(CostData!$C$6=\"Proposed - Option 1\",Apdx_1_ProposedGoals!Y6,Apdx_1_AltGoals!Y6)","v":85213},{"$f":"IF(CostData!$C$6=\"Proposed - Option 1\",Apdx_1_ProposedGoals!Z6,Apdx_1_AltGoals!Z6)","v":94950},{"$f":"IF(CostData!$C$6=\"Proposed - Option 1\",Apdx_1_ProposedGoals!AA6,Apdx_1_AltGoals!AA6)","v":105799},{"$f":"IF(CostData!$C$6=\"Proposed - Option 1\",Apdx_1_ProposedGoals!AB6,Apdx_1_AltGoals!AB6)","v":117887},{"$f":"IF(CostData!$C$6=\"Proposed - Option 1\",Apdx_1_ProposedGoals!AC6,Apdx_1_AltGoals!AC6)","v":131357},{"$f":"IF(CostData!$C$6=\"Proposed - Option 1\",Apdx_1_ProposedGoals!AD6,Apdx_1_AltGoals!AD6)","v":146365},{"$f":"IF(CostData!$C$6=\"Proposed - Option 1\",Apdx_1_ProposedGoals!AE6,Apdx_1_AltGoals!AE6)","v":163089},{"$f":"IF(CostData!$C$6=\"Proposed - Option 1\",Apdx_1_ProposedGoals!AF6,Apdx_1_AltGoals!AF6)","v":1.2212421844644984E-2},{"$f":"IF(CostData!$C$6=\"Proposed - Option 1\",Apdx_1_ProposedGoals!AG6,Apdx_1_AltGoals!AG6)","v":1.9521570512016733E-2},{"$f":"IF(CostData!$C$6=\"Proposed - Option 1\",Apdx_1_ProposedGoals!AH6,Apdx_1_AltGoals!AH6)","v":2.8244504204679194E-2},{"$f":"IF(CostData!$C$6=\"Proposed - Option 1\",Apdx_1_ProposedGoals!AI6,Apdx_1_AltGoals!AI6)","v":3.8228870530589272E-2},{"$f":"IF(CostData!$C$6=\"Proposed - Option 1\",Apdx_1_ProposedGoals!AJ6,Apdx_1_AltGoals!AJ6)","v":4.9320367399744186E-2},{"$f":"IF(CostData!$C$6=\"Proposed - Option 1\",Apdx_1_ProposedGoals!AK6,Apdx_1_AltGoals!AK6)","v":6.0204737187786357E-2},{"$f":"IF(CostData!$C$6=\"Proposed - Option 1\",Apdx_1_ProposedGoals!AL6,Apdx_1_AltGoals!AL6)","v":7.0126534583745154E-2},{"$f":"IF(CostData!$C$6=\"Proposed - Option 1\",Apdx_1_ProposedGoals!AM6,Apdx_1_AltGoals!AM6)","v":7.9121468770809833E-2},{"$f":"IF(CostData!$C$6=\"Proposed - Option 1\",Apdx_1_ProposedGoals!AN6,Apdx_1_AltGoals!AN6)","v":8.7223586883008228E-2},{"$f":"IF(CostData!$C$6=\"Proposed - Option 1\",Apdx_1_ProposedGoals!AO6,Apdx_1_AltGoals!AO6)","v":9.4465345874631207E-2},{"$f":"IF(CostData!$C$6=\"Proposed - Option 1\",Apdx_1_ProposedGoals!AP6,Apdx_1_AltGoals!AP6)","v":0.95575594451088541},{"$f":"IF(CostData!$C$6=\"Proposed - Option 1\",Apdx_1_ProposedGoals!AQ6,Apdx_1_AltGoals!AQ6)","v":6898283.4660999998},{"$f":"IF(CostData!$C$6=\"Proposed - Option 1\",Apdx_1_ProposedGoals!AR6,Apdx_1_AltGoals!AR6)","v":1198.4547266160848},{"$f":"IF(CostData!$C$6=\"Proposed - Option 1\",Apdx_1_ProposedGoals!AS6,Apdx_1_AltGoals!AS6)","v":1178.753237597163},{"$f":"IF(CostData!$C$6=\"Proposed - Option 1\",Apdx_1_ProposedGoals!AT6,Apdx_1_AltGoals!AT6)","v":1156.2605733137525},{"$f":"IF(CostData!$C$6=\"Proposed - Option 1\",Apdx_1_ProposedGoals!AU6,Apdx_1_AltGoals!AU6)","v":1131.6232464035427},{"$f":"IF(CostData!$C$6=\"Proposed - Option 1\",Apdx_1_ProposedGoals!AV6,Apdx_1_AltGoals!AV6)","v":1105.4472514645827},{"$f":"IF(CostData!$C$6=\"Proposed - Option 1\",Apdx_1_ProposedGoals!AW6,Apdx_1_AltGoals!AW6)","v":1080.5296163593198},{"$f":"IF(CostData!$C$6=\"Proposed - Option 1\",Apdx_1_ProposedGoals!AX6,Apdx_1_AltGoals!AX6)","v":1058.1526390736981},{"$f":"IF(CostData!$C$6=\"Proposed - Option 1\",Apdx_1_ProposedGoals!AY6,Apdx_1_AltGoals!AY6)","v":1037.9686275410008},{"$f":"IF(CostData!$C$6=\"Proposed - Option 1\",Apdx_1_ProposedGoals!AZ6,Apdx_1_AltGoals!AZ6)","v":1019.6806452543434},{"$f":"IF(CostData!$C$6=\"Proposed - Option 1\",Apdx_1_ProposedGoals!BA6,Apdx_1_AltGoals!BA6)","v":1003.0300713079674},{"$f":"IF(CostData!$C$6=\"Proposed - Option 1\",Apdx_1_ProposedGoals!BB6,Apdx_1_AltGoals!BB6)","v":1096.9900634931455},{"$f":"IF(CostData!$C$6=\"Proposed - Option 1\",Apdx_1_ProposedGoals!BC6,Apdx_1_AltGoals!BC6)","v":1003.0300713079674}]
[null,"Arizona",{"$f":"IF(CostData!$C$6=\"Proposed - Option 1\",Apdx_1_ProposedGoals!C7,Apdx_1_AltGoals!C7)","v":2268.1042771000002},{"$f":"IF(CostData!$C$6=\"Proposed - Option 1\",Apdx_1_ProposedGoals!D7,Apdx_1_AltGoals!D7)","v":899.86091399999998},{"$f":"IF(CostData!$C$6=\"Proposed - Option 1\",Apdx_1_ProposedGoals!E7,Apdx_1_AltGoals!E7)","v":1562.9144492},{"$f":"IF(CostData!$C$6=\"Proposed - Option 1\",Apdx_1_ProposedGoals!F7,Apdx_1_AltGoals!F7)","v":17227768.092891555},{"$f":"IF(CostData!$C$6=\"Proposed - Option 1\",Apdx_1_ProposedGoals!G7,Apdx_1_AltGoals!G7)","v":24335930},{"$f":"IF(CostData!$C$6=\"Proposed - Option 1\",Apdx_1_ProposedGoals!H7,Apdx_1_AltGoals!H7)","v":26782325.404100001},{"$f":"IF(CostData!$C$6=\"Proposed - Option 1\",Apdx_1_ProposedGoals!I7,Apdx_1_AltGoals!I7)","v":1033871.4028},{"$f":"IF(CostData!$C$6=\"Proposed - Option 1\",Apdx_1_ProposedGoals!J7,Apdx_1_AltGoals!J7)","v":19361.3842611},{"$f":"IF(CostData!$C$6=\"Proposed - Option 1\",Apdx_1_ProposedGoals!K7,Apdx_1_AltGoals!K7)","v":11201.5},{"$f":"IF(CostData!$C$6=\"Proposed - Option 1\",Apdx_1_ProposedGoals!L7,Apdx_1_AltGoals!L7)","v":0},{"$f":"IF(CostData!$C$6=\"Proposed - Option 1\",Apdx_1_ProposedGoals!M7,Apdx_1_AltGoals!M7)","v":2132.018020474},{"$f":"IF(CostData!$C$6=\"Proposed - Option 1\",Apdx_1_ProposedGoals!N7,Apdx_1_AltGoals!N7)","v":0},{"$f":"IF(CostData!$C$6=\"Proposed - Option 1\",Apdx_1_ProposedGoals!O7,Apdx_1_AltGoals!O7)","v":0},{"$f":"IF(CostData!$C$6=\"Proposed - Option 1\",Apdx_1_ProposedGoals!P7,Apdx_1_AltGoals!P7)","v":52152126.806900002},{"$f":"IF(CostData!$C$6=\"Proposed - Option 1\",Apdx_1_ProposedGoals!Q7,Apdx_1_AltGoals!Q7)","v":17227768.092891555},{"$f":"IF(CostData!$C$6=\"Proposed - Option 1\",Apdx_1_ProposedGoals!R7,Apdx_1_AltGoals!R7)","v":19361.3842611},{"$f":"IF(CostData!$C$6=\"Proposed - Option 1\",Apdx_1_ProposedGoals!S7,Apdx_1_AltGoals!S7)","v":0.27219476733108133},{"$f":"IF(CostData!$C$6=\"Proposed - Option 1\",Apdx_1_ProposedGoals!T7,Apdx_1_AltGoals!T7)","v":0.53003373709484003},{"$f":"IF(CostData!$C$6=\"Proposed - Option 1\",Apdx_1_ProposedGoals!U7,Apdx_1_AltGoals!U7)","v":1818486.110605574},{"$f":"IF(CostData!$C$6=\"Proposed - Option 1\",Apdx_1_ProposedGoals!V7,Apdx_1_AltGoals!V7)","v":2150929.7962148427},{"$f":"IF(CostData!$C$6=\"Proposed - Option 1\",Apdx_1_ProposedGoals!W7,Apdx_1_AltGoals!W7)","v":2282026.0444199638},{"$f":"IF(CostData!$C$6=\"Proposed - Option 1\",Apdx_1_ProposedGoals!X7,Apdx_1_AltGoals!X7)","v":2421112.4308079784},{"$f":"IF(CostData!$C$6=\"Proposed - Option 1\",Apdx_1_ProposedGoals!Y7,Apdx_1_AltGoals!Y7)","v":2568675.943443425},{"$f":"IF(CostData!$C$6=\"Proposed - Option 1\",Apdx_1_ProposedGoals!Z7,Apdx_1_AltGoals!Z7)","v":2725233.2516516135},{"$f":"IF(CostData!$C$6=\"Proposed - Option 1\",Apdx_1_ProposedGoals!AA7,Apdx_1_AltGoals!AA7)","v":2891332.5150511358},{"$f":"IF(CostData!$C$6=\"Proposed - Option 1\",Apdx_1_ProposedGoals!AB7,Apdx_1_AltGoals!AB7)","v":3067555.3028444485},{"$f":"IF(CostData!$C$6=\"Proposed - Option 1\",Apdx_1_ProposedGoals!AC7,Apdx_1_AltGoals!AC7)","v":3254518.6300866101},{"$f":"IF(CostData!$C$6=\"Proposed - Option 1\",Apdx_1_ProposedGoals!AD7,Apdx_1_AltGoals!AD7)","v":3452877.1180618308},{"$f":"IF(CostData!$C$6=\"Proposed - Option 1\",Apdx_1_ProposedGoals!AE7,Apdx_1_AltGoals!AE7)","v":3663325.286332035},{"$f":"IF(CostData!$C$6=\"Proposed - Option 1\",Apdx_1_ProposedGoals!AF7,Apdx_1_AltGoals!AF7)","v":5.2367999867446578E-2},{"$f":"IF(CostData!$C$6=\"Proposed - Option 1\",Apdx_1_ProposedGoals!AG7,Apdx_1_AltGoals!AG7)","v":6.2772281450957992E-2},{"$f":"IF(CostData!$C$6=\"Proposed - Option 1\",Apdx_1_ProposedGoals!AH7,Apdx_1_AltGoals!AH7)","v":7.2197706945918413E-2},{"$f":"IF(CostData!$C$6=\"Proposed - Option 1\",Apdx_1_ProposedGoals!AI7,Apdx_1_AltGoals!AI7)","v":8.0688243125984341E-2},{"$f":"IF(CostData!$C$6=\"Proposed - Option 1\",Apdx_1_ProposedGoals!AJ7,Apdx_1_AltGoals!AJ7)","v":8.828567033371125E-2},{"$f":"IF(CostData!$C$6=\"Proposed - Option 1\",Apdx_1_ProposedGoals!AK7,Apdx_1_AltGoals!AK7)","v":9.5029689261253603E-2},{"$f":"IF(CostData!$C$6=\"Proposed - Option 1\",Apdx_1_ProposedGoals!AL7,Apdx_1_AltGoals!AL7)","v":0.10095802249991032},{"$f":"IF(CostData!$C$6=\"Proposed - Option 1\",Apdx_1_ProposedGoals!AM7,Apdx_1_AltGoals!AM7)","v":0.10610651111465083},{"$f":"IF(CostData!$C$6=\"Proposed - Option 1\",Apdx_1_ProposedGoals!AN7,Apdx_1_AltGoals!AN7)","v":0.11050920648721524},{"$f":"IF(CostData!$C$6=\"Proposed - Option 1\",Apdx_1_ProposedGoals!AO7,Apdx_1_AltGoals!AO7)","v":0.11419845765945275},{"$f":"IF(CostData!$C$6=\"Proposed - Option 1\",Apdx_1_ProposedGoals!AP7,Apdx_1_AltGoals!AP7)","v":1.4251222105415922},{"$f":"IF(CostData!$C$6=\"Proposed - Option 1\",Apdx_1_ProposedGoals!AQ7,Apdx_1_AltGoals!AQ7)","v":80700600.059299991},{"$f":"IF(CostData!$C$6=\"Proposed - Option 1\",Apdx_1_ProposedGoals!AR7,Apdx_1_AltGoals!AR7)","v":777.69083296047597},{"$f":"IF(CostData!$C$6=\"Proposed - Option 1\",Apdx_1_ProposedGoals!AS7,Apdx_1_AltGoals!AS7)","v":765.38314084976446},{"$f":"IF(CostData!$C$6=\"Proposed - Option 1\",Apdx_1_ProposedGoals!AT7,Apdx_1_AltGoals!AT7)","v":754.31853101159254},{"$f":"IF(CostData!$C$6=\"Proposed - Option 1\",Apdx_1_ProposedGoals!AU7,Apdx_1_AltGoals!AU7)","v":744.35880298741824},{"$f":"IF(CostData!$C$6=\"Proposed - Option 1\",Apdx_1_ProposedGoals!AV7,Apdx_1_AltGoals!AV7)","v":735.3845772872661},{"$f":"IF(CostData!$C$6=\"Proposed - Option 1\",Apdx_1_ProposedGoals!AW7,Apdx_1_AltGoals!AW7)","v":727.29201145726518},{"$f":"IF(CostData!$C$6=\"Proposed - Option 1\",Apdx_1_ProposedGoals!AX7,Apdx_1_AltGoals!AX7)","v":719.99016010742127},{"$f":"IF(CostData!$C$6=\"Proposed - Option 1\",Apdx_1_ProposedGoals!AY7,Apdx_1_AltGoals!AY7)","v":713.39883465656169},{"$f":"IF(CostData!$C$6=\"Proposed - Option 1\",Apdx_1_ProposedGoals!AZ7,Apdx_1_AltGoals!AZ7)","v":707.44685428414061},{"$f":"IF(CostData!$C$6=\"Proposed - Option 1\",Apdx_1_ProposedGoals!BA7,Apdx_1_AltGoals!BA7)","v":702.07060566763369},{"$f":"IF(CostData!$C$6=\"Proposed - Option 1\",Apdx_1_ProposedGoals!BB7,Apdx_1_AltGoals!BB7)","v":734.73343512695396},{"$f":"IF(CostData!$C$6=\"Proposed - Option 1\",Apdx_1_ProposedGoals!BC7,Apdx_1_AltGoals!BC7)","v":702.07060566763369}]
[null,"Arkansas",{"$f":"IF(CostData!$C$6=\"Proposed - Option 1\",Apdx_1_ProposedGoals!C8,Apdx_1_AltGoals!C8)","v":2276.1671658999999},{"$f":"IF(CostData!$C$6=\"Proposed - Option 1\",Apdx_1_ProposedGoals!D8,Apdx_1_AltGoals!D8)","v":827.20611759999997},{"$f":"IF(CostData!$C$6=\"Proposed - Option 1\",Apdx_1_ProposedGoals!E8,Apdx_1_AltGoals!E8)","v":1446.3626015},{"$f":"IF(CostData!$C$6=\"Proposed - Option 1\",Apdx_1_ProposedGoals!F8,Apdx_1_AltGoals!F8)","v":789080955.25707102},{"$f":"IF(CostData!$C$6=\"Proposed - Option 1\",Apdx_1_ProposedGoals!G8,Apdx_1_AltGoals!G8)","v":28378831},{"$f":"IF(CostData!$C$6=\"Proposed - Option 1\",Apdx_1_ProposedGoals!H8,Apdx_1_AltGoals!H8)","v":15651184.9989},{"$f":"IF(CostData!$C$6=\"Proposed - Option 1\",Apdx_1_ProposedGoals!I8,Apdx_1_AltGoals!I8)","v":860469.77339999995},{"$f":"IF(CostData!$C$6=\"Proposed - Option 1\",Apdx_1_ProposedGoals!J8,Apdx_1_AltGoals!J8)","v":1310917.1879999998},{"$f":"IF(CostData!$C$6=\"Proposed - Option 1\",Apdx_1_ProposedGoals!K8,Apdx_1_AltGoals!K8)","v":5588.4},{"$f":"IF(CostData!$C$6=\"Proposed - Option 1\",Apdx_1_ProposedGoals!L8,Apdx_1_AltGoals!L8)","v":0},{"$f":"IF(CostData!$C$6=\"Proposed - Option 1\",Apdx_1_ProposedGoals!M8,Apdx_1_AltGoals!M8)","v":2139.597135946},{"$f":"IF(CostData!$C$6=\"Proposed - Option 1\",Apdx_1_ProposedGoals!N8,Apdx_1_AltGoals!N8)","v":10218692.588789813},{"$f":"IF(CostData!$C$6=\"Proposed - Option 1\",Apdx_1_ProposedGoals!O8,Apdx_1_AltGoals!O8)","v":309839.26351019286},{"$f":"IF(CostData!$C$6=\"Proposed - Option 1\",Apdx_1_ProposedGoals!P8,Apdx_1_AltGoals!P8)","v":34361953.919999994},{"$f":"IF(CostData!$C$6=\"Proposed - Option 1\",Apdx_1_ProposedGoals!Q8,Apdx_1_AltGoals!Q8)","v":789080955.25707102},{"$f":"IF(CostData!$C$6=\"Proposed - Option 1\",Apdx_1_ProposedGoals!R8,Apdx_1_AltGoals!R8)","v":1310917.1879999998},{"$f":"IF(CostData!$C$6=\"Proposed - Option 1\",Apdx_1_ProposedGoals!S8,Apdx_1_AltGoals!S8)","v":0.31883604537555943},{"$f":"IF(CostData!$C$6=\"Proposed - Option 1\",Apdx_1_ProposedGoals!T8,Apdx_1_AltGoals!T8)","v":0.7},{"$f":"IF(CostData!$C$6=\"Proposed - Option 1\",Apdx_1_ProposedGoals!U8,Apdx_1_AltGoals!U8)","v":842037.12970128574},{"$f":"IF(CostData!$C$6=\"Proposed - Option 1\",Apdx_1_ProposedGoals!V8,Apdx_1_AltGoals!V8)","v":2288229.0213397061},{"$f":"IF(CostData!$C$6=\"Proposed - Option 1\",Apdx_1_ProposedGoals!W8,Apdx_1_AltGoals!W8)","v":2479266.0746687674},{"$f":"IF(CostData!$C$6=\"Proposed - Option 1\",Apdx_1_ProposedGoals!X8,Apdx_1_AltGoals!X8)","v":2686252.2115048999},{"$f":"IF(CostData!$C$6=\"Proposed - Option 1\",Apdx_1_ProposedGoals!Y8,Apdx_1_AltGoals!Y8)","v":2910518.9707317012},{"$f":"IF(CostData!$C$6=\"Proposed - Option 1\",Apdx_1_ProposedGoals!Z8,Apdx_1_AltGoals!Z8)","v":3153509.0572316013},{"$f":"IF(CostData!$C$6=\"Proposed - Option 1\",Apdx_1_ProposedGoals!AA8,Apdx_1_AltGoals!AA8)","v":3416785.6227859175},{"$f":"IF(CostData!$C$6=\"Proposed - Option 1\",Apdx_1_ProposedGoals!AB8,Apdx_1_AltGoals!AB8)","v":3702042.3218080997},{"$f":"IF(CostData!$C$6=\"Proposed - Option 1\",Apdx_1_ProposedGoals!AC8,Apdx_1_AltGoals!AC8)","v":4011114.2065985613},{"$f":"IF(CostData!$C$6=\"Proposed - Option 1\",Apdx_1_ProposedGoals!AD8,Apdx_1_AltGoals!AD8)","v":4345989.5322101079},{"$f":"IF(CostData!$C$6=\"Proposed - Option 1\",Apdx_1_ProposedGoals!AE8,Apdx_1_AltGoals!AE8)","v":4708822.5468645049},{"$f":"IF(CostData!$C$6=\"Proposed - Option 1\",Apdx_1_ProposedGoals!AF8,Apdx_1_AltGoals!AF8)","v":1.5237756645043206E-2},{"$f":"IF(CostData!$C$6=\"Proposed - Option 1\",Apdx_1_ProposedGoals!AG8,Apdx_1_AltGoals!AG8)","v":2.3140612618675508E-2},{"$f":"IF(CostData!$C$6=\"Proposed - Option 1\",Apdx_1_ProposedGoals!AH8,Apdx_1_AltGoals!AH8)","v":3.238611909352046E-2},{"$f":"IF(CostData!$C$6=\"Proposed - Option 1\",Apdx_1_ProposedGoals!AI8,Apdx_1_AltGoals!AI8)","v":4.2820567914841019E-2},{"$f":"IF(CostData!$C$6=\"Proposed - Option 1\",Apdx_1_ProposedGoals!AJ8,Apdx_1_AltGoals!AJ8)","v":5.4211349179579094E-2},{"$f":"IF(CostData!$C$6=\"Proposed - Option 1\",Apdx_1_ProposedGoals!AK8,Apdx_1_AltGoals!AK8)","v":6.4613667196547847E-2},{"$f":"IF(CostData!$C$6=\"Proposed - Option 1\",Apdx_1_ProposedGoals!AL8,Apdx_1_AltGoals!AL8)","v":7.4065695082287608E-2},{"$f":"IF(CostData!$C$6=\"Proposed - Option 1\",Apdx_1_ProposedGoals!AM8,Apdx_1_AltGoals!AM8)","v":8.2603816043337261E-2},{"$f":"IF(CostData!$C$6=\"Proposed - Option 1\",Apdx_1_ProposedGoals!AN8,Apdx_1_AltGoals!AN8)","v":9.026270259875846E-2},{"$f":"IF(CostData!$C$6=\"Proposed - Option 1\",Apdx_1_ProposedGoals!AO8,Apdx_1_AltGoals!AO8)","v":9.7075392238470892E-2},{"$f":"IF(CostData!$C$6=\"Proposed - Option 1\",Apdx_1_ProposedGoals!AP8,Apdx_1_AltGoals!AP8)","v":1.1398795462238362},{"$f":"IF(CostData!$C$6=\"Proposed - Option 1\",Apdx_1_ProposedGoals!AQ8,Apdx_1_AltGoals!AQ8)","v":50378720.481699996},{"$f":"IF(CostData!$C$6=\"Proposed - Option 1\",Apdx_1_ProposedGoals!AR8,Apdx_1_AltGoals!AR8)","v":1028.4673874588877},{"$f":"IF(CostData!$C$6=\"Proposed - Option 1\",Apdx_1_ProposedGoals!AS8,Apdx_1_AltGoals!AS8)","v":1016.5130974497691},{"$f":"IF(CostData!$C$6=\"Proposed - Option 1\",Apdx_1_ProposedGoals!AT8,Apdx_1_AltGoals!AT8)","v":1003.1981539342876},{"$f":"IF(CostData!$C$6=\"Proposed - Option 1\",Apdx_1_ProposedGoals!AU8,Apdx_1_AltGoals!AU8)","v":988.76096381723312},{"$f":"IF(CostData!$C$6=\"Proposed - Option 1\",Apdx_1_ProposedGoals!AV8,Apdx_1_AltGoals!AV8)","v":973.50133153565127},{"$f":"IF(CostData!$C$6=\"Proposed - Option 1\",Apdx_1_ProposedGoals!AW8,Apdx_1_AltGoals!AW8)","v":959.23225641246893},{"$f":"IF(CostData!$C$6=\"Proposed - Option 1\",Apdx_1_ProposedGoals!AX8,Apdx_1_AltGoals!AX8)","v":945.82479787364241},{"$f":"IF(CostData!$C$6=\"Proposed - Option 1\",Apdx_1_ProposedGoals!AY8,Apdx_1_AltGoals!AY8)","v":933.16245006438544},{"$f":"IF(CostData!$C$6=\"Proposed - Option 1\",Apdx_1_ProposedGoals!AZ8,Apdx_1_AltGoals!AZ8)","v":921.13906530978852},{"$f":"IF(CostData!$C$6=\"Proposed - Option 1\",Apdx_1_ProposedGoals!BA8,Apdx_1_AltGoals!BA8)","v":909.65714587854814},{"$f":"IF(CostData!$C$6=\"Proposed - Option 1\",Apdx_1_ProposedGoals!BB8,Apdx_1_AltGoals!BB8)","v":967.94566497346625},{"$f":"IF(CostData!$C$6=\"Proposed - Option 1\",Apdx_1_ProposedGoals!BC8,Apdx_1_AltGoals!BC8)","v":909.65714587854814}]
[null,"California",{"$f":"IF(CostData!$C$6=\"Proposed - Option 1\",Apdx_1_ProposedGoals!C9,Apdx_1_AltGoals!C9)","v":2184.3824657999999},{"$f":"IF(CostData!$C$6=\"Proposed - Option 1\",Apdx_1_ProposedGoals!D9,Apdx_1_AltGoals!D9)","v":866.62532759999999},{"$f":"IF(CostData!$C$6=\"Proposed - Option 1\",Apdx_1_ProposedGoals!E9,Apdx_1_AltGoals!E9)","v":1405.0881457},{"$f":"IF(CostData!$C$6=\"Proposed - Option 1\",Apdx_1_ProposedGoals!F9,Apdx_1_AltGoals!F9)","v":9203690697.6602497},{"$f":"IF(CostData!$C$6=\"Proposed - Option 1\",Apdx_1_ProposedGoals!G9,Apdx_1_AltGoals!G9)","v":933157},{"$f":"IF(CostData!$C$6=\"Proposed - Option 1\",Apdx_1_ProposedGoals!H9,Apdx_1_AltGoals!H9)","v":81298989.272799999},{"$f":"IF(CostData!$C$6=\"Proposed - Option 1\",Apdx_1_ProposedGoals!I9,Apdx_1_AltGoals!I9)","v":10403921},{"$f":"IF(CostData!$C$6=\"Proposed - Option 1\",Apdx_1_ProposedGoals!J9,Apdx_1_AltGoals!J9)","v":14405899.252831599},{"$f":"IF(CostData!$C$6=\"Proposed - Option 1\",Apdx_1_ProposedGoals!K9,Apdx_1_AltGoals!K9)","v":20765.3},{"$f":"IF(CostData!$C$6=\"Proposed - Option 1\",Apdx_1_ProposedGoals!L9,Apdx_1_AltGoals!L9)","v":1855.2},{"$f":"IF(CostData!$C$6=\"Proposed - Option 1\",Apdx_1_ProposedGoals!M9,Apdx_1_AltGoals!M9)","v":2053.3195178519995},{"$f":"IF(CostData!$C$6=\"Proposed - Option 1\",Apdx_1_ProposedGoals!N9,Apdx_1_AltGoals!N9)","v":0},{"$f":"IF(CostData!$C$6=\"Proposed - Option 1\",Apdx_1_ProposedGoals!O9,Apdx_1_AltGoals!O9)","v":0},{"$f":"IF(CostData!$C$6=\"Proposed - Option 1\",Apdx_1_ProposedGoals!P9,Apdx_1_AltGoals!P9)","v":92636067.272799999},{"$f":"IF(CostData!$C$6=\"Proposed - Option 1\",Apdx_1_ProposedGoals!Q9,Apdx_1_AltGoals!Q9)","v":16971116790.127369},{"$f":"IF(CostData!$C$6=\"Proposed - Option 1\",Apdx_1_ProposedGoals!R9,Apdx_1_AltGoals!R9)","v":23368741.492831599},{"$f":"IF(CostData!$C$6=\"Proposed - Option 1\",Apdx_1_ProposedGoals!S9,Apdx_1_AltGoals!S9)","v":0.44571229003685803},{"$f":"IF(CostData!$C$6=\"Proposed - Option 1\",Apdx_1_ProposedGoals!T9,Apdx_1_AltGoals!T9)","v":0.49446530378017761},{"$f":"IF(CostData!$C$6=\"Proposed - Option 1\",Apdx_1_ProposedGoals!U9,Apdx_1_AltGoals!U9)","v":1034647.9267860011},{"$f":"IF(CostData!$C$6=\"Proposed - Option 1\",Apdx_1_ProposedGoals!V9,Apdx_1_AltGoals!V9)","v":37968065.870375805},{"$f":"IF(CostData!$C$6=\"Proposed - Option 1\",Apdx_1_ProposedGoals!W9,Apdx_1_AltGoals!W9)","v":40282167.89079991},{"$f":"IF(CostData!$C$6=\"Proposed - Option 1\",Apdx_1_ProposedGoals!X9,Apdx_1_AltGoals!X9)","v":41150704.3839375},{"$f":"IF(CostData!$C$6=\"Proposed - Option 1\",Apdx_1_ProposedGoals!Y9,Apdx_1_AltGoals!Y9)","v":41150704.3839375},{"$f":"IF(CostData!$C$6=\"Proposed - Option 1\",Apdx_1_ProposedGoals!Z9,Apdx_1_AltGoals!Z9)","v":41150704.3839375},{"$f":"IF(CostData!$C$6=\"Proposed - Option 1\",Apdx_1_ProposedGoals!AA9,Apdx_1_AltGoals!AA9)","v":41150704.3839375},{"$f":"IF(CostData!$C$6=\"Proposed - Option 1\",Apdx_1_ProposedGoals!AB9,Apdx_1_AltGoals!AB9)","v":41150704.3839375},{"$f":"IF(CostData!$C$6=\"Proposed - Option 1\",Apdx_1_ProposedGoals!AC9,Apdx_1_AltGoals!AC9)","v":41150704.3839375},{"$f":"IF(CostData!$C$6=\"Proposed - Option 1\",Apdx_1_ProposedGoals!AD9,Apdx_1_AltGoals!AD9)","v":41150704.3839375},{"$f":"IF(CostData!$C$6=\"Proposed - Option 1\",Apdx_1_ProposedGoals!AE9,Apdx_1_AltGoals!AE9)","v":41150704.3839375},{"$f":"IF(CostData!$C$6=\"Proposed - Option 1\",Apdx_1_ProposedGoals!AF9,Apdx_1_AltGoals!AF9)","v":4.9456007930732467E-2},{"$f":"IF(CostData!$C$6=\"Proposed - Option 1\",Apdx_1_ProposedGoals!AG9,Apdx_1_AltGoals!AG9)","v":6.0362560982640437E-2},{"$f":"IF(CostData!$C$6=\"Proposed - Option 1\",Apdx_1_ProposedGoals!AH9,Apdx_1_AltGoals!AH9)","v":7.0297770484374467E-2},{"$f":"IF(CostData!$C$6=\"Proposed - Option 1\",Apdx_1_ProposedGoals!AI9,Apdx_1_AltGoals!AI9)","v":7.9299469966344627E-2},{"$f":"IF(CostData!$C$6=\"Proposed - Option 1\",Apdx_1_ProposedGoals!AJ9,Apdx_1_AltGoals!AJ9)","v":8.7403710557806144E-2},{"$f":"IF(CostData!$C$6=\"Proposed - Option 1\",Apdx_1_ProposedGoals!AK9,Apdx_1_AltGoals!AK9)","v":9.4644840479344419E-2},{"$f":"IF(CostData!$C$6=\"Proposed - Option 1\",Apdx_1_ProposedGoals!AL9,Apdx_1_AltGoals!AL9)","v":0.10105558093639},{"$f":"IF(CostData!$C$6=\"Proposed - Option 1\",Apdx_1_ProposedGoals!AM9,Apdx_1_AltGoals!AM9)","v":0.10666709857602427},{"$f":"IF(CostData!$C$6=\"Proposed - Option 1\",Apdx_1_ProposedGoals!AN9,Apdx_1_AltGoals!AN9)","v":0.11150907466201147},{"$f":"IF(CostData!$C$6=\"Proposed - Option 1\",Apdx_1_ProposedGoals!AO9,Apdx_1_AltGoals!AO9)","v":0.11560977111600071},{"$f":"IF(CostData!$C$6=\"Proposed - Option 1\",Apdx_1_ProposedGoals!AP9,Apdx_1_AltGoals!AP9)","v":0.71065789075174424},{"$f":"IF(CostData!$C$6=\"Proposed - Option 1\",Apdx_1_ProposedGoals!AQ9,Apdx_1_AltGoals!AQ9)","v":279029344.65380001},{"$f":"IF(CostData!$C$6=\"Proposed - Option 1\",Apdx_1_ProposedGoals!AR9,Apdx_1_AltGoals!AR9)","v":590.06916452261805},{"$f":"IF(CostData!$C$6=\"Proposed - Option 1\",Apdx_1_ProposedGoals!AS9,Apdx_1_AltGoals!AS9)","v":574.46511607979551},{"$f":"IF(CostData!$C$6=\"Proposed - Option 1\",Apdx_1_ProposedGoals!AT9,Apdx_1_AltGoals!AT9)","v":564.99147780527039},{"$f":"IF(CostData!$C$6=\"Proposed - Option 1\",Apdx_1_ProposedGoals!AU9,Apdx_1_AltGoals!AU9)","v":559.19264854905725},{"$f":"IF(CostData!$C$6=\"Proposed - Option 1\",Apdx_1_ProposedGoals!AV9,Apdx_1_AltGoals!AV9)","v":554.07284723596695},{"$f":"IF(CostData!$C$6=\"Proposed - Option 1\",Apdx_1_ProposedGoals!AW9,Apdx_1_AltGoals!AW9)","v":549.57697256944448},{"$f":"IF(CostData!$C$6=\"Proposed - Option 1\",Apdx_1_ProposedGoals!AX9,Apdx_1_AltGoals!AX9)","v":545.65712648563124},{"$f":"IF(CostData!$C$6=\"Proposed - Option 1\",Apdx_1_ProposedGoals!AY9,Apdx_1_AltGoals!AY9)","v":542.27157467269069},{"$f":"IF(CostData!$C$6=\"Proposed - Option 1\",Apdx_1_ProposedGoals!AZ9,Apdx_1_AltGoals!AZ9)","v":539.38388904670899},{"$f":"IF(CostData!$C$6=\"Proposed - Option 1\",Apdx_1_ProposedGoals!BA9,Apdx_1_AltGoals!BA9)","v":536.96223668956668},{"$f":"IF(CostData!$C$6=\"Proposed - Option 1\",Apdx_1_ProposedGoals!BB9,Apdx_1_AltGoals!BB9)","v":555.66430536567498},{"$f":"IF(CostData!$C$6=\"Proposed - Option 1\",Apdx_1_ProposedGoals!BC9,Apdx_1_AltGoals!BC9)","v":536.96223668956668}]
[null,"Colorado",{"$f":"IF(CostData!$C$6=\"Proposed - Option 1\",Apdx_1_ProposedGoals!C10,Apdx_1_AltGoals!C10)","v":2225.5359119},{"$f":"IF(CostData!$C$6=\"Proposed - Option 1\",Apdx_1_ProposedGoals!D10,Apdx_1_AltGoals!D10)","v":927.72581000000002},{"$f":"IF(CostData!$C$6=\"Proposed - Option 1\",Apdx_1_ProposedGoals!E10,Apdx_1_AltGoals!E10)","v":5177.3097086999996},{"$f":"IF(CostData!$C$6=\"Proposed - Option 1\",Apdx_1_ProposedGoals!F10,Apdx_1_AltGoals!F10)","v":45518965.42301061},{"$f":"IF(CostData!$C$6=\"Proposed - Option 1\",Apdx_1_ProposedGoals!G10,Apdx_1_AltGoals!G10)","v":34385542},{"$f":"IF(CostData!$C$6=\"Proposed - Option 1\",Apdx_1_ProposedGoals!H10,Apdx_1_AltGoals!H10)","v":8811705.9947999995},{"$f":"IF(CostData!$C$6=\"Proposed - Option 1\",Apdx_1_ProposedGoals!I10,Apdx_1_AltGoals!I10)","v":618},{"$f":"IF(CostData!$C$6=\"Proposed - Option 1\",Apdx_1_ProposedGoals!J10,Apdx_1_AltGoals!J10)","v":62201.513267400005},{"$f":"IF(CostData!$C$6=\"Proposed - Option 1\",Apdx_1_ProposedGoals!K10,Apdx_1_AltGoals!K10)","v":3315.3},{"$f":"IF(CostData!$C$6=\"Proposed - Option 1\",Apdx_1_ProposedGoals!L10,Apdx_1_AltGoals!L10)","v":200},{"$f":"IF(CostData!$C$6=\"Proposed - Option 1\",Apdx_1_ProposedGoals!M10,Apdx_1_AltGoals!M10)","v":2092.0037571859998},{"$f":"IF(CostData!$C$6=\"Proposed - Option 1\",Apdx_1_ProposedGoals!N10,Apdx_1_AltGoals!N10)","v":22548824.092225134},{"$f":"IF(CostData!$C$6=\"Proposed - Option 1\",Apdx_1_ProposedGoals!O10,Apdx_1_AltGoals!O10)","v":405.26257486344502},{"$f":"IF(CostData!$C$6=\"Proposed - Option 1\",Apdx_1_ProposedGoals!P10,Apdx_1_AltGoals!P10)","v":20648636.640000001},{"$f":"IF(CostData!$C$6=\"Proposed - Option 1\",Apdx_1_ProposedGoals!Q10,Apdx_1_AltGoals!Q10)","v":941924752.0774107},{"$f":"IF(CostData!$C$6=\"Proposed - Option 1\",Apdx_1_ProposedGoals!R10,Apdx_1_AltGoals!R10)","v":1028441.5132674001},{"$f":"IF(CostData!$C$6=\"Proposed - Option 1\",Apdx_1_ProposedGoals!S10,Apdx_1_AltGoals!S10)","v":0.30258321820227757},{"$f":"IF(CostData!$C$6=\"Proposed - Option 1\",Apdx_1_ProposedGoals!T10,Apdx_1_AltGoals!T10)","v":0.7},{"$f":"IF(CostData!$C$6=\"Proposed - Option 1\",Apdx_1_ProposedGoals!U10,Apdx_1_AltGoals!U10)","v":0},{"$f":"IF(CostData!$C$6=\"Proposed - Option 1\",Apdx_1_ProposedGoals!V10,Apdx_1_AltGoals!V10)","v":7845382.6098847017},{"$f":"IF(CostData!$C$6=\"Proposed - Option 1\",Apdx_1_ProposedGoals!W10,Apdx_1_AltGoals!W10)","v":8323548.0189554757},{"$f":"IF(CostData!$C$6=\"Proposed - Option 1\",Apdx_1_ProposedGoals!X10,Apdx_1_AltGoals!X10)","v":8830856.9599355459},{"$f":"IF(CostData!$C$6=\"Proposed - Option 1\",Apdx_1_ProposedGoals!Y10,Apdx_1_AltGoals!Y10)","v":9369085.6914919708},{"$f":"IF(CostData!$C$6=\"Proposed - Option 1\",Apdx_1_ProposedGoals!Z10,Apdx_1_AltGoals!Z10)","v":9940118.7328438237},{"$f":"IF(CostData!$C$6=\"Proposed - Option 1\",Apdx_1_ProposedGoals!AA10,Apdx_1_AltGoals!AA10)","v":10545955.46209573},{"$f":"IF(CostData!$C$6=\"Proposed - Option 1\",Apdx_1_ProposedGoals!AB10,Apdx_1_AltGoals!AB10)","v":10839819.603937499},{"$f":"IF(CostData!$C$6=\"Proposed - Option 1\",Apdx_1_ProposedGoals!AC10,Apdx_1_AltGoals!AC10)","v":10839819.603937499},{"$f":"IF(CostData!$C$6=\"Proposed - Option 1\",Apdx_1_ProposedGoals!AD10,Apdx_1_AltGoals!AD10)","v":10839819.603937499},{"$f":"IF(CostData!$C$6=\"Proposed - Option 1\",Apdx_1_ProposedGoals!AE10,Apdx_1_AltGoals!AE10)","v":10839819.603937499},{"$f":"IF(CostData!$C$6=\"Proposed - Option 1\",Apdx_1_ProposedGoals!AF10,Apdx_1_AltGoals!AF10)","v":3.9228631335671553E-2},{"$f":"IF(CostData!$C$6=\"Proposed - Option 1\",Apdx_1_ProposedGoals!AG10,Apdx_1_AltGoals!AG10)","v":5.0807901683125871E-2},{"$f":"IF(CostData!$C$6=\"Proposed - Option 1\",Apdx_1_ProposedGoals!AH10,Apdx_1_AltGoals!AH10)","v":6.1362024200276755E-2},{"$f":"IF(CostData!$C$6=\"Proposed - Option 1\",Apdx_1_ProposedGoals!AI10,Apdx_1_AltGoals!AI10)","v":7.0936075619047342E-2},{"$f":"IF(CostData!$C$6=\"Proposed - Option 1\",Apdx_1_ProposedGoals!AJ10,Apdx_1_AltGoals!AJ10)","v":7.9572920133531969E-2},{"$f":"IF(CostData!$C$6=\"Proposed - Option 1\",Apdx_1_ProposedGoals!AK10,Apdx_1_AltGoals!AK10)","v":8.7313315658690799E-2},{"$f":"IF(CostData!$C$6=\"Proposed - Option 1\",Apdx_1_ProposedGoals!AL10,Apdx_1_AltGoals!AL10)","v":9.419601496459197E-2},{"$f":"IF(CostData!$C$6=\"Proposed - Option 1\",Apdx_1_ProposedGoals!AM10,Apdx_1_AltGoals!AM10)","v":0.10025786193313616},{"$f":"IF(CostData!$C$6=\"Proposed - Option 1\",Apdx_1_ProposedGoals!AN10,Apdx_1_AltGoals!AN10)","v":0.10553388317229687},{"$f":"IF(CostData!$C$6=\"Proposed - Option 1\",Apdx_1_ProposedGoals!AO10,Apdx_1_AltGoals!AO10)","v":0.1100573752115831},{"$f":"IF(CostData!$C$6=\"Proposed - Option 1\",Apdx_1_ProposedGoals!AP10,Apdx_1_AltGoals!AP10)","v":0.89077328426401414},{"$f":"IF(CostData!$C$6=\"Proposed - Option 1\",Apdx_1_ProposedGoals!AQ10,Apdx_1_AltGoals!AQ10)","v":57717062.804699995},{"$f":"IF(CostData!$C$6=\"Proposed - Option 1\",Apdx_1_ProposedGoals!AR10,Apdx_1_AltGoals!AR10)","v":1243.7480304031533},{"$f":"IF(CostData!$C$6=\"Proposed - Option 1\",Apdx_1_ProposedGoals!AS10,Apdx_1_AltGoals!AS10)","v":1219.5439009074303},{"$f":"IF(CostData!$C$6=\"Proposed - Option 1\",Apdx_1_ProposedGoals!AT10,Apdx_1_AltGoals!AT10)","v":1196.7652784513898},{"$f":"IF(CostData!$C$6=\"Proposed - Option 1\",Apdx_1_ProposedGoals!AU10,Apdx_1_AltGoals!AU10)","v":1175.2215342145689},{"$f":"IF(CostData!$C$6=\"Proposed - Option 1\",Apdx_1_ProposedGoals!AV10,Apdx_1_AltGoals!AV10)","v":1154.7444949238584},{"$f":"IF(CostData!$C$6=\"Proposed - Option 1\",Apdx_1_ProposedGoals!AW10,Apdx_1_AltGoals!AW10)","v":1135.1849533016407},{"$f":"IF(CostData!$C$6=\"Proposed - Option 1\",Apdx_1_ProposedGoals!AX10,Apdx_1_AltGoals!AX10)","v":1122.9115819349729},{"$f":"IF(CostData!$C$6=\"Proposed - Option 1\",Apdx_1_ProposedGoals!AY10,Apdx_1_AltGoals!AY10)","v":1117.1002406827974},{"$f":"IF(CostData!$C$6=\"Proposed - Option 1\",Apdx_1_ProposedGoals!AZ10,Apdx_1_AltGoals!AZ10)","v":1112.0909906847912},{"$f":"IF(CostData!$C$6=\"Proposed - Option 1\",Apdx_1_ProposedGoals!BA10,Apdx_1_AltGoals!BA10)","v":1107.8318527572528},{"$f":"IF(CostData!$C$6=\"Proposed - Option 1\",Apdx_1_ProposedGoals!BB10,Apdx_1_AltGoals!BB10)","v":1158.5142858261856},{"$f":"IF(CostData!$C$6=\"Proposed - Option 1\",Apdx_1_ProposedGoals!BC10,Apdx_1_AltGoals!BC10)","v":1107.8318527572528}]
[null,"Connecticut",{"$f":"IF(CostData!$C$6=\"Proposed - Option 1\",Apdx_1_ProposedGoals!C11,Apdx_1_AltGoals!C11)","v":3146.0400358000002},{"$f":"IF(CostData!$C$6=\"Proposed - Option 1\",Apdx_1_ProposedGoals!D11,Apdx_1_AltGoals!D11)","v":809.89153940000006},{"$f":"IF(CostData!$C$6=\"Proposed - Option 1\",Apdx_1_ProposedGoals!E11,Apdx_1_AltGoals!E11)","v":1763.5710523},{"$f":"IF(CostData!$C$6=\"Proposed - Option 1\",Apdx_1_ProposedGoals!F11,Apdx_1_AltGoals!F11)","v":16456559.380894523},{"$f":"IF(CostData!$C$6=\"Proposed - Option 1\",Apdx_1_ProposedGoals!G11,Apdx_1_AltGoals!G11)","v":99461},{"$f":"IF(CostData!$C$6=\"Proposed - Option 1\",Apdx_1_ProposedGoals!H11,Apdx_1_AltGoals!H11)","v":15299704.404100001},{"$f":"IF(CostData!$C$6=\"Proposed - Option 1\",Apdx_1_ProposedGoals!I11,Apdx_1_AltGoals!I11)","v":335267},{"$f":"IF(CostData!$C$6=\"Proposed - Option 1\",Apdx_1_ProposedGoals!J11,Apdx_1_AltGoals!J11)","v":30041.165594800012},{"$f":"IF(CostData!$C$6=\"Proposed - Option 1\",Apdx_1_ProposedGoals!K11,Apdx_1_AltGoals!K11)","v":2749.2},{"$f":"IF(CostData!$C$6=\"Proposed - Option 1\",Apdx_1_ProposedGoals!L11,Apdx_1_AltGoals!L11)","v":0},{"$f":"IF(CostData!$C$6=\"Proposed - Option 1\",Apdx_1_ProposedGoals!M11,Apdx_1_AltGoals!M11)","v":2957.2776336520001},{"$f":"IF(CostData!$C$6=\"Proposed - Option 1\",Apdx_1_ProposedGoals!N11,Apdx_1_AltGoals!N11)","v":0},{"$f":"IF(CostData!$C$6=\"Proposed - Option 1\",Apdx_1_ProposedGoals!O11,Apdx_1_AltGoals!O11)","v":0},{"$f":"IF(CostData!$C$6=\"Proposed - Option 1\",Apdx_1_ProposedGoals!P11,Apdx_1_AltGoals!P11)","v":15734432.404100001},{"$f":"IF(CostData!$C$6=\"Proposed - Option 1\",Apdx_1_ProposedGoals!Q11,Apdx_1_AltGoals!Q11)","v":16456559.380894523},{"$f":"IF(CostData!$C$6=\"Proposed - Option 1\",Apdx_1_ProposedGoals!R11,Apdx_1_AltGoals!R11)","v":30041.165594800012},{"$f":"IF(CostData!$C$6=\"Proposed - Option 1\",Apdx_1_ProposedGoals!S11,Apdx_1_AltGoals!S11)","v":0.63355508040905173},{"$f":"IF(CostData!$C$6=\"Proposed - Option 1\",Apdx_1_ProposedGoals!T11,Apdx_1_AltGoals!T11)","v":0.65155700552613161},{"$f":"IF(CostData!$C$6=\"Proposed - Option 1\",Apdx_1_ProposedGoals!U11,Apdx_1_AltGoals!U11)","v":971137.17235159245},{"$f":"IF(CostData!$C$6=\"Proposed - Option 1\",Apdx_1_ProposedGoals!V11,Apdx_1_AltGoals!V11)","v":1071107.7030567238},{"$f":"IF(CostData!$C$6=\"Proposed - Option 1\",Apdx_1_ProposedGoals!W11,Apdx_1_AltGoals!W11)","v":1205972.2984790099},{"$f":"IF(CostData!$C$6=\"Proposed - Option 1\",Apdx_1_ProposedGoals!X11,Apdx_1_AltGoals!X11)","v":1357817.8744754349},{"$f":"IF(CostData!$C$6=\"Proposed - Option 1\",Apdx_1_ProposedGoals!Y11,Apdx_1_AltGoals!Y11)","v":1528782.5288941138},{"$f":"IF(CostData!$C$6=\"Proposed - Option 1\",Apdx_1_ProposedGoals!Z11,Apdx_1_AltGoals!Z11)","v":1721273.5703268026},{"$f":"IF(CostData!$C$6=\"Proposed - Option 1\",Apdx_1_ProposedGoals!AA11,Apdx_1_AltGoals!AA11)","v":1938001.414791669},{"$f":"IF(CostData!$C$6=\"Proposed - Option 1\",Apdx_1_ProposedGoals!AB11,Apdx_1_AltGoals!AB11)","v":2182017.7503924733},{"$f":"IF(CostData!$C$6=\"Proposed - Option 1\",Apdx_1_ProposedGoals!AC11,Apdx_1_AltGoals!AC11)","v":2456758.5073407437},{"$f":"IF(CostData!$C$6=\"Proposed - Option 1\",Apdx_1_ProposedGoals!AD11,Apdx_1_AltGoals!AD11)","v":2766092.2383905915},{"$f":"IF(CostData!$C$6=\"Proposed - Option 1\",Apdx_1_ProposedGoals!AE11,Apdx_1_AltGoals!AE11)","v":3114374.590918418},{"$f":"IF(CostData!$C$6=\"Proposed - Option 1\",Apdx_1_ProposedGoals!AF11,Apdx_1_AltGoals!AF11)","v":4.7145464355645185E-2},{"$f":"IF(CostData!$C$6=\"Proposed - Option 1\",Apdx_1_ProposedGoals!AG11,Apdx_1_AltGoals!AG11)","v":5.8637358360722307E-2},{"$f":"IF(CostData!$C$6=\"Proposed - Option 1\",Apdx_1_ProposedGoals!AH11,Apdx_1_AltGoals!AH11)","v":6.9188970462192634E-2},{"$f":"IF(CostData!$C$6=\"Proposed - Option 1\",Apdx_1_ProposedGoals!AI11,Apdx_1_AltGoals!AI11)","v":7.8827091436025273E-2},{"$f":"IF(CostData!$C$6=\"Proposed - Option 1\",Apdx_1_ProposedGoals!AJ11,Apdx_1_AltGoals!AJ11)","v":8.7577290025711921E-2},{"$f":"IF(CostData!$C$6=\"Proposed - Option 1\",Apdx_1_ProposedGoals!AK11,Apdx_1_AltGoals!AK11)","v":9.5463956634188635E-2},{"$f":"IF(CostData!$C$6=\"Proposed - Option 1\",Apdx_1_ProposedGoals!AL11,Apdx_1_AltGoals!AL11)","v":0.10251034525589638},{"$f":"IF(CostData!$C$6=\"Proposed - Option 1\",Apdx_1_ProposedGoals!AM11,Apdx_1_AltGoals!AM11)","v":0.10873861371572592},{"$f":"IF(CostData!$C$6=\"Proposed - Option 1\",Apdx_1_ProposedGoals!AN11,Apdx_1_AltGoals!AN11)","v":0.11416986227898528},{"$f":"IF(CostData!$C$6=\"Proposed - Option 1\",Apdx_1_ProposedGoals!AO11,Apdx_1_AltGoals!AO11)","v":0.11882417069401892},{"$f":"IF(CostData!$C$6=\"Proposed - Option 1\",Apdx_1_ProposedGoals!AP11,Apdx_1_AltGoals!AP11)","v":1.0615943486491424},{"$f":"IF(CostData!$C$6=\"Proposed - Option 1\",Apdx_1_ProposedGoals!AQ11,Apdx_1_AltGoals!AQ11)","v":31707212.583799999},{"$f":"IF(CostData!$C$6=\"Proposed - Option 1\",Apdx_1_ProposedGoals!AR11,Apdx_1_AltGoals!AR11)","v":661.06749011690067},{"$f":"IF(CostData!$C$6=\"Proposed - Option 1\",Apdx_1_ProposedGoals!AS11,Apdx_1_AltGoals!AS11)","v":644.39990556812734},{"$f":"IF(CostData!$C$6=\"Proposed - Option 1\",Apdx_1_ProposedGoals!AT11,Apdx_1_AltGoals!AT11)","v":628.94972753482318},{"$f":"IF(CostData!$C$6=\"Proposed - Option 1\",Apdx_1_ProposedGoals!AU11,Apdx_1_AltGoals!AU11)","v":614.51430625329294},{"$f":"IF(CostData!$C$6=\"Proposed - Option 1\",Apdx_1_ProposedGoals!AV11,Apdx_1_AltGoals!AV11)","v":600.91414059717965},{"$f":"IF(CostData!$C$6=\"Proposed - Option 1\",Apdx_1_ProposedGoals!AW11,Apdx_1_AltGoals!AW11)","v":587.98808617079112},{"$f":"IF(CostData!$C$6=\"Proposed - Option 1\",Apdx_1_ProposedGoals!AX11,Apdx_1_AltGoals!AX11)","v":575.5896534109927},{"$f":"IF(CostData!$C$6=\"Proposed - Option 1\",Apdx_1_ProposedGoals!AY11,Apdx_1_AltGoals!AY11)","v":563.58417797466075},{"$f":"IF(CostData!$C$6=\"Proposed - Option 1\",Apdx_1_ProposedGoals!AZ11,Apdx_1_AltGoals!AZ11)","v":551.84671236814449},{"$f":"IF(CostData!$C$6=\"Proposed - Option 1\",Apdx_1_ProposedGoals!BA11,Apdx_1_AltGoals!BA11)","v":540.26053533608024},{"$f":"IF(CostData!$C$6=\"Proposed - Option 1\",Apdx_1_ProposedGoals!BB11,Apdx_1_AltGoals!BB11)","v":596.9114735330993},{"$f":"IF(CostData!$C$6=\"Proposed - Option 1\",Apdx_1_ProposedGoals!BC11,Apdx_1_AltGoals!BC11)","v":540.26053533608024}]
[null,"Delaware",{"$f":"IF(CostData!$C$6=\"Proposed - Option 1\",Apdx_1_ProposedGoals!C12,Apdx_1_AltGoals!C12)","v":2136.9024003999998},{"$f":"IF(CostData!$C$6=\"Proposed - Option 1\",Apdx_1_ProposedGoals!D12,Apdx_1_AltGoals!D12)","v":979.35543659999996},{"$f":"IF(CostData!$C$6=\"Proposed - Option 1\",Apdx_1_ProposedGoals!E12,Apdx_1_AltGoals!E12)","v":1429.8429154999999},{"$f":"IF(CostData!$C$6=\"Proposed - Option 1\",Apdx_1_ProposedGoals!F12,Apdx_1_AltGoals!F12)","v":2008472.8334976812},{"$f":"IF(CostData!$C$6=\"Proposed - Option 1\",Apdx_1_ProposedGoals!G12,Apdx_1_AltGoals!G12)","v":1406502},{"$f":"IF(CostData!$C$6=\"Proposed - Option 1\",Apdx_1_ProposedGoals!H12,Apdx_1_AltGoals!H12)","v":5179270.0000999998},{"$f":"IF(CostData!$C$6=\"Proposed - Option 1\",Apdx_1_ProposedGoals!I12,Apdx_1_AltGoals!I12)","v":1076070},{"$f":"IF(CostData!$C$6=\"Proposed - Option 1\",Apdx_1_ProposedGoals!J12,Apdx_1_AltGoals!J12)","v":1432.3572751999891},{"$f":"IF(CostData!$C$6=\"Proposed - Option 1\",Apdx_1_ProposedGoals!K12,Apdx_1_AltGoals!K12)","v":1193},{"$f":"IF(CostData!$C$6=\"Proposed - Option 1\",Apdx_1_ProposedGoals!L12,Apdx_1_AltGoals!L12)","v":0},{"$f":"IF(CostData!$C$6=\"Proposed - Option 1\",Apdx_1_ProposedGoals!M12,Apdx_1_AltGoals!M12)","v":2008.6882563759998},{"$f":"IF(CostData!$C$6=\"Proposed - Option 1\",Apdx_1_ProposedGoals!N12,Apdx_1_AltGoals!N12)","v":184878.74518356379},{"$f":"IF(CostData!$C$6=\"Proposed - Option 1\",Apdx_1_ProposedGoals!O12,Apdx_1_AltGoals!O12)","v":141444.85491643636},{"$f":"IF(CostData!$C$6=\"Proposed - Option 1\",Apdx_1_ProposedGoals!P12,Apdx_1_AltGoals!P12)","v":7335518.3999999994},{"$f":"IF(CostData!$C$6=\"Proposed - Option 1\",Apdx_1_ProposedGoals!Q12,Apdx_1_AltGoals!Q12)","v":2008472.8334976812},{"$f":"IF(CostData!$C$6=\"Proposed - Option 1\",Apdx_1_ProposedGoals!R12,Apdx_1_AltGoals!R12)","v":1432.3572751999891},{"$f":"IF(CostData!$C$6=\"Proposed - Option 1\",Apdx_1_ProposedGoals!S12,Apdx_1_AltGoals!S12)","v":0.49423759881373891},{"$f":"IF(CostData!$C$6=\"Proposed - Option 1\",Apdx_1_ProposedGoals!T12,Apdx_1_AltGoals!T12)","v":0.7},{"$f":"IF(CostData!$C$6=\"Proposed - Option 1\",Apdx_1_ProposedGoals!U12,Apdx_1_AltGoals!U12)","v":0},{"$f":"IF(CostData!$C$6=\"Proposed - Option 1\",Apdx_1_ProposedGoals!V12,Apdx_1_AltGoals!V12)","v":247756.63915112716},{"$f":"IF(CostData!$C$6=\"Proposed - Option 1\",Apdx_1_ProposedGoals!W12,Apdx_1_AltGoals!W12)","v":290517.20444475126},{"$f":"IF(CostData!$C$6=\"Proposed - Option 1\",Apdx_1_ProposedGoals!X12,Apdx_1_AltGoals!X12)","v":340657.85832245945},{"$f":"IF(CostData!$C$6=\"Proposed - Option 1\",Apdx_1_ProposedGoals!Y12,Apdx_1_AltGoals!Y12)","v":399452.33762881707},{"$f":"IF(CostData!$C$6=\"Proposed - Option 1\",Apdx_1_ProposedGoals!Z12,Apdx_1_AltGoals!Z12)","v":468394.2147199444},{"$f":"IF(CostData!$C$6=\"Proposed - Option 1\",Apdx_1_ProposedGoals!AA12,Apdx_1_AltGoals!AA12)","v":549234.83909356908},{"$f":"IF(CostData!$C$6=\"Proposed - Option 1\",Apdx_1_ProposedGoals!AB12,Apdx_1_AltGoals!AB12)","v":644027.8274028264},{"$f":"IF(CostData!$C$6=\"Proposed - Option 1\",Apdx_1_ProposedGoals!AC12,Apdx_1_AltGoals!AC12)","v":755181.23204588471},{"$f":"IF(CostData!$C$6=\"Proposed - Option 1\",Apdx_1_ProposedGoals!AD12,Apdx_1_AltGoals!AD12)","v":885518.71358445205},{"$f":"IF(CostData!$C$6=\"Proposed - Option 1\",Apdx_1_ProposedGoals!AE12,Apdx_1_AltGoals!AE12)","v":1038351.2709709639},{"$f":"IF(CostData!$C$6=\"Proposed - Option 1\",Apdx_1_ProposedGoals!AF12,Apdx_1_AltGoals!AF12)","v":1.1441213707457557E-2},{"$f":"IF(CostData!$C$6=\"Proposed - Option 1\",Apdx_1_ProposedGoals!AG12,Apdx_1_AltGoals!AG12)","v":1.8631179655641407E-2},{"$f":"IF(CostData!$C$6=\"Proposed - Option 1\",Apdx_1_ProposedGoals!AH12,Apdx_1_AltGoals!AH12)","v":2.7271563041388301E-2},{"$f":"IF(CostData!$C$6=\"Proposed - Option 1\",Apdx_1_ProposedGoals!AI12,Apdx_1_AltGoals!AI12)","v":3.7211911935047963E-2},{"$f":"IF(CostData!$C$6=\"Proposed - Option 1\",Apdx_1_ProposedGoals!AJ12,Apdx_1_AltGoals!AJ12)","v":4.829886624966611E-2},{"$f":"IF(CostData!$C$6=\"Proposed - Option 1\",Apdx_1_ProposedGoals!AK12,Apdx_1_AltGoals!AK12)","v":5.9430845708344275E-2},{"$f":"IF(CostData!$C$6=\"Proposed - Option 1\",Apdx_1_ProposedGoals!AL12,Apdx_1_AltGoals!AL12)","v":6.9611011060983968E-2},{"$f":"IF(CostData!$C$6=\"Proposed - Option 1\",Apdx_1_ProposedGoals!AM12,Apdx_1_AltGoals!AM12)","v":7.8870750079824054E-2},{"$f":"IF(CostData!$C$6=\"Proposed - Option 1\",Apdx_1_ProposedGoals!AN12,Apdx_1_AltGoals!AN12)","v":8.7240017406983658E-2},{"$f":"IF(CostData!$C$6=\"Proposed - Option 1\",Apdx_1_ProposedGoals!AO12,Apdx_1_AltGoals!AO12)","v":9.4747391771909273E-2},{"$f":"IF(CostData!$C$6=\"Proposed - Option 1\",Apdx_1_ProposedGoals!AP12,Apdx_1_AltGoals!AP12)","v":0.45088760824127661},{"$f":"IF(CostData!$C$6=\"Proposed - Option 1\",Apdx_1_ProposedGoals!AQ12,Apdx_1_AltGoals!AQ12)","v":12384432.758099999},{"$f":"IF(CostData!$C$6=\"Proposed - Option 1\",Apdx_1_ProposedGoals!AR12,Apdx_1_AltGoals!AR12)","v":973.01256437907716},{"$f":"IF(CostData!$C$6=\"Proposed - Option 1\",Apdx_1_ProposedGoals!AS12,Apdx_1_AltGoals!AS12)","v":963.00096604266957},{"$f":"IF(CostData!$C$6=\"Proposed - Option 1\",Apdx_1_ProposedGoals!AT12,Apdx_1_AltGoals!AT12)","v":951.38428447637875},{"$f":"IF(CostData!$C$6=\"Proposed - Option 1\",Apdx_1_ProposedGoals!AU12,Apdx_1_AltGoals!AU12)","v":938.23584208836883},{"$f":"IF(CostData!$C$6=\"Proposed - Option 1\",Apdx_1_ProposedGoals!AV12,Apdx_1_AltGoals!AV12)","v":923.62282227275705},{"$f":"IF(CostData!$C$6=\"Proposed - Option 1\",Apdx_1_ProposedGoals!AW12,Apdx_1_AltGoals!AW12)","v":908.16475995347469},{"$f":"IF(CostData!$C$6=\"Proposed - Option 1\",Apdx_1_ProposedGoals!AX12,Apdx_1_AltGoals!AX12)","v":892.3284028245597},{"$f":"IF(CostData!$C$6=\"Proposed - Option 1\",Apdx_1_ProposedGoals!AY12,Apdx_1_AltGoals!AY12)","v":875.92401631757878},{"$f":"IF(CostData!$C$6=\"Proposed - Option 1\",Apdx_1_ProposedGoals!AZ12,Apdx_1_AltGoals!AZ12)","v":858.75911080103913},{"$f":"IF(CostData!$C$6=\"Proposed - Option 1\",Apdx_1_ProposedGoals!BA12,Apdx_1_AltGoals!BA12)","v":840.64059603933811},{"$f":"IF(CostData!$C$6=\"Proposed - Option 1\",Apdx_1_ProposedGoals!BB12,Apdx_1_AltGoals!BB12)","v":912.50733651952419},{"$f":"IF(CostData!$C$6=\"Proposed - Option 1\",Apdx_1_ProposedGoals!BC12,Apdx_1_AltGoals!BC12)","v":840.64059603933811}]
[null,"Florida",{"$f":"IF(CostData!$C$6=\"Proposed - Option 1\",Apdx_1_ProposedGoals!C13,Apdx_1_AltGoals!C13)","v":2250.7272351000001},{"$f":"IF(CostData!$C$6=\"Proposed - Option 1\",Apdx_1_ProposedGoals!D13,Apdx_1_AltGoals!D13)","v":864.2511733},{"$f":"IF(CostData!$C$6=\"Proposed - Option 1\",Apdx_1_ProposedGoals!E13,Apdx_1_AltGoals!E13)","v":1528.8799706},{"$f":"IF(CostData!$C$6=\"Proposed - Option 1\",Apdx_1_ProposedGoals!F13,Apdx_1_AltGoals!F13)","v":6223480133.8529482},{"$f":"IF(CostData!$C$6=\"Proposed - Option 1\",Apdx_1_ProposedGoals!G13,Apdx_1_AltGoals!G13)","v":44537196},{"$f":"IF(CostData!$C$6=\"Proposed - Option 1\",Apdx_1_ProposedGoals!H13,Apdx_1_AltGoals!H13)","v":133320419.2579},{"$f":"IF(CostData!$C$6=\"Proposed - Option 1\",Apdx_1_ProposedGoals!I13,Apdx_1_AltGoals!I13)","v":10025973},{"$f":"IF(CostData!$C$6=\"Proposed - Option 1\",Apdx_1_ProposedGoals!J13,Apdx_1_AltGoals!J13)","v":3567382.7075262},{"$f":"IF(CostData!$C$6=\"Proposed - Option 1\",Apdx_1_ProposedGoals!K13,Apdx_1_AltGoals!K13)","v":29485.1},{"$f":"IF(CostData!$C$6=\"Proposed - Option 1\",Apdx_1_ProposedGoals!L13,Apdx_1_AltGoals!L13)","v":1157},{"$f":"IF(CostData!$C$6=\"Proposed - Option 1\",Apdx_1_ProposedGoals!M13,Apdx_1_AltGoals!M13)","v":2115.6836009939998},{"$f":"IF(CostData!$C$6=\"Proposed - Option 1\",Apdx_1_ProposedGoals!N13,Apdx_1_AltGoals!N13)","v":4131158.1657033339},{"$f":"IF(CostData!$C$6=\"Proposed - Option 1\",Apdx_1_ProposedGoals!O13,Apdx_1_AltGoals!O13)","v":929984.01219670847},{"$f":"IF(CostData!$C$6=\"Proposed - Option 1\",Apdx_1_ProposedGoals!P13,Apdx_1_AltGoals!P13)","v":182822446.07999995},{"$f":"IF(CostData!$C$6=\"Proposed - Option 1\",Apdx_1_ProposedGoals!Q13,Apdx_1_AltGoals!Q13)","v":11054383534.446081},{"$f":"IF(CostData!$C$6=\"Proposed - Option 1\",Apdx_1_ProposedGoals!R13,Apdx_1_AltGoals!R13)","v":9157081.1075261999},{"$f":"IF(CostData!$C$6=\"Proposed - Option 1\",Apdx_1_ProposedGoals!S13,Apdx_1_AltGoals!S13)","v":0.51475638061732198},{"$f":"IF(CostData!$C$6=\"Proposed - Option 1\",Apdx_1_ProposedGoals!T13,Apdx_1_AltGoals!T13)","v":0.7},{"$f":"IF(CostData!$C$6=\"Proposed - Option 1\",Apdx_1_ProposedGoals!U13,Apdx_1_AltGoals!U13)","v":1623103.9351455392},{"$f":"IF(CostData!$C$6=\"Proposed - Option 1\",Apdx_1_ProposedGoals!V13,Apdx_1_AltGoals!V13)","v":7489632.440006014},{"$f":"IF(CostData!$C$6=\"Proposed - Option 1\",Apdx_1_ProposedGoals!W13,Apdx_1_AltGoals!W13)","v":8495712.9508785289},{"$f":"IF(CostData!$C$6=\"Proposed - Option 1\",Apdx_1_ProposedGoals!X13,Apdx_1_AltGoals!X13)","v":9636940.0129957795},{"$f":"IF(CostData!$C$6=\"Proposed - Option 1\",Apdx_1_ProposedGoals!Y13,Apdx_1_AltGoals!Y13)","v":10931467.829839459},{"$f":"IF(CostData!$C$6=\"Proposed - Option 1\",Apdx_1_ProposedGoals!Z13,Apdx_1_AltGoals!Z13)","v":12399889.254646057},{"$f":"IF(CostData!$C$6=\"Proposed - Option 1\",Apdx_1_ProposedGoals!AA13,Apdx_1_AltGoals!AA13)","v":14065563.373637524},{"$f":"IF(CostData!$C$6=\"Proposed - Option 1\",Apdx_1_ProposedGoals!AB13,Apdx_1_AltGoals!AB13)","v":15954987.093427919},{"$f":"IF(CostData!$C$6=\"Proposed - Option 1\",Apdx_1_ProposedGoals!AC13,Apdx_1_AltGoals!AC13)","v":18098216.643676378},{"$f":"IF(CostData!$C$6=\"Proposed - Option 1\",Apdx_1_ProposedGoals!AD13,Apdx_1_AltGoals!AD13)","v":20529345.700089294},{"$f":"IF(CostData!$C$6=\"Proposed - Option 1\",Apdx_1_ProposedGoals!AE13,Apdx_1_AltGoals!AE13)","v":22109613.598999999},{"$f":"IF(CostData!$C$6=\"Proposed - Option 1\",Apdx_1_ProposedGoals!AF13,Apdx_1_AltGoals!AF13)","v":2.0262587995266979E-2},{"$f":"IF(CostData!$C$6=\"Proposed - Option 1\",Apdx_1_ProposedGoals!AG13,Apdx_1_AltGoals!AG13)","v":2.9107084939073068E-2},{"$f":"IF(CostData!$C$6=\"Proposed - Option 1\",Apdx_1_ProposedGoals!AH13,Apdx_1_AltGoals!AH13)","v":3.9157620306143726E-2},{"$f":"IF(CostData!$C$6=\"Proposed - Option 1\",Apdx_1_ProposedGoals!AI13,Apdx_1_AltGoals!AI13)","v":5.0258811566598685E-2},{"$f":"IF(CostData!$C$6=\"Proposed - Option 1\",Apdx_1_ProposedGoals!AJ13,Apdx_1_AltGoals!AJ13)","v":6.0819065123396063E-2},{"$f":"IF(CostData!$C$6=\"Proposed - Option 1\",Apdx_1_ProposedGoals!AK13,Apdx_1_AltGoals!AK13)","v":7.0401049920233952E-2},{"$f":"IF(CostData!$C$6=\"Proposed - Option 1\",Apdx_1_ProposedGoals!AL13,Apdx_1_AltGoals!AL13)","v":7.904704931545796E-2},{"$f":"IF(CostData!$C$6=\"Proposed - Option 1\",Apdx_1_ProposedGoals!AM13,Apdx_1_AltGoals!AM13)","v":8.6797278947351966E-2},{"$f":"IF(CostData!$C$6=\"Proposed - Option 1\",Apdx_1_ProposedGoals!AN13,Apdx_1_AltGoals!AN13)","v":9.368998529239235E-2},{"$f":"IF(CostData!$C$6=\"Proposed - Option 1\",Apdx_1_ProposedGoals!AO13,Apdx_1_AltGoals!AO13)","v":9.976153950164994E-2},{"$f":"IF(CostData!$C$6=\"Proposed - Option 1\",Apdx_1_ProposedGoals!AP13,Apdx_1_AltGoals!AP13)","v":0.90200148188543927},{"$f":"IF(CostData!$C$6=\"Proposed - Option 1\",Apdx_1_ProposedGoals!AQ13,Apdx_1_AltGoals!AQ13)","v":237246975.40829998},{"$f":"IF(CostData!$C$6=\"Proposed - Option 1\",Apdx_1_ProposedGoals!AR13,Apdx_1_AltGoals!AR13)","v":851.44826429331567},{"$f":"IF(CostData!$C$6=\"Proposed - Option 1\",Apdx_1_ProposedGoals!AS13,Apdx_1_AltGoals!AS13)","v":839.88175018719846},{"$f":"IF(CostData!$C$6=\"Proposed - Option 1\",Apdx_1_ProposedGoals!AT13,Apdx_1_AltGoals!AT13)","v":827.12147154927857},{"$f":"IF(CostData!$C$6=\"Proposed - Option 1\",Apdx_1_ProposedGoals!AU13,Apdx_1_AltGoals!AU13)","v":813.34496191627989},{"$f":"IF(CostData!$C$6=\"Proposed - Option 1\",Apdx_1_ProposedGoals!AV13,Apdx_1_AltGoals!AV13)","v":799.81230058763356},{"$f":"IF(CostData!$C$6=\"Proposed - Option 1\",Apdx_1_ProposedGoals!AW13,Apdx_1_AltGoals!AW13)","v":786.76435813221383},{"$f":"IF(CostData!$C$6=\"Proposed - Option 1\",Apdx_1_ProposedGoals!AX13,Apdx_1_AltGoals!AX13)","v":774.05689417737324},{"$f":"IF(CostData!$C$6=\"Proposed - Option 1\",Apdx_1_ProposedGoals!AY13,Apdx_1_AltGoals!AY13)","v":761.5523420771425},{"$f":"IF(CostData!$C$6=\"Proposed - Option 1\",Apdx_1_ProposedGoals!AZ13,Apdx_1_AltGoals!AZ13)","v":749.11836243948869},{"$f":"IF(CostData!$C$6=\"Proposed - Option 1\",Apdx_1_ProposedGoals!BA13,Apdx_1_AltGoals!BA13)","v":740.20908147114642},{"$f":"IF(CostData!$C$6=\"Proposed - Option 1\",Apdx_1_ProposedGoals!BB13,Apdx_1_AltGoals!BB13)","v":794.33097868310711},{"$f":"IF(CostData!$C$6=\"Proposed - Option 1\",Apdx_1_ProposedGoals!BC13,Apdx_1_AltGoals!BC13)","v":740.20908147114642}]
[null,"Georgia",{"$f":"IF(CostData!$C$6=\"Proposed - Option 1\",Apdx_1_ProposedGoals!C14,Apdx_1_AltGoals!C14)","v":2294.5501021999999},{"$f":"IF(CostData!$C$6=\"Proposed - Option 1\",Apdx_1_ProposedGoals!D14,Apdx_1_AltGoals!D14)","v":841.16901270000005},{"$f":"IF(CostData!$C$6=\"Proposed - Option 1\",Apdx_1_ProposedGoals!E14,Apdx_1_AltGoals!E14)","v":0},{"$f":"IF(CostData!$C$6=\"Proposed - Option 1\",Apdx_1_ProposedGoals!F14,Apdx_1_AltGoals!F14)","v":68345446.737178013},{"$f":"IF(CostData!$C$6=\"Proposed - Option 1\",Apdx_1_ProposedGoals!G14,Apdx_1_AltGoals!G14)","v":40972090},{"$f":"IF(CostData!$C$6=\"Proposed - Option 1\",Apdx_1_ProposedGoals!H14,Apdx_1_AltGoals!H14)","v":37591123.001900002},{"$f":"IF(CostData!$C$6=\"Proposed - Option 1\",Apdx_1_ProposedGoals!I14,Apdx_1_AltGoals!I14)","v":0},{"$f":"IF(CostData!$C$6=\"Proposed - Option 1\",Apdx_1_ProposedGoals!J14,Apdx_1_AltGoals!J14)","v":83815.36127129996},{"$f":"IF(CostData!$C$6=\"Proposed - Option 1\",Apdx_1_ProposedGoals!K14,Apdx_1_AltGoals!K14)","v":8354.9},{"$f":"IF(CostData!$C$6=\"Proposed - Option 1\",Apdx_1_ProposedGoals!L14,Apdx_1_AltGoals!L14)","v":0},{"$f":"IF(CostData!$C$6=\"Proposed - Option 1\",Apdx_1_ProposedGoals!M14,Apdx_1_AltGoals!M14)","v":2156.8770960679999},{"$f":"IF(CostData!$C$6=\"Proposed - Option 1\",Apdx_1_ProposedGoals!N14,Apdx_1_AltGoals!N14)","v":27190603.881900012},{"$f":"IF(CostData!$C$6=\"Proposed - Option 1\",Apdx_1_ProposedGoals!O14,Apdx_1_AltGoals!O14)","v":0},{"$f":"IF(CostData!$C$6=\"Proposed - Option 1\",Apdx_1_ProposedGoals!P14,Apdx_1_AltGoals!P14)","v":51372609.11999999},{"$f":"IF(CostData!$C$6=\"Proposed - Option 1\",Apdx_1_ProposedGoals!Q14,Apdx_1_AltGoals!Q14)","v":68345446.737178013},{"$f":"IF(CostData!$C$6=\"Proposed - Option 1\",Apdx_1_ProposedGoals!R14,Apdx_1_AltGoals!R14)","v":83815.36127129996},{"$f":"IF(CostData!$C$6=\"Proposed - Option 1\",Apdx_1_ProposedGoals!S14,Apdx_1_AltGoals!S14)","v":0.51221432105704978},{"$f":"IF(CostData!$C$6=\"Proposed - Option 1\",Apdx_1_ProposedGoals!T14,Apdx_1_AltGoals!T14)","v":0.7},{"$f":"IF(CostData!$C$6=\"Proposed - Option 1\",Apdx_1_ProposedGoals!U14,Apdx_1_AltGoals!U14)","v":19220561.263695512},{"$f":"IF(CostData!$C$6=\"Proposed - Option 1\",Apdx_1_ProposedGoals!V14,Apdx_1_AltGoals!V14)","v":5427968.0941611556},{"$f":"IF(CostData!$C$6=\"Proposed - Option 1\",Apdx_1_ProposedGoals!W14,Apdx_1_AltGoals!W14)","v":6157105.7330128942},{"$f":"IF(CostData!$C$6=\"Proposed - Option 1\",Apdx_1_ProposedGoals!X14,Apdx_1_AltGoals!X14)","v":6984188.254216129},{"$f":"IF(CostData!$C$6=\"Proposed - Option 1\",Apdx_1_ProposedGoals!Y14,Apdx_1_AltGoals!Y14)","v":7922372.5700843642},{"$f":"IF(CostData!$C$6=\"Proposed - Option 1\",Apdx_1_ProposedGoals!Z14,Apdx_1_AltGoals!Z14)","v":8986582.9577741623},{"$f":"IF(CostData!$C$6=\"Proposed - Option 1\",Apdx_1_ProposedGoals!AA14,Apdx_1_AltGoals!AA14)","v":10193748.468976259},{"$f":"IF(CostData!$C$6=\"Proposed - Option 1\",Apdx_1_ProposedGoals!AB14,Apdx_1_AltGoals!AB14)","v":11563072.230792977},{"$f":"IF(CostData!$C$6=\"Proposed - Option 1\",Apdx_1_ProposedGoals!AC14,Apdx_1_AltGoals!AC14)","v":12230636.385},{"$f":"IF(CostData!$C$6=\"Proposed - Option 1\",Apdx_1_ProposedGoals!AD14,Apdx_1_AltGoals!AD14)","v":12230636.385},{"$f":"IF(CostData!$C$6=\"Proposed - Option 1\",Apdx_1_ProposedGoals!AE14,Apdx_1_AltGoals!AE14)","v":12230636.385},{"$f":"IF(CostData!$C$6=\"Proposed - Option 1\",Apdx_1_ProposedGoals!AF14,Apdx_1_AltGoals!AF14)","v":1.7614935366131651E-2},{"$f":"IF(CostData!$C$6=\"Proposed - Option 1\",Apdx_1_ProposedGoals!AG14,Apdx_1_AltGoals!AG14)","v":2.5964685402505468E-2},{"$f":"IF(CostData!$C$6=\"Proposed - Option 1\",Apdx_1_ProposedGoals!AH14,Apdx_1_AltGoals!AH14)","v":3.5592358095439938E-2},{"$f":"IF(CostData!$C$6=\"Proposed - Option 1\",Apdx_1_ProposedGoals!AI14,Apdx_1_AltGoals!AI14)","v":4.6343175171739269E-2},{"$f":"IF(CostData!$C$6=\"Proposed - Option 1\",Apdx_1_ProposedGoals!AJ14,Apdx_1_AltGoals!AJ14)","v":5.7340124702598923E-2},{"$f":"IF(CostData!$C$6=\"Proposed - Option 1\",Apdx_1_ProposedGoals!AK14,Apdx_1_AltGoals!AK14)","v":6.7351792572890243E-2},{"$f":"IF(CostData!$C$6=\"Proposed - Option 1\",Apdx_1_ProposedGoals!AL14,Apdx_1_AltGoals!AL14)","v":7.6418531615615654E-2},{"$f":"IF(CostData!$C$6=\"Proposed - Option 1\",Apdx_1_ProposedGoals!AM14,Apdx_1_AltGoals!AM14)","v":8.4578764026585318E-2},{"$f":"IF(CostData!$C$6=\"Proposed - Option 1\",Apdx_1_ProposedGoals!AN14,Apdx_1_AltGoals!AN14)","v":9.1869070206791983E-2},{"$f":"IF(CostData!$C$6=\"Proposed - Option 1\",Apdx_1_ProposedGoals!AO14,Apdx_1_AltGoals!AO14)","v":9.8324273478208546E-2},{"$f":"IF(CostData!$C$6=\"Proposed - Option 1\",Apdx_1_ProposedGoals!AP14,Apdx_1_AltGoals!AP14)","v":0.87749338804973098},{"$f":"IF(CostData!$C$6=\"Proposed - Option 1\",Apdx_1_ProposedGoals!AQ14,Apdx_1_AltGoals!AQ14)","v":140815385.2872},{"$f":"IF(CostData!$C$6=\"Proposed - Option 1\",Apdx_1_ProposedGoals!AR14,Apdx_1_AltGoals!AR14)","v":966.39912152971397},{"$f":"IF(CostData!$C$6=\"Proposed - Option 1\",Apdx_1_ProposedGoals!AS14,Apdx_1_AltGoals!AS14)","v":950.52990280793802},{"$f":"IF(CostData!$C$6=\"Proposed - Option 1\",Apdx_1_ProposedGoals!AT14,Apdx_1_AltGoals!AT14)","v":932.98336707036799},{"$f":"IF(CostData!$C$6=\"Proposed - Option 1\",Apdx_1_ProposedGoals!AU14,Apdx_1_AltGoals!AU14)","v":914.02018851112382},{"$f":"IF(CostData!$C$6=\"Proposed - Option 1\",Apdx_1_ProposedGoals!AV14,Apdx_1_AltGoals!AV14)","v":894.58256411738489},{"$f":"IF(CostData!$C$6=\"Proposed - Option 1\",Apdx_1_ProposedGoals!AW14,Apdx_1_AltGoals!AW14)","v":875.79481878692638},{"$f":"IF(CostData!$C$6=\"Proposed - Option 1\",Apdx_1_ProposedGoals!AX14,Apdx_1_AltGoals!AX14)","v":857.45239761043911},{"$f":"IF(CostData!$C$6=\"Proposed - Option 1\",Apdx_1_ProposedGoals!AY14,Apdx_1_AltGoals!AY14)","v":845.53205687043828},{"$f":"IF(CostData!$C$6=\"Proposed - Option 1\",Apdx_1_ProposedGoals!AZ14,Apdx_1_AltGoals!AZ14)","v":839.26054382603593},{"$f":"IF(CostData!$C$6=\"Proposed - Option 1\",Apdx_1_ProposedGoals!BA14,Apdx_1_AltGoals!BA14)","v":833.78458382214069},{"$f":"IF(CostData!$C$6=\"Proposed - Option 1\",Apdx_1_ProposedGoals!BB14,Apdx_1_AltGoals!BB14)","v":891.0339544952509},{"$f":"IF(CostData!$C$6=\"Proposed - Option 1\",Apdx_1_ProposedGoals!BC14,Apdx_1_AltGoals!BC14)","v":833.78458382214069}]
[null,"Hawaii",{"$f":"IF(CostData!$C$6=\"Proposed - Option 1\",Apdx_1_ProposedGoals!C15,Apdx_1_AltGoals!C15)","v":2077.0173885999998},{"$f":"IF(CostData!$C$6=\"Proposed - Option 1\",Apdx_1_ProposedGoals!D15,Apdx_1_AltGoals!D15)","v":0},{"$f":"IF(CostData!$C$6=\"Proposed - Option 1\",Apdx_1_ProposedGoals!E15,Apdx_1_AltGoals!E15)","v":1694.9226693999999},{"$f":"IF(CostData!$C$6=\"Proposed - Option 1\",Apdx_1_ProposedGoals!F15,Apdx_1_AltGoals!F15)","v":366833182.50428218},{"$f":"IF(CostData!$C$6=\"Proposed - Option 1\",Apdx_1_ProposedGoals!G15,Apdx_1_AltGoals!G15)","v":1502308},{"$f":"IF(CostData!$C$6=\"Proposed - Option 1\",Apdx_1_ProposedGoals!H15,Apdx_1_AltGoals!H15)","v":0},{"$f":"IF(CostData!$C$6=\"Proposed - Option 1\",Apdx_1_ProposedGoals!I15,Apdx_1_AltGoals!I15)","v":4093831},{"$f":"IF(CostData!$C$6=\"Proposed - Option 1\",Apdx_1_ProposedGoals!J15,Apdx_1_AltGoals!J15)","v":250089.58781180004},{"$f":"IF(CostData!$C$6=\"Proposed - Option 1\",Apdx_1_ProposedGoals!K15,Apdx_1_AltGoals!K15)","v":0},{"$f":"IF(CostData!$C$6=\"Proposed - Option 1\",Apdx_1_ProposedGoals!L15,Apdx_1_AltGoals!L15)","v":0},{"$f":"IF(CostData!$C$6=\"Proposed - Option 1\",Apdx_1_ProposedGoals!M15,Apdx_1_AltGoals!M15)","v":1952.3963452839996},{"$f":"IF(CostData!$C$6=\"Proposed - Option 1\",Apdx_1_ProposedGoals!N15,Apdx_1_AltGoals!N15)","v":1502308},{"$f":"IF(CostData!$C$6=\"Proposed - Option 1\",Apdx_1_ProposedGoals!O15,Apdx_1_AltGoals!O15)","v":4093831},{"$f":"IF(CostData!$C$6=\"Proposed - Option 1\",Apdx_1_ProposedGoals!P15,Apdx_1_AltGoals!P15)","v":0},{"$f":"IF(CostData!$C$6=\"Proposed - Option 1\",Apdx_1_ProposedGoals!Q15,Apdx_1_AltGoals!Q15)","v":366833182.50428218},{"$f":"IF(CostData!$C$6=\"Proposed - Option 1\",Apdx_1_ProposedGoals!R15,Apdx_1_AltGoals!R15)","v":250089.58781180004},{"$f":"IF(CostData!$C$6=\"Proposed - Option 1\",Apdx_1_ProposedGoals!S15,Apdx_1_AltGoals!S15)","v":0},{"$f":"IF(CostData!$C$6=\"Proposed - Option 1\",Apdx_1_ProposedGoals!T15,Apdx_1_AltGoals!T15)","v":0},{"$f":"IF(CostData!$C$6=\"Proposed - Option 1\",Apdx_1_ProposedGoals!U15,Apdx_1_AltGoals!U15)","v":0},{"$f":"IF(CostData!$C$6=\"Proposed - Option 1\",Apdx_1_ProposedGoals!V15,Apdx_1_AltGoals!V15)","v":1046926.8679999999},{"$f":"IF(CostData!$C$6=\"Proposed - Option 1\",Apdx_1_ProposedGoals!W15,Apdx_1_AltGoals!W15)","v":1046926.8679999999},{"$f":"IF(CostData!$C$6=\"Proposed - Option 1\",Apdx_1_ProposedGoals!X15,Apdx_1_AltGoals!X15)","v":1046926.8679999999},{"$f":"IF(CostData!$C$6=\"Proposed - Option 1\",Apdx_1_ProposedGoals!Y15,Apdx_1_AltGoals!Y15)","v":1046926.8679999999},{"$f":"IF(CostData!$C$6=\"Proposed - Option 1\",Apdx_1_ProposedGoals!Z15,Apdx_1_AltGoals!Z15)","v":1046926.8679999999},{"$f":"IF(CostData!$C$6=\"Proposed - Option 1\",Apdx_1_ProposedGoals!AA15,Apdx_1_AltGoals!AA15)","v":1046926.8679999999},{"$f":"IF(CostData!$C$6=\"Proposed - Option 1\",Apdx_1_ProposedGoals!AB15,Apdx_1_AltGoals!AB15)","v":1046926.8679999999},{"$f":"IF(CostData!$C$6=\"Proposed - Option 1\",Apdx_1_ProposedGoals!AC15,Apdx_1_AltGoals!AC15)","v":1046926.8679999999},{"$f":"IF(CostData!$C$6=\"Proposed - Option 1\",Apdx_1_ProposedGoals!AD15,Apdx_1_AltGoals!AD15)","v":1046926.8679999999},{"$f":"IF(CostData!$C$6=\"Proposed - Option 1\",Apdx_1_ProposedGoals!AE15,Apdx_1_AltGoals!AE15)","v":1046926.8679999999},{"$f":"IF(CostData!$C$6=\"Proposed - Option 1\",Apdx_1_ProposedGoals!AF15,Apdx_1_AltGoals!AF15)","v":1.2935951595377262E-2},{"$f":"IF(CostData!$C$6=\"Proposed - Option 1\",Apdx_1_ProposedGoals!AG15,Apdx_1_AltGoals!AG15)","v":2.0390597459158413E-2},{"$f":"IF(CostData!$C$6=\"Proposed - Option 1\",Apdx_1_ProposedGoals!AH15,Apdx_1_AltGoals!AH15)","v":2.9243784150046345E-2},{"$f":"IF(CostData!$C$6=\"Proposed - Option 1\",Apdx_1_ProposedGoals!AI15,Apdx_1_AltGoals!AI15)","v":3.9342908474585984E-2},{"$f":"IF(CostData!$C$6=\"Proposed - Option 1\",Apdx_1_ProposedGoals!AJ15,Apdx_1_AltGoals!AJ15)","v":5.0533577190452539E-2},{"$f":"IF(CostData!$C$6=\"Proposed - Option 1\",Apdx_1_ProposedGoals!AK15,Apdx_1_AltGoals!AK15)","v":6.1312614687611545E-2},{"$f":"IF(CostData!$C$6=\"Proposed - Option 1\",Apdx_1_ProposedGoals!AL15,Apdx_1_AltGoals!AL15)","v":7.1133000748976744E-2},{"$f":"IF(CostData!$C$6=\"Proposed - Option 1\",Apdx_1_ProposedGoals!AM15,Apdx_1_AltGoals!AM15)","v":8.0030262278284595E-2},{"$f":"IF(CostData!$C$6=\"Proposed - Option 1\",Apdx_1_ProposedGoals!AN15,Apdx_1_AltGoals!AN15)","v":8.8038272014961574E-2},{"$f":"IF(CostData!$C$6=\"Proposed - Option 1\",Apdx_1_ProposedGoals!AO15,Apdx_1_AltGoals!AO15)","v":9.5189320054825319E-2},{"$f":"IF(CostData!$C$6=\"Proposed - Option 1\",Apdx_1_ProposedGoals!AP15,Apdx_1_AltGoals!AP15)","v":0.96236732407479131},{"$f":"IF(CostData!$C$6=\"Proposed - Option 1\",Apdx_1_ProposedGoals!AQ15,Apdx_1_AltGoals!AQ15)","v":10363057.6907},{"$f":"IF(CostData!$C$6=\"Proposed - Option 1\",Apdx_1_ProposedGoals!AR15,Apdx_1_AltGoals!AR15)","v":1458.0486917008009},{"$f":"IF(CostData!$C$6=\"Proposed - Option 1\",Apdx_1_ProposedGoals!AS15,Apdx_1_AltGoals!AS15)","v":1442.773633599732},{"$f":"IF(CostData!$C$6=\"Proposed - Option 1\",Apdx_1_ProposedGoals!AT15,Apdx_1_AltGoals!AT15)","v":1425.0435176504507},{"$f":"IF(CostData!$C$6=\"Proposed - Option 1\",Apdx_1_ProposedGoals!AU15,Apdx_1_AltGoals!AU15)","v":1405.3429028456842},{"$f":"IF(CostData!$C$6=\"Proposed - Option 1\",Apdx_1_ProposedGoals!AV15,Apdx_1_AltGoals!AV15)","v":1384.139583130479},{"$f":"IF(CostData!$C$6=\"Proposed - Option 1\",Apdx_1_ProposedGoals!AW15,Apdx_1_AltGoals!AW15)","v":1364.3124760900853},{"$f":"IF(CostData!$C$6=\"Proposed - Option 1\",Apdx_1_ProposedGoals!AX15,Apdx_1_AltGoals!AX15)","v":1346.7368507968874},{"$f":"IF(CostData!$C$6=\"Proposed - Option 1\",Apdx_1_ProposedGoals!AY15,Apdx_1_AltGoals!AY15)","v":1331.199821648358},{"$f":"IF(CostData!$C$6=\"Proposed - Option 1\",Apdx_1_ProposedGoals!AZ15,Apdx_1_AltGoals!AZ15)","v":1317.5190567969541},{"$f":"IF(CostData!$C$6=\"Proposed - Option 1\",Apdx_1_ProposedGoals!BA15,Apdx_1_AltGoals!BA15)","v":1305.5378190093093},{"$f":"IF(CostData!$C$6=\"Proposed - Option 1\",Apdx_1_ProposedGoals!BB15,Apdx_1_AltGoals!BB15)","v":1378.0654353268742},{"$f":"IF(CostData!$C$6=\"Proposed - Option 1\",Apdx_1_ProposedGoals!BC15,Apdx_1_AltGoals!BC15)","v":1305.5378190093093}]
[null,"Idaho",{"$f":"IF(CostData!$C$6=\"Proposed - Option 1\",Apdx_1_ProposedGoals!C16,Apdx_1_AltGoals!C16)","v":0},{"$f":"IF(CostData!$C$6=\"Proposed - Option 1\",Apdx_1_ProposedGoals!D16,Apdx_1_AltGoals!D16)","v":857.9888373},{"$f":"IF(CostData!$C$6=\"Proposed - Option 1\",Apdx_1_ProposedGoals!E16,Apdx_1_AltGoals!E16)","v":0},{"$f":"IF(CostData!$C$6=\"Proposed - Option 1\",Apdx_1_ProposedGoals!F16,Apdx_1_AltGoals!F16)","v":0},{"$f":"IF(CostData!$C$6=\"Proposed - Option 1\",Apdx_1_ProposedGoals!G16,Apdx_1_AltGoals!G16)","v":0},{"$f":"IF(CostData!$C$6=\"Proposed - Option 1\",Apdx_1_ProposedGoals!H16,Apdx_1_AltGoals!H16)","v":1639922},{"$f":"IF(CostData!$C$6=\"Proposed - Option 1\",Apdx_1_ProposedGoals!I16,Apdx_1_AltGoals!I16)","v":0},{"$f":"IF(CostData!$C$6=\"Proposed - Option 1\",Apdx_1_ProposedGoals!J16,Apdx_1_AltGoals!J16)","v":0},{"$f":"IF(CostData!$C$6=\"Proposed - Option 1\",Apdx_1_ProposedGoals!K16,Apdx_1_AltGoals!K16)","v":620},{"$f":"IF(CostData!$C$6=\"Proposed - Option 1\",Apdx_1_ProposedGoals!L16,Apdx_1_AltGoals!L16)","v":0},{"$f":"IF(CostData!$C$6=\"Proposed - Option 1\",Apdx_1_ProposedGoals!M16,Apdx_1_AltGoals!M16)","v":0},{"$f":"IF(CostData!$C$6=\"Proposed - Option 1\",Apdx_1_ProposedGoals!N16,Apdx_1_AltGoals!N16)","v":0},{"$f":"IF(CostData!$C$6=\"Proposed - Option 1\",Apdx_1_ProposedGoals!O16,Apdx_1_AltGoals!O16)","v":0},{"$f":"IF(CostData!$C$6=\"Proposed - Option 1\",Apdx_1_ProposedGoals!P16,Apdx_1_AltGoals!P16)","v":1639922},{"$f":"IF(CostData!$C$6=\"Proposed - Option 1\",Apdx_1_ProposedGoals!Q16,Apdx_1_AltGoals!Q16)","v":0},{"$f":"IF(CostData!$C$6=\"Proposed - Option 1\",Apdx_1_ProposedGoals!R16,Apdx_1_AltGoals!R16)","v":0},{"$f":"IF(CostData!$C$6=\"Proposed - Option 1\",Apdx_1_ProposedGoals!S16,Apdx_1_AltGoals!S16)","v":0.30111970444796993},{"$f":"IF(CostData!$C$6=\"Proposed - Option 1\",Apdx_1_ProposedGoals!T16,Apdx_1_AltGoals!T16)","v":0.30111970444796993},{"$f":"IF(CostData!$C$6=\"Proposed - Option 1\",Apdx_1_ProposedGoals!U16,Apdx_1_AltGoals!U16)","v":0},{"$f":"IF(CostData!$C$6=\"Proposed - Option 1\",Apdx_1_ProposedGoals!V16,Apdx_1_AltGoals!V16)","v":3185880.3281693324},{"$f":"IF(CostData!$C$6=\"Proposed - Option 1\",Apdx_1_ProposedGoals!W16,Apdx_1_AltGoals!W16)","v":3196687.1701874998},{"$f":"IF(CostData!$C$6=\"Proposed - Option 1\",Apdx_1_ProposedGoals!X16,Apdx_1_AltGoals!X16)","v":3196687.1701874998},{"$f":"IF(CostData!$C$6=\"Proposed - Option 1\",Apdx_1_ProposedGoals!Y16,Apdx_1_AltGoals!Y16)","v":3196687.1701874998},{"$f":"IF(CostData!$C$6=\"Proposed - Option 1\",Apdx_1_ProposedGoals!Z16,Apdx_1_AltGoals!Z16)","v":3196687.1701874998},{"$f":"IF(CostData!$C$6=\"Proposed - Option 1\",Apdx_1_ProposedGoals!AA16,Apdx_1_AltGoals!AA16)","v":3196687.1701874998},{"$f":"IF(CostData!$C$6=\"Proposed - Option 1\",Apdx_1_ProposedGoals!AB16,Apdx_1_AltGoals!AB16)","v":3196687.1701874998},{"$f":"IF(CostData!$C$6=\"Proposed - Option 1\",Apdx_1_ProposedGoals!AC16,Apdx_1_AltGoals!AC16)","v":3196687.1701874998},{"$f":"IF(CostData!$C$6=\"Proposed - Option 1\",Apdx_1_ProposedGoals!AD16,Apdx_1_AltGoals!AD16)","v":3196687.1701874998},{"$f":"IF(CostData!$C$6=\"Proposed - Option 1\",Apdx_1_ProposedGoals!AE16,Apdx_1_AltGoals!AE16)","v":3196687.1701874998},{"$f":"IF(CostData!$C$6=\"Proposed - Option 1\",Apdx_1_ProposedGoals!AF16,Apdx_1_AltGoals!AF16)","v":3.8043220220796779E-2},{"$f":"IF(CostData!$C$6=\"Proposed - Option 1\",Apdx_1_ProposedGoals!AG16,Apdx_1_AltGoals!AG16)","v":4.9842207824726745E-2},{"$f":"IF(CostData!$C$6=\"Proposed - Option 1\",Apdx_1_ProposedGoals!AH16,Apdx_1_AltGoals!AH16)","v":6.0627723450186154E-2},{"$f":"IF(CostData!$C$6=\"Proposed - Option 1\",Apdx_1_ProposedGoals!AI16,Apdx_1_AltGoals!AI16)","v":7.0440724340313246E-2},{"$f":"IF(CostData!$C$6=\"Proposed - Option 1\",Apdx_1_ProposedGoals!AJ16,Apdx_1_AltGoals!AJ16)","v":7.9320223868099643E-2},{"$f":"IF(CostData!$C$6=\"Proposed - Option 1\",Apdx_1_ProposedGoals!AK16,Apdx_1_AltGoals!AK16)","v":8.7303379951876967E-2},{"$f":"IF(CostData!$C$6=\"Proposed - Option 1\",Apdx_1_ProposedGoals!AL16,Apdx_1_AltGoals!AL16)","v":9.4425579405740506E-2},{"$f":"IF(CostData!$C$6=\"Proposed - Option 1\",Apdx_1_ProposedGoals!AM16,Apdx_1_AltGoals!AM16)","v":0.10072051841129301},{"$f":"IF(CostData!$C$6=\"Proposed - Option 1\",Apdx_1_ProposedGoals!AN16,Apdx_1_AltGoals!AN16)","v":0.10622027928854094},{"$f":"IF(CostData!$C$6=\"Proposed - Option 1\",Apdx_1_ProposedGoals!AO16,Apdx_1_AltGoals!AO16)","v":0.11095540373561535},{"$f":"IF(CostData!$C$6=\"Proposed - Option 1\",Apdx_1_ProposedGoals!AP16,Apdx_1_AltGoals!AP16)","v":0.46825537415146617},{"$f":"IF(CostData!$C$6=\"Proposed - Option 1\",Apdx_1_ProposedGoals!AQ16,Apdx_1_AltGoals!AQ16)","v":25492619.6109},{"$f":"IF(CostData!$C$6=\"Proposed - Option 1\",Apdx_1_ProposedGoals!AR16,Apdx_1_AltGoals!AR16)","v":266.48757347252729},{"$f":"IF(CostData!$C$6=\"Proposed - Option 1\",Apdx_1_ProposedGoals!AS16,Apdx_1_AltGoals!AS16)","v":259.0471251061341},{"$f":"IF(CostData!$C$6=\"Proposed - Option 1\",Apdx_1_ProposedGoals!AT16,Apdx_1_AltGoals!AT16)","v":253.04898379336336},{"$f":"IF(CostData!$C$6=\"Proposed - Option 1\",Apdx_1_ProposedGoals!AU16,Apdx_1_AltGoals!AU16)","v":247.82803686003507},{"$f":"IF(CostData!$C$6=\"Proposed - Option 1\",Apdx_1_ProposedGoals!AV16,Apdx_1_AltGoals!AV16)","v":243.28602263521299},{"$f":"IF(CostData!$C$6=\"Proposed - Option 1\",Apdx_1_ProposedGoals!AW16,Apdx_1_AltGoals!AW16)","v":239.34232427760162},{"$f":"IF(CostData!$C$6=\"Proposed - Option 1\",Apdx_1_ProposedGoals!AX16,Apdx_1_AltGoals!AX16)","v":235.93031820196978},{"$f":"IF(CostData!$C$6=\"Proposed - Option 1\",Apdx_1_ProposedGoals!AY16,Apdx_1_AltGoals!AY16)","v":232.99460549754644},{"$f":"IF(CostData!$C$6=\"Proposed - Option 1\",Apdx_1_ProposedGoals!AZ16,Apdx_1_AltGoals!AZ16)","v":230.48888819000945},{"$f":"IF(CostData!$C$6=\"Proposed - Option 1\",Apdx_1_ProposedGoals!BA16,Apdx_1_AltGoals!BA16)","v":228.37432304188948},{"$f":"IF(CostData!$C$6=\"Proposed - Option 1\",Apdx_1_ProposedGoals!BB16,Apdx_1_AltGoals!BB16)","v":243.68282010762897},{"$f":"IF(CostData!$C$6=\"Proposed - Option 1\",Apdx_1_ProposedGoals!BC16,Apdx_1_AltGoals!BC16)","v":228.37432304188948}]
[null,"Illinois",{"$f":"IF(CostData!$C$6=\"Proposed - Option 1\",Apdx_1_ProposedGoals!C17,Apdx_1_AltGoals!C17)","v":2334.1314781999999},{"$f":"IF(CostData!$C$6=\"Proposed - Option 1\",Apdx_1_ProposedGoals!D17,Apdx_1_AltGoals!D17)","v":865.11049949999995},{"$f":"IF(CostData!$C$6=\"Proposed - Option 1\",Apdx_1_ProposedGoals!E17,Apdx_1_AltGoals!E17)","v":0},{"$f":"IF(CostData!$C$6=\"Proposed - Option 1\",Apdx_1_ProposedGoals!F17,Apdx_1_AltGoals!F17)","v":502713810.86605561},{"$f":"IF(CostData!$C$6=\"Proposed - Option 1\",Apdx_1_ProposedGoals!G17,Apdx_1_AltGoals!G17)","v":79166165},{"$f":"IF(CostData!$C$6=\"Proposed - Option 1\",Apdx_1_ProposedGoals!H17,Apdx_1_AltGoals!H17)","v":7870423.0049999999},{"$f":"IF(CostData!$C$6=\"Proposed - Option 1\",Apdx_1_ProposedGoals!I17,Apdx_1_AltGoals!I17)","v":0},{"$f":"IF(CostData!$C$6=\"Proposed - Option 1\",Apdx_1_ProposedGoals!J17,Apdx_1_AltGoals!J17)","v":727383.22051619994},{"$f":"IF(CostData!$C$6=\"Proposed - Option 1\",Apdx_1_ProposedGoals!K17,Apdx_1_AltGoals!K17)","v":3395.6},{"$f":"IF(CostData!$C$6=\"Proposed - Option 1\",Apdx_1_ProposedGoals!L17,Apdx_1_AltGoals!L17)","v":0},{"$f":"IF(CostData!$C$6=\"Proposed - Option 1\",Apdx_1_ProposedGoals!M17,Apdx_1_AltGoals!M17)","v":2194.0835895079999},{"$f":"IF(CostData!$C$6=\"Proposed - Option 1\",Apdx_1_ProposedGoals!N17,Apdx_1_AltGoals!N17)","v":66157722.725000001},{"$f":"IF(CostData!$C$6=\"Proposed - Option 1\",Apdx_1_ProposedGoals!O17,Apdx_1_AltGoals!O17)","v":0},{"$f":"IF(CostData!$C$6=\"Proposed - Option 1\",Apdx_1_ProposedGoals!P17,Apdx_1_AltGoals!P17)","v":20878865.279999997},{"$f":"IF(CostData!$C$6=\"Proposed - Option 1\",Apdx_1_ProposedGoals!Q17,Apdx_1_AltGoals!Q17)","v":502713810.86605561},{"$f":"IF(CostData!$C$6=\"Proposed - Option 1\",Apdx_1_ProposedGoals!R17,Apdx_1_AltGoals!R17)","v":727383.22051619994},{"$f":"IF(CostData!$C$6=\"Proposed - Option 1\",Apdx_1_ProposedGoals!S17,Apdx_1_AltGoals!S17)","v":0.26386951731411334},{"$f":"IF(CostData!$C$6=\"Proposed - Option 1\",Apdx_1_ProposedGoals!T17,Apdx_1_AltGoals!T17)","v":0.7},{"$f":"IF(CostData!$C$6=\"Proposed - Option 1\",Apdx_1_ProposedGoals!U17,Apdx_1_AltGoals!U17)","v":5305342.0031535765},{"$f":"IF(CostData!$C$6=\"Proposed - Option 1\",Apdx_1_ProposedGoals!V17,Apdx_1_AltGoals!V17)","v":10562948.774062034},{"$f":"IF(CostData!$C$6=\"Proposed - Option 1\",Apdx_1_ProposedGoals!W17,Apdx_1_AltGoals!W17)","v":11194781.062601805},{"$f":"IF(CostData!$C$6=\"Proposed - Option 1\",Apdx_1_ProposedGoals!X17,Apdx_1_AltGoals!X17)","v":11864406.968187384},{"$f":"IF(CostData!$C$6=\"Proposed - Option 1\",Apdx_1_ProposedGoals!Y17,Apdx_1_AltGoals!Y17)","v":12574087.150040077},{"$f":"IF(CostData!$C$6=\"Proposed - Option 1\",Apdx_1_ProposedGoals!Z17,Apdx_1_AltGoals!Z17)","v":13326217.490747312},{"$f":"IF(CostData!$C$6=\"Proposed - Option 1\",Apdx_1_ProposedGoals!AA17,Apdx_1_AltGoals!AA17)","v":14123337.184769994},{"$f":"IF(CostData!$C$6=\"Proposed - Option 1\",Apdx_1_ProposedGoals!AB17,Apdx_1_AltGoals!AB17)","v":14968137.310771216},{"$f":"IF(CostData!$C$6=\"Proposed - Option 1\",Apdx_1_ProposedGoals!AC17,Apdx_1_AltGoals!AC17)","v":15863469.916706521},{"$f":"IF(CostData!$C$6=\"Proposed - Option 1\",Apdx_1_ProposedGoals!AD17,Apdx_1_AltGoals!AD17)","v":16812357.648347016},{"$f":"IF(CostData!$C$6=\"Proposed - Option 1\",Apdx_1_ProposedGoals!AE17,Apdx_1_AltGoals!AE17)","v":17818003.953741267},{"$f":"IF(CostData!$C$6=\"Proposed - Option 1\",Apdx_1_ProposedGoals!AF17,Apdx_1_AltGoals!AF17)","v":4.361158168069415E-2},{"$f":"IF(CostData!$C$6=\"Proposed - Option 1\",Apdx_1_ProposedGoals!AG17,Apdx_1_AltGoals!AG17)","v":5.5268462953305439E-2},{"$f":"IF(CostData!$C$6=\"Proposed - Option 1\",Apdx_1_ProposedGoals!AH17,Apdx_1_AltGoals!AH17)","v":6.5964962928968585E-2},{"$f":"IF(CostData!$C$6=\"Proposed - Option 1\",Apdx_1_ProposedGoals!AI17,Apdx_1_AltGoals!AI17)","v":7.5731445301236738E-2},{"$f":"IF(CostData!$C$6=\"Proposed - Option 1\",Apdx_1_ProposedGoals!AJ17,Apdx_1_AltGoals!AJ17)","v":8.4596895879422415E-2},{"$f":"IF(CostData!$C$6=\"Proposed - Option 1\",Apdx_1_ProposedGoals!AK17,Apdx_1_AltGoals!AK17)","v":9.2588975782934665E-2},{"$f":"IF(CostData!$C$6=\"Proposed - Option 1\",Apdx_1_ProposedGoals!AL17,Apdx_1_AltGoals!AL17)","v":9.9734072436781632E-2},{"$f":"IF(CostData!$C$6=\"Proposed - Option 1\",Apdx_1_ProposedGoals!AM17,Apdx_1_AltGoals!AM17)","v":0.10605734845647309},{"$f":"IF(CostData!$C$6=\"Proposed - Option 1\",Apdx_1_ProposedGoals!AN17,Apdx_1_AltGoals!AN17)","v":0.11158278850697179},{"$f":"IF(CostData!$C$6=\"Proposed - Option 1\",Apdx_1_ProposedGoals!AO17,Apdx_1_AltGoals!AO17)","v":0.11633324421690042},{"$f":"IF(CostData!$C$6=\"Proposed - Option 1\",Apdx_1_ProposedGoals!AP17,Apdx_1_AltGoals!AP17)","v":1.2699014351631996},{"$f":"IF(CostData!$C$6=\"Proposed - Option 1\",Apdx_1_ProposedGoals!AQ17,Apdx_1_AltGoals!AQ17)","v":154319858.30039999},{"$f":"IF(CostData!$C$6=\"Proposed - Option 1\",Apdx_1_ProposedGoals!AR17,Apdx_1_AltGoals!AR17)","v":1483.4836900036169},{"$f":"IF(CostData!$C$6=\"Proposed - Option 1\",Apdx_1_ProposedGoals!AS17,Apdx_1_AltGoals!AS17)","v":1451.5142362231506},{"$f":"IF(CostData!$C$6=\"Proposed - Option 1\",Apdx_1_ProposedGoals!AT17,Apdx_1_AltGoals!AT17)","v":1422.256480126777},{"$f":"IF(CostData!$C$6=\"Proposed - Option 1\",Apdx_1_ProposedGoals!AU17,Apdx_1_AltGoals!AU17)","v":1395.3843139896371},{"$f":"IF(CostData!$C$6=\"Proposed - Option 1\",Apdx_1_ProposedGoals!AV17,Apdx_1_AltGoals!AV17)","v":1370.6162560260459},{"$f":"IF(CostData!$C$6=\"Proposed - Option 1\",Apdx_1_ProposedGoals!AW17,Apdx_1_AltGoals!AW17)","v":1347.7075115442829},{"$f":"IF(CostData!$C$6=\"Proposed - Option 1\",Apdx_1_ProposedGoals!AX17,Apdx_1_AltGoals!AX17)","v":1326.443631835695},{"$f":"IF(CostData!$C$6=\"Proposed - Option 1\",Apdx_1_ProposedGoals!AY17,Apdx_1_AltGoals!AY17)","v":1306.6354080359858},{"$f":"IF(CostData!$C$6=\"Proposed - Option 1\",Apdx_1_ProposedGoals!AZ17,Apdx_1_AltGoals!AZ17)","v":1288.1147289704923},{"$f":"IF(CostData!$C$6=\"Proposed - Option 1\",Apdx_1_ProposedGoals!BA17,Apdx_1_AltGoals!BA17)","v":1270.7311985672013},{"$f":"IF(CostData!$C$6=\"Proposed - Option 1\",Apdx_1_ProposedGoals!BB17,Apdx_1_AltGoals!BB17)","v":1366.2887455322884},{"$f":"IF(CostData!$C$6=\"Proposed - Option 1\",Apdx_1_ProposedGoals!BC17,Apdx_1_AltGoals!BC17)","v":1270.7311985672013}]
[null,"Indiana",{"$f":"IF(CostData!$C$6=\"Proposed - Option 1\",Apdx_1_ProposedGoals!C18,Apdx_1_AltGoals!C18)","v":2158.1427699999999},{"$f":"IF(CostData!$C$6=\"Proposed - Option 1\",Apdx_1_ProposedGoals!D18,Apdx_1_AltGoals!D18)","v":913.95402869999998},{"$f":"IF(CostData!$C$6=\"Proposed - Option 1\",Apdx_1_ProposedGoals!E18,Apdx_1_AltGoals!E18)","v":0},{"$f":"IF(CostData!$C$6=\"Proposed - Option 1\",Apdx_1_ProposedGoals!F18,Apdx_1_AltGoals!F18)","v":2498940947.3439569},{"$f":"IF(CostData!$C$6=\"Proposed - Option 1\",Apdx_1_ProposedGoals!G18,Apdx_1_AltGoals!G18)","v":87213268},{"$f":"IF(CostData!$C$6=\"Proposed - Option 1\",Apdx_1_ProposedGoals!H18,Apdx_1_AltGoals!H18)","v":12839308.9999},{"$f":"IF(CostData!$C$6=\"Proposed - Option 1\",Apdx_1_ProposedGoals!I18,Apdx_1_AltGoals!I18)","v":0},{"$f":"IF(CostData!$C$6=\"Proposed - Option 1\",Apdx_1_ProposedGoals!J18,Apdx_1_AltGoals!J18)","v":1631176.6947404},{"$f":"IF(CostData!$C$6=\"Proposed - Option 1\",Apdx_1_ProposedGoals!K18,Apdx_1_AltGoals!K18)","v":2767.7},{"$f":"IF(CostData!$C$6=\"Proposed - Option 1\",Apdx_1_ProposedGoals!L18,Apdx_1_AltGoals!L18)","v":0},{"$f":"IF(CostData!$C$6=\"Proposed - Option 1\",Apdx_1_ProposedGoals!M18,Apdx_1_AltGoals!M18)","v":2028.6542037999998},{"$f":"IF(CostData!$C$6=\"Proposed - Option 1\",Apdx_1_ProposedGoals!N18,Apdx_1_AltGoals!N18)","v":83034543.239900008},{"$f":"IF(CostData!$C$6=\"Proposed - Option 1\",Apdx_1_ProposedGoals!O18,Apdx_1_AltGoals!O18)","v":0},{"$f":"IF(CostData!$C$6=\"Proposed - Option 1\",Apdx_1_ProposedGoals!P18,Apdx_1_AltGoals!P18)","v":17018033.759999998},{"$f":"IF(CostData!$C$6=\"Proposed - Option 1\",Apdx_1_ProposedGoals!Q18,Apdx_1_AltGoals!Q18)","v":2498940947.3439569},{"$f":"IF(CostData!$C$6=\"Proposed - Option 1\",Apdx_1_ProposedGoals!R18,Apdx_1_AltGoals!R18)","v":1631176.6947404},{"$f":"IF(CostData!$C$6=\"Proposed - Option 1\",Apdx_1_ProposedGoals!S18,Apdx_1_AltGoals!S18)","v":0.5281171977137975},{"$f":"IF(CostData!$C$6=\"Proposed - Option 1\",Apdx_1_ProposedGoals!T18,Apdx_1_AltGoals!T18)","v":0.7},{"$f":"IF(CostData!$C$6=\"Proposed - Option 1\",Apdx_1_ProposedGoals!U18,Apdx_1_AltGoals!U18)","v":0},{"$f":"IF(CostData!$C$6=\"Proposed - Option 1\",Apdx_1_ProposedGoals!V18,Apdx_1_AltGoals!V18)","v":4474097.5541361207},{"$f":"IF(CostData!$C$6=\"Proposed - Option 1\",Apdx_1_ProposedGoals!W18,Apdx_1_AltGoals!W18)","v":4741719.7264334615},{"$f":"IF(CostData!$C$6=\"Proposed - Option 1\",Apdx_1_ProposedGoals!X18,Apdx_1_AltGoals!X18)","v":5025349.9598511811},{"$f":"IF(CostData!$C$6=\"Proposed - Option 1\",Apdx_1_ProposedGoals!Y18,Apdx_1_AltGoals!Y18)","v":5325945.7909739129},{"$f":"IF(CostData!$C$6=\"Proposed - Option 1\",Apdx_1_ProposedGoals!Z18,Apdx_1_AltGoals!Z18)","v":5644522.03229897},{"$f":"IF(CostData!$C$6=\"Proposed - Option 1\",Apdx_1_ProposedGoals!AA18,Apdx_1_AltGoals!AA18)","v":5982154.1982466178},{"$f":"IF(CostData!$C$6=\"Proposed - Option 1\",Apdx_1_ProposedGoals!AB18,Apdx_1_AltGoals!AB18)","v":6339982.1361002298},{"$f":"IF(CostData!$C$6=\"Proposed - Option 1\",Apdx_1_ProposedGoals!AC18,Apdx_1_AltGoals!AC18)","v":6719213.8741344018},{"$f":"IF(CostData!$C$6=\"Proposed - Option 1\",Apdx_1_ProposedGoals!AD18,Apdx_1_AltGoals!AD18)","v":7121129.6999223102},{"$f":"IF(CostData!$C$6=\"Proposed - Option 1\",Apdx_1_ProposedGoals!AE18,Apdx_1_AltGoals!AE18)","v":7547086.4825906968},{"$f":"IF(CostData!$C$6=\"Proposed - Option 1\",Apdx_1_ProposedGoals!AF18,Apdx_1_AltGoals!AF18)","v":3.1956727591867851E-2},{"$f":"IF(CostData!$C$6=\"Proposed - Option 1\",Apdx_1_ProposedGoals!AG18,Apdx_1_AltGoals!AG18)","v":4.3265104376892377E-2},{"$f":"IF(CostData!$C$6=\"Proposed - Option 1\",Apdx_1_ProposedGoals!AH18,Apdx_1_AltGoals!AH18)","v":5.4906687375825887E-2},{"$f":"IF(CostData!$C$6=\"Proposed - Option 1\",Apdx_1_ProposedGoals!AI18,Apdx_1_AltGoals!AI18)","v":6.5587996988725653E-2},{"$f":"IF(CostData!$C$6=\"Proposed - Option 1\",Apdx_1_ProposedGoals!AJ18,Apdx_1_AltGoals!AJ18)","v":7.533938362006927E-2},{"$f":"IF(CostData!$C$6=\"Proposed - Option 1\",Apdx_1_ProposedGoals!AK18,Apdx_1_AltGoals!AK18)","v":8.4189820172546906E-2},{"$f":"IF(CostData!$C$6=\"Proposed - Option 1\",Apdx_1_ProposedGoals!AL18,Apdx_1_AltGoals!AL18)","v":9.216695522320105E-2},{"$f":"IF(CostData!$C$6=\"Proposed - Option 1\",Apdx_1_ProposedGoals!AM18,Apdx_1_AltGoals!AM18)","v":9.9297164001421079E-2},{"$f":"IF(CostData!$C$6=\"Proposed - Option 1\",Apdx_1_ProposedGoals!AN18,Apdx_1_AltGoals!AN18)","v":0.10560559725699863},{"$f":"IF(CostData!$C$6=\"Proposed - Option 1\",Apdx_1_ProposedGoals!AO18,Apdx_1_AltGoals!AO18)","v":0.11111622810286446},{"$f":"IF(CostData!$C$6=\"Proposed - Option 1\",Apdx_1_ProposedGoals!AP18,Apdx_1_AltGoals!AP18)","v":1.0283960752376078},{"$f":"IF(CostData!$C$6=\"Proposed - Option 1\",Apdx_1_ProposedGoals!AQ18,Apdx_1_AltGoals!AQ18)","v":113071949.2175},{"$f":"IF(CostData!$C$6=\"Proposed - Option 1\",Apdx_1_ProposedGoals!AR18,Apdx_1_AltGoals!AR18)","v":1698.9967631771033},{"$f":"IF(CostData!$C$6=\"Proposed - Option 1\",Apdx_1_ProposedGoals!AS18,Apdx_1_AltGoals!AS18)","v":1675.3964511180338},{"$f":"IF(CostData!$C$6=\"Proposed - Option 1\",Apdx_1_ProposedGoals!AT18,Apdx_1_AltGoals!AT18)","v":1651.6571872907925},{"$f":"IF(CostData!$C$6=\"Proposed - Option 1\",Apdx_1_ProposedGoals!AU18,Apdx_1_AltGoals!AU18)","v":1629.8851777227435},{"$f":"IF(CostData!$C$6=\"Proposed - Option 1\",Apdx_1_ProposedGoals!AV18,Apdx_1_AltGoals!AV18)","v":1609.8901267035665},{"$f":"IF(CostData!$C$6=\"Proposed - Option 1\",Apdx_1_ProposedGoals!AW18,Apdx_1_AltGoals!AW18)","v":1591.5036587468751},{"$f":"IF(CostData!$C$6=\"Proposed - Option 1\",Apdx_1_ProposedGoals!AX18,Apdx_1_AltGoals!AX18)","v":1574.5759602826856},{"$f":"IF(CostData!$C$6=\"Proposed - Option 1\",Apdx_1_ProposedGoals!AY18,Apdx_1_AltGoals!AY18)","v":1558.972989289362},{"$f":"IF(CostData!$C$6=\"Proposed - Option 1\",Apdx_1_ProposedGoals!AZ18,Apdx_1_AltGoals!AZ18)","v":1544.5741416516328},{"$f":"IF(CostData!$C$6=\"Proposed - Option 1\",Apdx_1_ProposedGoals!BA18,Apdx_1_AltGoals!BA18)","v":1531.270287193553},{"$f":"IF(CostData!$C$6=\"Proposed - Option 1\",Apdx_1_ProposedGoals!BB18,Apdx_1_AltGoals!BB18)","v":1606.6722743176347},{"$f":"IF(CostData!$C$6=\"Proposed - Option 1\",Apdx_1_ProposedGoals!BC18,Apdx_1_AltGoals!BC18)","v":1531.270287193553}]
[null,"Iowa",{"$f":"IF(CostData!$C$6=\"Proposed - Option 1\",Apdx_1_ProposedGoals!C19,Apdx_1_AltGoals!C19)","v":2251.3328427000001},{"$f":"IF(CostData!$C$6=\"Proposed - Option 1\",Apdx_1_ProposedGoals!D19,Apdx_1_AltGoals!D19)","v":894.23068499999999},{"$f":"IF(CostData!$C$6=\"Proposed - Option 1\",Apdx_1_ProposedGoals!E19,Apdx_1_AltGoals!E19)","v":2421.6860683},{"$f":"IF(CostData!$C$6=\"Proposed - Option 1\",Apdx_1_ProposedGoals!F19,Apdx_1_AltGoals!F19)","v":0},{"$f":"IF(CostData!$C$6=\"Proposed - Option 1\",Apdx_1_ProposedGoals!G19,Apdx_1_AltGoals!G19)","v":33055156},{"$f":"IF(CostData!$C$6=\"Proposed - Option 1\",Apdx_1_ProposedGoals!H19,Apdx_1_AltGoals!H19)","v":1437496.0001000001},{"$f":"IF(CostData!$C$6=\"Proposed - Option 1\",Apdx_1_ProposedGoals!I19,Apdx_1_AltGoals!I19)","v":305111},{"$f":"IF(CostData!$C$6=\"Proposed - Option 1\",Apdx_1_ProposedGoals!J19,Apdx_1_AltGoals!J19)","v":0},{"$f":"IF(CostData!$C$6=\"Proposed - Option 1\",Apdx_1_ProposedGoals!K19,Apdx_1_AltGoals!K19)","v":1263.9000000000001},{"$f":"IF(CostData!$C$6=\"Proposed - Option 1\",Apdx_1_ProposedGoals!L19,Apdx_1_AltGoals!L19)","v":0},{"$f":"IF(CostData!$C$6=\"Proposed - Option 1\",Apdx_1_ProposedGoals!M19,Apdx_1_AltGoals!M19)","v":2116.2528721379999},{"$f":"IF(CostData!$C$6=\"Proposed - Option 1\",Apdx_1_ProposedGoals!N19,Apdx_1_AltGoals!N19)","v":26779113.810829978},{"$f":"IF(CostData!$C$6=\"Proposed - Option 1\",Apdx_1_ProposedGoals!O19,Apdx_1_AltGoals!O19)","v":247180.86927002086},{"$f":"IF(CostData!$C$6=\"Proposed - Option 1\",Apdx_1_ProposedGoals!P19,Apdx_1_AltGoals!P19)","v":7771468.3200000003},{"$f":"IF(CostData!$C$6=\"Proposed - Option 1\",Apdx_1_ProposedGoals!Q19,Apdx_1_AltGoals!Q19)","v":0},{"$f":"IF(CostData!$C$6=\"Proposed - Option 1\",Apdx_1_ProposedGoals!R19,Apdx_1_AltGoals!R19)","v":0},{"$f":"IF(CostData!$C$6=\"Proposed - Option 1\",Apdx_1_ProposedGoals!S19,Apdx_1_AltGoals!S19)","v":0.129479675993841},{"$f":"IF(CostData!$C$6=\"Proposed - Option 1\",Apdx_1_ProposedGoals!T19,Apdx_1_AltGoals!T19)","v":0.7},{"$f":"IF(CostData!$C$6=\"Proposed - Option 1\",Apdx_1_ProposedGoals!U19,Apdx_1_AltGoals!U19)","v":277784.49248620583},{"$f":"IF(CostData!$C$6=\"Proposed - Option 1\",Apdx_1_ProposedGoals!V19,Apdx_1_AltGoals!V19)","v":8565920.5484688003},{"$f":"IF(CostData!$C$6=\"Proposed - Option 1\",Apdx_1_ProposedGoals!W19,Apdx_1_AltGoals!W19)","v":8565920.5484688003},{"$f":"IF(CostData!$C$6=\"Proposed - Option 1\",Apdx_1_ProposedGoals!X19,Apdx_1_AltGoals!X19)","v":8565920.5484688003},{"$f":"IF(CostData!$C$6=\"Proposed - Option 1\",Apdx_1_ProposedGoals!Y19,Apdx_1_AltGoals!Y19)","v":8565920.5484688003},{"$f":"IF(CostData!$C$6=\"Proposed - Option 1\",Apdx_1_ProposedGoals!Z19,Apdx_1_AltGoals!Z19)","v":8565920.5484688003},{"$f":"IF(CostData!$C$6=\"Proposed - Option 1\",Apdx_1_ProposedGoals!AA19,Apdx_1_AltGoals!AA19)","v":8565920.5484688003},{"$f":"IF(CostData!$C$6=\"Proposed - Option 1\",Apdx_1_ProposedGoals!AB19,Apdx_1_AltGoals!AB19)","v":8565920.5484688003},{"$f":"IF(CostData!$C$6=\"Proposed - Option 1\",Apdx_1_ProposedGoals!AC19,Apdx_1_AltGoals!AC19)","v":8565920.5484688003},{"$f":"IF(CostData!$C$6=\"Proposed - Option 1\",Apdx_1_ProposedGoals!AD19,Apdx_1_AltGoals!AD19)","v":8565920.5484688003},{"$f":"IF(CostData!$C$6=\"Proposed - Option 1\",Apdx_1_ProposedGoals!AE19,Apdx_1_AltGoals!AE19)","v":8565920.5484688003},{"$f":"IF(CostData!$C$6=\"Proposed - Option 1\",Apdx_1_ProposedGoals!AF19,Apdx_1_AltGoals!AF19)","v":4.6458138612440365E-2},{"$f":"IF(CostData!$C$6=\"Proposed - Option 1\",Apdx_1_ProposedGoals!AG19,Apdx_1_AltGoals!AG19)","v":5.7815701996899123E-2},{"$f":"IF(CostData!$C$6=\"Proposed - Option 1\",Apdx_1_ProposedGoals!AH19,Apdx_1_AltGoals!AH19)","v":6.821197409508474E-2},{"$f":"IF(CostData!$C$6=\"Proposed - Option 1\",Apdx_1_ProposedGoals!AI19,Apdx_1_AltGoals!AI19)","v":7.7679294154383863E-2},{"$f":"IF(CostData!$C$6=\"Proposed - Option 1\",Apdx_1_ProposedGoals!AJ19,Apdx_1_AltGoals!AJ19)","v":8.6248524613371208E-2},{"$f":"IF(CostData!$C$6=\"Proposed - Option 1\",Apdx_1_ProposedGoals!AK19,Apdx_1_AltGoals!AK19)","v":9.3949110781313627E-2},{"$f":"IF(CostData!$C$6=\"Proposed - Option 1\",Apdx_1_ProposedGoals!AL19,Apdx_1_AltGoals!AL19)","v":0.10080913799186138},{"$f":"IF(CostData!$C$6=\"Proposed - Option 1\",Apdx_1_ProposedGoals!AM19,Apdx_1_AltGoals!AM19)","v":0.10685538633593043},{"$f":"IF(CostData!$C$6=\"Proposed - Option 1\",Apdx_1_ProposedGoals!AN19,Apdx_1_AltGoals!AN19)","v":0.11211338307438524},{"$f":"IF(CostData!$C$6=\"Proposed - Option 1\",Apdx_1_ProposedGoals!AO19,Apdx_1_AltGoals!AO19)","v":0.11660745282691856},{"$f":"IF(CostData!$C$6=\"Proposed - Option 1\",Apdx_1_ProposedGoals!AP19,Apdx_1_AltGoals!AP19)","v":1.1303387570565711},{"$f":"IF(CostData!$C$6=\"Proposed - Option 1\",Apdx_1_ProposedGoals!AQ19,Apdx_1_AltGoals!AQ19)","v":49141853.409999996},{"$f":"IF(CostData!$C$6=\"Proposed - Option 1\",Apdx_1_ProposedGoals!AR19,Apdx_1_AltGoals!AR19)","v":1398.3700753170735},{"$f":"IF(CostData!$C$6=\"Proposed - Option 1\",Apdx_1_ProposedGoals!AS19,Apdx_1_AltGoals!AS19)","v":1381.5794044664328},{"$f":"IF(CostData!$C$6=\"Proposed - Option 1\",Apdx_1_ProposedGoals!AT19,Apdx_1_AltGoals!AT19)","v":1366.559507859894},{"$f":"IF(CostData!$C$6=\"Proposed - Option 1\",Apdx_1_ProposedGoals!AU19,Apdx_1_AltGoals!AU19)","v":1353.1630297673184},{"$f":"IF(CostData!$C$6=\"Proposed - Option 1\",Apdx_1_ProposedGoals!AV19,Apdx_1_AltGoals!AV19)","v":1341.261838859054},{"$f":"IF(CostData!$C$6=\"Proposed - Option 1\",Apdx_1_ProposedGoals!AW19,Apdx_1_AltGoals!AW19)","v":1330.7442339363813},{"$f":"IF(CostData!$C$6=\"Proposed - Option 1\",Apdx_1_ProposedGoals!AX19,Apdx_1_AltGoals!AX19)","v":1321.5126407071621},{"$f":"IF(CostData!$C$6=\"Proposed - Option 1\",Apdx_1_ProposedGoals!AY19,Apdx_1_AltGoals!AY19)","v":1313.4817033658012},{"$f":"IF(CostData!$C$6=\"Proposed - Option 1\",Apdx_1_ProposedGoals!AZ19,Apdx_1_AltGoals!AZ19)","v":1306.5766958665138},{"$f":"IF(CostData!$C$6=\"Proposed - Option 1\",Apdx_1_ProposedGoals!BA19,Apdx_1_AltGoals!BA19)","v":1300.7321938481659},{"$f":"IF(CostData!$C$6=\"Proposed - Option 1\",Apdx_1_ProposedGoals!BB19,Apdx_1_AltGoals!BB19)","v":1341.3981323993798},{"$f":"IF(CostData!$C$6=\"Proposed - Option 1\",Apdx_1_ProposedGoals!BC19,Apdx_1_AltGoals!BC19)","v":1300.7321938481659}]
[null,"Kansas",{"$f":"IF(CostData!$C$6=\"Proposed - Option 1\",Apdx_1_ProposedGoals!C20,Apdx_1_AltGoals!C20)","v":2363.8496110000001},{"$f":"IF(CostData!$C$6=\"Proposed - Option 1\",Apdx_1_ProposedGoals!D20,Apdx_1_AltGoals!D20)","v":0},{"$f":"IF(CostData!$C$6=\"Proposed - Option 1\",Apdx_1_ProposedGoals!E20,Apdx_1_AltGoals!E20)","v":1560.4262702000001},{"$f":"IF(CostData!$C$6=\"Proposed - Option 1\",Apdx_1_ProposedGoals!F20,Apdx_1_AltGoals!F20)","v":0},{"$f":"IF(CostData!$C$6=\"Proposed - Option 1\",Apdx_1_ProposedGoals!G20,Apdx_1_AltGoals!G20)","v":27979593},{"$f":"IF(CostData!$C$6=\"Proposed - Option 1\",Apdx_1_ProposedGoals!H20,Apdx_1_AltGoals!H20)","v":0},{"$f":"IF(CostData!$C$6=\"Proposed - Option 1\",Apdx_1_ProposedGoals!I20,Apdx_1_AltGoals!I20)","v":1632997},{"$f":"IF(CostData!$C$6=\"Proposed - Option 1\",Apdx_1_ProposedGoals!J20,Apdx_1_AltGoals!J20)","v":0},{"$f":"IF(CostData!$C$6=\"Proposed - Option 1\",Apdx_1_ProposedGoals!K20,Apdx_1_AltGoals!K20)","v":0},{"$f":"IF(CostData!$C$6=\"Proposed - Option 1\",Apdx_1_ProposedGoals!L20,Apdx_1_AltGoals!L20)","v":0},{"$f":"IF(CostData!$C$6=\"Proposed - Option 1\",Apdx_1_ProposedGoals!M20,Apdx_1_AltGoals!M20)","v":2222.0186343400001},{"$f":"IF(CostData!$C$6=\"Proposed - Option 1\",Apdx_1_ProposedGoals!N20,Apdx_1_AltGoals!N20)","v":27979593},{"$f":"IF(CostData!$C$6=\"Proposed - Option 1\",Apdx_1_ProposedGoals!O20,Apdx_1_AltGoals!O20)","v":1632997},{"$f":"IF(CostData!$C$6=\"Proposed - Option 1\",Apdx_1_ProposedGoals!P20,Apdx_1_AltGoals!P20)","v":0},{"$f":"IF(CostData!$C$6=\"Proposed - Option 1\",Apdx_1_ProposedGoals!Q20,Apdx_1_AltGoals!Q20)","v":0},{"$f":"IF(CostData!$C$6=\"Proposed - Option 1\",Apdx_1_ProposedGoals!R20,Apdx_1_AltGoals!R20)","v":0},{"$f":"IF(CostData!$C$6=\"Proposed - Option 1\",Apdx_1_ProposedGoals!S20,Apdx_1_AltGoals!S20)","v":0},{"$f":"IF(CostData!$C$6=\"Proposed - Option 1\",Apdx_1_ProposedGoals!T20,Apdx_1_AltGoals!T20)","v":0},{"$f":"IF(CostData!$C$6=\"Proposed - Option 1\",Apdx_1_ProposedGoals!U20,Apdx_1_AltGoals!U20)","v":542728.26516676403},{"$f":"IF(CostData!$C$6=\"Proposed - Option 1\",Apdx_1_ProposedGoals!V20,Apdx_1_AltGoals!V20)","v":7238912.608504938},{"$f":"IF(CostData!$C$6=\"Proposed - Option 1\",Apdx_1_ProposedGoals!W20,Apdx_1_AltGoals!W20)","v":7843266.6837039823},{"$f":"IF(CostData!$C$6=\"Proposed - Option 1\",Apdx_1_ProposedGoals!X20,Apdx_1_AltGoals!X20)","v":8498076.3822767045},{"$f":"IF(CostData!$C$6=\"Proposed - Option 1\",Apdx_1_ProposedGoals!Y20,Apdx_1_AltGoals!Y20)","v":8884938.154000001},{"$f":"IF(CostData!$C$6=\"Proposed - Option 1\",Apdx_1_ProposedGoals!Z20,Apdx_1_AltGoals!Z20)","v":8884938.154000001},{"$f":"IF(CostData!$C$6=\"Proposed - Option 1\",Apdx_1_ProposedGoals!AA20,Apdx_1_AltGoals!AA20)","v":8884938.154000001},{"$f":"IF(CostData!$C$6=\"Proposed - Option 1\",Apdx_1_ProposedGoals!AB20,Apdx_1_AltGoals!AB20)","v":8884938.154000001},{"$f":"IF(CostData!$C$6=\"Proposed - Option 1\",Apdx_1_ProposedGoals!AC20,Apdx_1_AltGoals!AC20)","v":8884938.154000001},{"$f":"IF(CostData!$C$6=\"Proposed - Option 1\",Apdx_1_ProposedGoals!AD20,Apdx_1_AltGoals!AD20)","v":8884938.154000001},{"$f":"IF(CostData!$C$6=\"Proposed - Option 1\",Apdx_1_ProposedGoals!AE20,Apdx_1_AltGoals!AE20)","v":8884938.154000001},{"$f":"IF(CostData!$C$6=\"Proposed - Option 1\",Apdx_1_ProposedGoals!AF20,Apdx_1_AltGoals!AF20)","v":1.2202151221238364E-2},{"$f":"IF(CostData!$C$6=\"Proposed - Option 1\",Apdx_1_ProposedGoals!AG20,Apdx_1_AltGoals!AG20)","v":1.9534734610548041E-2},{"$f":"IF(CostData!$C$6=\"Proposed - Option 1\",Apdx_1_ProposedGoals!AH20,Apdx_1_AltGoals!AH20)","v":2.8295512607355435E-2},{"$f":"IF(CostData!$C$6=\"Proposed - Option 1\",Apdx_1_ProposedGoals!AI20,Apdx_1_AltGoals!AI20)","v":3.8333184078348397E-2},{"$f":"IF(CostData!$C$6=\"Proposed - Option 1\",Apdx_1_ProposedGoals!AJ20,Apdx_1_AltGoals!AJ20)","v":4.9493956101871212E-2},{"$f":"IF(CostData!$C$6=\"Proposed - Option 1\",Apdx_1_ProposedGoals!AK20,Apdx_1_AltGoals!AK20)","v":6.0474232447864512E-2},{"$f":"IF(CostData!$C$6=\"Proposed - Option 1\",Apdx_1_ProposedGoals!AL20,Apdx_1_AltGoals!AL20)","v":7.0501697422929568E-2},{"$f":"IF(CostData!$C$6=\"Proposed - Option 1\",Apdx_1_ProposedGoals!AM20,Apdx_1_AltGoals!AM20)","v":7.9608983539726272E-2},{"$f":"IF(CostData!$C$6=\"Proposed - Option 1\",Apdx_1_ProposedGoals!AN20,Apdx_1_AltGoals!AN20)","v":8.7827226156891744E-2},{"$f":"IF(CostData!$C$6=\"Proposed - Option 1\",Apdx_1_ProposedGoals!AO20,Apdx_1_AltGoals!AO20)","v":9.5186124874907588E-2},{"$f":"IF(CostData!$C$6=\"Proposed - Option 1\",Apdx_1_ProposedGoals!AP20,Apdx_1_AltGoals!AP20)","v":1.1028009817174655},{"$f":"IF(CostData!$C$6=\"Proposed - Option 1\",Apdx_1_ProposedGoals!AQ20,Apdx_1_AltGoals!AQ20)","v":43319516.047600001},{"$f":"IF(CostData!$C$6=\"Proposed - Option 1\",Apdx_1_ProposedGoals!AR20,Apdx_1_AltGoals!AR20)","v":1706.606859935637},{"$f":"IF(CostData!$C$6=\"Proposed - Option 1\",Apdx_1_ProposedGoals!AS20,Apdx_1_AltGoals!AS20)","v":1666.0998329967611},{"$f":"IF(CostData!$C$6=\"Proposed - Option 1\",Apdx_1_ProposedGoals!AT20,Apdx_1_AltGoals!AT20)","v":1622.887160825361},{"$f":"IF(CostData!$C$6=\"Proposed - Option 1\",Apdx_1_ProposedGoals!AU20,Apdx_1_AltGoals!AU20)","v":1590.123499099323},{"$f":"IF(CostData!$C$6=\"Proposed - Option 1\",Apdx_1_ProposedGoals!AV20,Apdx_1_AltGoals!AV20)","v":1571.4563976417621},{"$f":"IF(CostData!$C$6=\"Proposed - Option 1\",Apdx_1_ProposedGoals!AW20,Apdx_1_AltGoals!AW20)","v":1553.5140098202473},{"$f":"IF(CostData!$C$6=\"Proposed - Option 1\",Apdx_1_ProposedGoals!AX20,Apdx_1_AltGoals!AX20)","v":1537.4828089401815},{"$f":"IF(CostData!$C$6=\"Proposed - Option 1\",Apdx_1_ProposedGoals!AY20,Apdx_1_AltGoals!AY20)","v":1523.2067750036558},{"$f":"IF(CostData!$C$6=\"Proposed - Option 1\",Apdx_1_ProposedGoals!AZ20,Apdx_1_AltGoals!AZ20)","v":1510.5500194751967},{"$f":"IF(CostData!$C$6=\"Proposed - Option 1\",Apdx_1_ProposedGoals!BA20,Apdx_1_AltGoals!BA20)","v":1499.3939005280477},{"$f":"IF(CostData!$C$6=\"Proposed - Option 1\",Apdx_1_ProposedGoals!BB20,Apdx_1_AltGoals!BB20)","v":1578.1321264266173},{"$f":"IF(CostData!$C$6=\"Proposed - Option 1\",Apdx_1_ProposedGoals!BC20,Apdx_1_AltGoals!BC20)","v":1499.3939005280477}]
[null,"Kentucky",{"$f":"IF(CostData!$C$6=\"Proposed - Option 1\",Apdx_1_ProposedGoals!C21,Apdx_1_AltGoals!C21)","v":2166.3264045000001},{"$f":"IF(CostData!$C$6=\"Proposed - Option 1\",Apdx_1_ProposedGoals!D21,Apdx_1_AltGoals!D21)","v":0},{"$f":"IF(CostData!$C$6=\"Proposed - Option 1\",Apdx_1_ProposedGoals!E21,Apdx_1_AltGoals!E21)","v":0},{"$f":"IF(CostData!$C$6=\"Proposed - Option 1\",Apdx_1_ProposedGoals!F21,Apdx_1_AltGoals!F21)","v":0},{"$f":"IF(CostData!$C$6=\"Proposed - Option 1\",Apdx_1_ProposedGoals!G21,Apdx_1_AltGoals!G21)","v":84358283},{"$f":"IF(CostData!$C$6=\"Proposed - Option 1\",Apdx_1_ProposedGoals!H21,Apdx_1_AltGoals!H21)","v":0},{"$f":"IF(CostData!$C$6=\"Proposed - Option 1\",Apdx_1_ProposedGoals!I21,Apdx_1_AltGoals!I21)","v":0},{"$f":"IF(CostData!$C$6=\"Proposed - Option 1\",Apdx_1_ProposedGoals!J21,Apdx_1_AltGoals!J21)","v":0},{"$f":"IF(CostData!$C$6=\"Proposed - Option 1\",Apdx_1_ProposedGoals!K21,Apdx_1_AltGoals!K21)","v":0},{"$f":"IF(CostData!$C$6=\"Proposed - Option 1\",Apdx_1_ProposedGoals!L21,Apdx_1_AltGoals!L21)","v":640},{"$f":"IF(CostData!$C$6=\"Proposed - Option 1\",Apdx_1_ProposedGoals!M21,Apdx_1_AltGoals!M21)","v":2036.34682023},{"$f":"IF(CostData!$C$6=\"Proposed - Option 1\",Apdx_1_ProposedGoals!N21,Apdx_1_AltGoals!N21)","v":83515019},{"$f":"IF(CostData!$C$6=\"Proposed - Option 1\",Apdx_1_ProposedGoals!O21,Apdx_1_AltGoals!O21)","v":0},{"$f":"IF(CostData!$C$6=\"Proposed - Option 1\",Apdx_1_ProposedGoals!P21,Apdx_1_AltGoals!P21)","v":843264},{"$f":"IF(CostData!$C$6=\"Proposed - Option 1\",Apdx_1_ProposedGoals!Q21,Apdx_1_AltGoals!Q21)","v":2804414976},{"$f":"IF(CostData!$C$6=\"Proposed - Option 1\",Apdx_1_ProposedGoals!R21,Apdx_1_AltGoals!R21)","v":3091968.0000000005},{"$f":"IF(CostData!$C$6=\"Proposed - Option 1\",Apdx_1_ProposedGoals!S21,Apdx_1_AltGoals!S21)","v":0},{"$f":"IF(CostData!$C$6=\"Proposed - Option 1\",Apdx_1_ProposedGoals!T21,Apdx_1_AltGoals!T21)","v":0},{"$f":"IF(CostData!$C$6=\"Proposed - Option 1\",Apdx_1_ProposedGoals!U21,Apdx_1_AltGoals!U21)","v":0},{"$f":"IF(CostData!$C$6=\"Proposed - Option 1\",Apdx_1_ProposedGoals!V21,Apdx_1_AltGoals!V21)","v":551117.60800162517},{"$f":"IF(CostData!$C$6=\"Proposed - Option 1\",Apdx_1_ProposedGoals!W21,Apdx_1_AltGoals!W21)","v":625149.10274459934},{"$f":"IF(CostData!$C$6=\"Proposed - Option 1\",Apdx_1_ProposedGoals!X21,Apdx_1_AltGoals!X21)","v":709125.23023801693},{"$f":"IF(CostData!$C$6=\"Proposed - Option 1\",Apdx_1_ProposedGoals!Y21,Apdx_1_AltGoals!Y21)","v":804381.85058958677},{"$f":"IF(CostData!$C$6=\"Proposed - Option 1\",Apdx_1_ProposedGoals!Z21,Apdx_1_AltGoals!Z21)","v":912434.26967159729},{"$f":"IF(CostData!$C$6=\"Proposed - Option 1\",Apdx_1_ProposedGoals!AA21,Apdx_1_AltGoals!AA21)","v":1035001.3440269917},{"$f":"IF(CostData!$C$6=\"Proposed - Option 1\",Apdx_1_ProposedGoals!AB21,Apdx_1_AltGoals!AB21)","v":1174032.8237816351},{"$f":"IF(CostData!$C$6=\"Proposed - Option 1\",Apdx_1_ProposedGoals!AC21,Apdx_1_AltGoals!AC21)","v":1331740.3685233609},{"$f":"IF(CostData!$C$6=\"Proposed - Option 1\",Apdx_1_ProposedGoals!AD21,Apdx_1_AltGoals!AD21)","v":1510632.729536535},{"$f":"IF(CostData!$C$6=\"Proposed - Option 1\",Apdx_1_ProposedGoals!AE21,Apdx_1_AltGoals!AE21)","v":1713555.6580576627},{"$f":"IF(CostData!$C$6=\"Proposed - Option 1\",Apdx_1_ProposedGoals!AF21,Apdx_1_AltGoals!AF21)","v":1.9098155139177377E-2},{"$f":"IF(CostData!$C$6=\"Proposed - Option 1\",Apdx_1_ProposedGoals!AG21,Apdx_1_AltGoals!AG21)","v":2.7766631172219353E-2},{"$f":"IF(CostData!$C$6=\"Proposed - Option 1\",Apdx_1_ProposedGoals!AH21,Apdx_1_AltGoals!AH21)","v":3.7692858540208533E-2},{"$f":"IF(CostData!$C$6=\"Proposed - Option 1\",Apdx_1_ProposedGoals!AI21,Apdx_1_AltGoals!AI21)","v":4.8722240471866421E-2},{"$f":"IF(CostData!$C$6=\"Proposed - Option 1\",Apdx_1_ProposedGoals!AJ21,Apdx_1_AltGoals!AJ21)","v":5.9597739467634629E-2},{"$f":"IF(CostData!$C$6=\"Proposed - Option 1\",Apdx_1_ProposedGoals!AK21,Apdx_1_AltGoals!AK21)","v":6.9503450308202555E-2},{"$f":"IF(CostData!$C$6=\"Proposed - Option 1\",Apdx_1_ProposedGoals!AL21,Apdx_1_AltGoals!AL21)","v":7.847692350865107E-2},{"$f":"IF(CostData!$C$6=\"Proposed - Option 1\",Apdx_1_ProposedGoals!AM21,Apdx_1_AltGoals!AM21)","v":8.6553943038222211E-2},{"$f":"IF(CostData!$C$6=\"Proposed - Option 1\",Apdx_1_ProposedGoals!AN21,Apdx_1_AltGoals!AN21)","v":9.3768604827720994E-2},{"$f":"IF(CostData!$C$6=\"Proposed - Option 1\",Apdx_1_ProposedGoals!AO21,Apdx_1_AltGoals!AO21)","v":0.10015339173226456},{"$f":"IF(CostData!$C$6=\"Proposed - Option 1\",Apdx_1_ProposedGoals!AP21,Apdx_1_AltGoals!AP21)","v":0.97179777525598399},{"$f":"IF(CostData!$C$6=\"Proposed - Option 1\",Apdx_1_ProposedGoals!AQ21,Apdx_1_AltGoals!AQ21)","v":95736031.598999992},{"$f":"IF(CostData!$C$6=\"Proposed - Option 1\",Apdx_1_ProposedGoals!AR21,Apdx_1_AltGoals!AR21)","v":1934.0421877472327},{"$f":"IF(CostData!$C$6=\"Proposed - Option 1\",Apdx_1_ProposedGoals!AS21,Apdx_1_AltGoals!AS21)","v":1915.2580212961911},{"$f":"IF(CostData!$C$6=\"Proposed - Option 1\",Apdx_1_ProposedGoals!AT21,Apdx_1_AltGoals!AT21)","v":1894.208039929928},{"$f":"IF(CostData!$C$6=\"Proposed - Option 1\",Apdx_1_ProposedGoals!AU21,Apdx_1_AltGoals!AU21)","v":1871.3155304426718},{"$f":"IF(CostData!$C$6=\"Proposed - Option 1\",Apdx_1_ProposedGoals!AV21,Apdx_1_AltGoals!AV21)","v":1848.9996944168099},{"$f":"IF(CostData!$C$6=\"Proposed - Option 1\",Apdx_1_ProposedGoals!AW21,Apdx_1_AltGoals!AW21)","v":1828.6667727792476},{"$f":"IF(CostData!$C$6=\"Proposed - Option 1\",Apdx_1_ProposedGoals!AX21,Apdx_1_AltGoals!AX21)","v":1810.1011422120071},{"$f":"IF(CostData!$C$6=\"Proposed - Option 1\",Apdx_1_ProposedGoals!AY21,Apdx_1_AltGoals!AY21)","v":1793.1064520852276},{"$f":"IF(CostData!$C$6=\"Proposed - Option 1\",Apdx_1_ProposedGoals!AZ21,Apdx_1_AltGoals!AZ21)","v":1777.501675398423},{"$f":"IF(CostData!$C$6=\"Proposed - Option 1\",Apdx_1_ProposedGoals!BA21,Apdx_1_AltGoals!BA21)","v":1763.11768826295},{"$f":"IF(CostData!$C$6=\"Proposed - Option 1\",Apdx_1_ProposedGoals!BB21,Apdx_1_AltGoals!BB21)","v":1843.6317204570689},{"$f":"IF(CostData!$C$6=\"Proposed - Option 1\",Apdx_1_ProposedGoals!BC21,Apdx_1_AltGoals!BC21)","v":1763.11768826295}]
[null,"Louisiana",{"$f":"IF(CostData!$C$6=\"Proposed - Option 1\",Apdx_1_ProposedGoals!C22,Apdx_1_AltGoals!C22)","v":2323.2195671999998},{"$f":"IF(CostData!$C$6=\"Proposed - Option 1\",Apdx_1_ProposedGoals!D22,Apdx_1_AltGoals!D22)","v":766.29985739999995},{"$f":"IF(CostData!$C$6=\"Proposed - Option 1\",Apdx_1_ProposedGoals!E22,Apdx_1_AltGoals!E22)","v":1581.2103032},{"$f":"IF(CostData!$C$6=\"Proposed - Option 1\",Apdx_1_ProposedGoals!F22,Apdx_1_AltGoals!F22)","v":3267065650.0531979},{"$f":"IF(CostData!$C$6=\"Proposed - Option 1\",Apdx_1_ProposedGoals!G22,Apdx_1_AltGoals!G22)","v":24300393},{"$f":"IF(CostData!$C$6=\"Proposed - Option 1\",Apdx_1_ProposedGoals!H22,Apdx_1_AltGoals!H22)","v":19771182.009100001},{"$f":"IF(CostData!$C$6=\"Proposed - Option 1\",Apdx_1_ProposedGoals!I22,Apdx_1_AltGoals!I22)","v":14254748},{"$f":"IF(CostData!$C$6=\"Proposed - Option 1\",Apdx_1_ProposedGoals!J22,Apdx_1_AltGoals!J22)","v":5223728.3741199002},{"$f":"IF(CostData!$C$6=\"Proposed - Option 1\",Apdx_1_ProposedGoals!K22,Apdx_1_AltGoals!K22)","v":6508.4},{"$f":"IF(CostData!$C$6=\"Proposed - Option 1\",Apdx_1_ProposedGoals!L22,Apdx_1_AltGoals!L22)","v":0},{"$f":"IF(CostData!$C$6=\"Proposed - Option 1\",Apdx_1_ProposedGoals!M22,Apdx_1_AltGoals!M22)","v":2183.8263931679999},{"$f":"IF(CostData!$C$6=\"Proposed - Option 1\",Apdx_1_ProposedGoals!N22,Apdx_1_AltGoals!N22)","v":11538767.058381507},{"$f":"IF(CostData!$C$6=\"Proposed - Option 1\",Apdx_1_ProposedGoals!O22,Apdx_1_AltGoals!O22)","v":6768706.0307185017},{"$f":"IF(CostData!$C$6=\"Proposed - Option 1\",Apdx_1_ProposedGoals!P22,Apdx_1_AltGoals!P22)","v":40018849.919999994},{"$f":"IF(CostData!$C$6=\"Proposed - Option 1\",Apdx_1_ProposedGoals!Q22,Apdx_1_AltGoals!Q22)","v":3267065650.0531979},{"$f":"IF(CostData!$C$6=\"Proposed - Option 1\",Apdx_1_ProposedGoals!R22,Apdx_1_AltGoals!R22)","v":5223728.3741199002},{"$f":"IF(CostData!$C$6=\"Proposed - Option 1\",Apdx_1_ProposedGoals!S22,Apdx_1_AltGoals!S22)","v":0.34583271218529815},{"$f":"IF(CostData!$C$6=\"Proposed - Option 1\",Apdx_1_ProposedGoals!T22,Apdx_1_AltGoals!T22)","v":0.7},{"$f":"IF(CostData!$C$6=\"Proposed - Option 1\",Apdx_1_ProposedGoals!U22,Apdx_1_AltGoals!U22)","v":985225.01242613397},{"$f":"IF(CostData!$C$6=\"Proposed - Option 1\",Apdx_1_ProposedGoals!V22,Apdx_1_AltGoals!V22)","v":3348948.0774409864},{"$f":"IF(CostData!$C$6=\"Proposed - Option 1\",Apdx_1_ProposedGoals!W22,Apdx_1_AltGoals!W22)","v":3628541.2328899889},{"$f":"IF(CostData!$C$6=\"Proposed - Option 1\",Apdx_1_ProposedGoals!X22,Apdx_1_AltGoals!X22)","v":3931476.7426443659},{"$f":"IF(CostData!$C$6=\"Proposed - Option 1\",Apdx_1_ProposedGoals!Y22,Apdx_1_AltGoals!Y22)","v":4259703.3865433186},{"$f":"IF(CostData!$C$6=\"Proposed - Option 1\",Apdx_1_ProposedGoals!Z22,Apdx_1_AltGoals!Z22)","v":4615332.6419334197},{"$f":"IF(CostData!$C$6=\"Proposed - Option 1\",Apdx_1_ProposedGoals!AA22,Apdx_1_AltGoals!AA22)","v":5000652.2667724481},{"$f":"IF(CostData!$C$6=\"Proposed - Option 1\",Apdx_1_ProposedGoals!AB22,Apdx_1_AltGoals!AB22)","v":5418141.0167438947},{"$f":"IF(CostData!$C$6=\"Proposed - Option 1\",Apdx_1_ProposedGoals!AC22,Apdx_1_AltGoals!AC22)","v":5870484.5910571301},{"$f":"IF(CostData!$C$6=\"Proposed - Option 1\",Apdx_1_ProposedGoals!AD22,Apdx_1_AltGoals!AD22)","v":6360592.9095123401},{"$f":"IF(CostData!$C$6=\"Proposed - Option 1\",Apdx_1_ProposedGoals!AE22,Apdx_1_AltGoals!AE22)","v":6891618.831973345},{"$f":"IF(CostData!$C$6=\"Proposed - Option 1\",Apdx_1_ProposedGoals!AF22,Apdx_1_AltGoals!AF22)","v":1.1375467552923934E-2},{"$f":"IF(CostData!$C$6=\"Proposed - Option 1\",Apdx_1_ProposedGoals!AG22,Apdx_1_AltGoals!AG22)","v":1.8504370938637004E-2},{"$f":"IF(CostData!$C$6=\"Proposed - Option 1\",Apdx_1_ProposedGoals!AH22,Apdx_1_AltGoals!AH22)","v":2.7058013700924182E-2},{"$f":"IF(CostData!$C$6=\"Proposed - Option 1\",Apdx_1_ProposedGoals!AI22,Apdx_1_AltGoals!AI22)","v":3.6883833822775193E-2},{"$f":"IF(CostData!$C$6=\"Proposed - Option 1\",Apdx_1_ProposedGoals!AJ22,Apdx_1_AltGoals!AJ22)","v":4.7827391089439654E-2},{"$f":"IF(CostData!$C$6=\"Proposed - Option 1\",Apdx_1_ProposedGoals!AK22,Apdx_1_AltGoals!AK22)","v":5.8789903099980348E-2},{"$f":"IF(CostData!$C$6=\"Proposed - Option 1\",Apdx_1_ProposedGoals!AL22,Apdx_1_AltGoals!AL22)","v":6.8780532230988511E-2},{"$f":"IF(CostData!$C$6=\"Proposed - Option 1\",Apdx_1_ProposedGoals!AM22,Apdx_1_AltGoals!AM22)","v":7.7836674771267433E-2},{"$f":"IF(CostData!$C$6=\"Proposed - Option 1\",Apdx_1_ProposedGoals!AN22,Apdx_1_AltGoals!AN22)","v":8.5993971490029353E-2},{"$f":"IF(CostData!$C$6=\"Proposed - Option 1\",Apdx_1_ProposedGoals!AO22,Apdx_1_AltGoals!AO22)","v":9.3286385312307207E-2},{"$f":"IF(CostData!$C$6=\"Proposed - Option 1\",Apdx_1_ProposedGoals!AP22,Apdx_1_AltGoals!AP22)","v":0.90079198851709141},{"$f":"IF(CostData!$C$6=\"Proposed - Option 1\",Apdx_1_ProposedGoals!AQ22,Apdx_1_AltGoals!AQ22)","v":91094021.7993},{"$f":"IF(CostData!$C$6=\"Proposed - Option 1\",Apdx_1_ProposedGoals!AR22,Apdx_1_AltGoals!AR22)","v":1014.7819306724076},{"$f":"IF(CostData!$C$6=\"Proposed - Option 1\",Apdx_1_ProposedGoals!AS22,Apdx_1_AltGoals!AS22)","v":1002.1912323963659},{"$f":"IF(CostData!$C$6=\"Proposed - Option 1\",Apdx_1_ProposedGoals!AT22,Apdx_1_AltGoals!AT22)","v":987.94503579143395},{"$f":"IF(CostData!$C$6=\"Proposed - Option 1\",Apdx_1_ProposedGoals!AU22,Apdx_1_AltGoals!AU22)","v":972.33933926507052},{"$f":"IF(CostData!$C$6=\"Proposed - Option 1\",Apdx_1_ProposedGoals!AV22,Apdx_1_AltGoals!AV22)","v":955.65862343691367},{"$f":"IF(CostData!$C$6=\"Proposed - Option 1\",Apdx_1_ProposedGoals!AW22,Apdx_1_AltGoals!AW22)","v":939.1457877784095},{"$f":"IF(CostData!$C$6=\"Proposed - Option 1\",Apdx_1_ProposedGoals!AX22,Apdx_1_AltGoals!AX22)","v":923.77496218704107},{"$f":"IF(CostData!$C$6=\"Proposed - Option 1\",Apdx_1_ProposedGoals!AY22,Apdx_1_AltGoals!AY22)","v":909.39422023701707},{"$f":"IF(CostData!$C$6=\"Proposed - Option 1\",Apdx_1_ProposedGoals!AZ22,Apdx_1_AltGoals!AZ22)","v":895.86779918207844},{"$f":"IF(CostData!$C$6=\"Proposed - Option 1\",Apdx_1_ProposedGoals!BA22,Apdx_1_AltGoals!BA22)","v":883.07331730358283},{"$f":"IF(CostData!$C$6=\"Proposed - Option 1\",Apdx_1_ProposedGoals!BB22,Apdx_1_AltGoals!BB22)","v":948.41722482503189},{"$f":"IF(CostData!$C$6=\"Proposed - Option 1\",Apdx_1_ProposedGoals!BC22,Apdx_1_AltGoals!BC22)","v":883.07331730358283}]
[null,"Maine",{"$f":"IF(CostData!$C$6=\"Proposed - Option 1\",Apdx_1_ProposedGoals!C23,Apdx_1_AltGoals!C23)","v":0},{"$f":"IF(CostData!$C$6=\"Proposed - Option 1\",Apdx_1_ProposedGoals!D23,Apdx_1_AltGoals!D23)","v":847.59208590000003},{"$f":"IF(CostData!$C$6=\"Proposed - Option 1\",Apdx_1_ProposedGoals!E23,Apdx_1_AltGoals!E23)","v":2635.1274653999999},{"$f":"IF(CostData!$C$6=\"Proposed - Option 1\",Apdx_1_ProposedGoals!F23,Apdx_1_AltGoals!F23)","v":0},{"$f":"IF(CostData!$C$6=\"Proposed - Option 1\",Apdx_1_ProposedGoals!G23,Apdx_1_AltGoals!G23)","v":0},{"$f":"IF(CostData!$C$6=\"Proposed - Option 1\",Apdx_1_ProposedGoals!H23,Apdx_1_AltGoals!H23)","v":4053378.0000999998},{"$f":"IF(CostData!$C$6=\"Proposed - Option 1\",Apdx_1_ProposedGoals!I23,Apdx_1_AltGoals!I23)","v":59067},{"$f":"IF(CostData!$C$6=\"Proposed - Option 1\",Apdx_1_ProposedGoals!J23,Apdx_1_AltGoals!J23)","v":0},{"$f":"IF(CostData!$C$6=\"Proposed - Option 1\",Apdx_1_ProposedGoals!K23,Apdx_1_AltGoals!K23)","v":1388.6},{"$f":"IF(CostData!$C$6=\"Proposed - Option 1\",Apdx_1_ProposedGoals!L23,Apdx_1_AltGoals!L23)","v":0},{"$f":"IF(CostData!$C$6=\"Proposed - Option 1\",Apdx_1_ProposedGoals!M23,Apdx_1_AltGoals!M23)","v":0},{"$f":"IF(CostData!$C$6=\"Proposed - Option 1\",Apdx_1_ProposedGoals!N23,Apdx_1_AltGoals!N23)","v":0},{"$f":"IF(CostData!$C$6=\"Proposed - Option 1\",Apdx_1_ProposedGoals!O23,Apdx_1_AltGoals!O23)","v":0},{"$f":"IF(CostData!$C$6=\"Proposed - Option 1\",Apdx_1_ProposedGoals!P23,Apdx_1_AltGoals!P23)","v":4112445.0000999998},{"$f":"IF(CostData!$C$6=\"Proposed - Option 1\",Apdx_1_ProposedGoals!Q23,Apdx_1_AltGoals!Q23)","v":0},{"$f":"IF(CostData!$C$6=\"Proposed - Option 1\",Apdx_1_ProposedGoals!R23,Apdx_1_AltGoals!R23)","v":0},{"$f":"IF(CostData!$C$6=\"Proposed - Option 1\",Apdx_1_ProposedGoals!S23,Apdx_1_AltGoals!S23)","v":0.33231321951851234},{"$f":"IF(CostData!$C$6=\"Proposed - Option 1\",Apdx_1_ProposedGoals!T23,Apdx_1_AltGoals!T23)","v":0.33715578414900466},{"$f":"IF(CostData!$C$6=\"Proposed - Option 1\",Apdx_1_ProposedGoals!U23,Apdx_1_AltGoals!U23)","v":0},{"$f":"IF(CostData!$C$6=\"Proposed - Option 1\",Apdx_1_ProposedGoals!V23,Apdx_1_AltGoals!V23)","v":3611728.4319631737},{"$f":"IF(CostData!$C$6=\"Proposed - Option 1\",Apdx_1_ProposedGoals!W23,Apdx_1_AltGoals!W23)","v":3611728.4319631737},{"$f":"IF(CostData!$C$6=\"Proposed - Option 1\",Apdx_1_ProposedGoals!X23,Apdx_1_AltGoals!X23)","v":3611728.4319631737},{"$f":"IF(CostData!$C$6=\"Proposed - Option 1\",Apdx_1_ProposedGoals!Y23,Apdx_1_AltGoals!Y23)","v":3611728.4319631737},{"$f":"IF(CostData!$C$6=\"Proposed - Option 1\",Apdx_1_ProposedGoals!Z23,Apdx_1_AltGoals!Z23)","v":3611728.4319631737},{"$f":"IF(CostData!$C$6=\"Proposed - Option 1\",Apdx_1_ProposedGoals!AA23,Apdx_1_AltGoals!AA23)","v":3611728.4319631737},{"$f":"IF(CostData!$C$6=\"Proposed - Option 1\",Apdx_1_ProposedGoals!AB23,Apdx_1_AltGoals!AB23)","v":3611728.4319631737},{"$f":"IF(CostData!$C$6=\"Proposed - Option 1\",Apdx_1_ProposedGoals!AC23,Apdx_1_AltGoals!AC23)","v":3611728.4319631737},{"$f":"IF(CostData!$C$6=\"Proposed - Option 1\",Apdx_1_ProposedGoals!AD23,Apdx_1_AltGoals!AD23)","v":3611728.4319631737},{"$f":"IF(CostData!$C$6=\"Proposed - Option 1\",Apdx_1_ProposedGoals!AE23,Apdx_1_AltGoals!AE23)","v":3611728.4319631737},{"$f":"IF(CostData!$C$6=\"Proposed - Option 1\",Apdx_1_ProposedGoals!AF23,Apdx_1_AltGoals!AF23)","v":5.3736007062315301E-2},{"$f":"IF(CostData!$C$6=\"Proposed - Option 1\",Apdx_1_ProposedGoals!AG23,Apdx_1_AltGoals!AG23)","v":6.4714739161627025E-2},{"$f":"IF(CostData!$C$6=\"Proposed - Option 1\",Apdx_1_ProposedGoals!AH23,Apdx_1_AltGoals!AH23)","v":7.4768049126363714E-2},{"$f":"IF(CostData!$C$6=\"Proposed - Option 1\",Apdx_1_ProposedGoals!AI23,Apdx_1_AltGoals!AI23)","v":8.3922056188356853E-2},{"$f":"IF(CostData!$C$6=\"Proposed - Option 1\",Apdx_1_ProposedGoals!AJ23,Apdx_1_AltGoals!AJ23)","v":9.2201681659859827E-2},{"$f":"IF(CostData!$C$6=\"Proposed - Option 1\",Apdx_1_ProposedGoals!AK23,Apdx_1_AltGoals!AK23)","v":9.9630691656382706E-2},{"$f":"IF(CostData!$C$6=\"Proposed - Option 1\",Apdx_1_ProposedGoals!AL23,Apdx_1_AltGoals!AL23)","v":0.10623173809645967},{"$f":"IF(CostData!$C$6=\"Proposed - Option 1\",Apdx_1_ProposedGoals!AM23,Apdx_1_AltGoals!AM23)","v":0.11202639804365881},{"$f":"IF(CostData!$C$6=\"Proposed - Option 1\",Apdx_1_ProposedGoals!AN23,Apdx_1_AltGoals!AN23)","v":0.11703521145358933},{"$f":"IF(CostData!$C$6=\"Proposed - Option 1\",Apdx_1_ProposedGoals!AO23,Apdx_1_AltGoals!AO23)","v":0.12127771738620828},{"$f":"IF(CostData!$C$6=\"Proposed - Option 1\",Apdx_1_ProposedGoals!AP23,Apdx_1_AltGoals!AP23)","v":1.3252080576650536},{"$f":"IF(CostData!$C$6=\"Proposed - Option 1\",Apdx_1_ProposedGoals!AQ23,Apdx_1_AltGoals!AQ23)","v":12429294.5309},{"$f":"IF(CostData!$C$6=\"Proposed - Option 1\",Apdx_1_ProposedGoals!AR23,Apdx_1_AltGoals!AR23)","v":415.35332005989289},{"$f":"IF(CostData!$C$6=\"Proposed - Option 1\",Apdx_1_ProposedGoals!AS23,Apdx_1_AltGoals!AS23)","v":408.70759958124916},{"$f":"IF(CostData!$C$6=\"Proposed - Option 1\",Apdx_1_ProposedGoals!AT23,Apdx_1_AltGoals!AT23)","v":402.80590007440549},{"$f":"IF(CostData!$C$6=\"Proposed - Option 1\",Apdx_1_ProposedGoals!AU23,Apdx_1_AltGoals!AU23)","v":397.57845602840376},{"$f":"IF(CostData!$C$6=\"Proposed - Option 1\",Apdx_1_ProposedGoals!AV23,Apdx_1_AltGoals!AV23)","v":392.96583460395601},{"$f":"IF(CostData!$C$6=\"Proposed - Option 1\",Apdx_1_ProposedGoals!AW23,Apdx_1_AltGoals!AW23)","v":388.91725731789103},{"$f":"IF(CostData!$C$6=\"Proposed - Option 1\",Apdx_1_ProposedGoals!AX23,Apdx_1_AltGoals!AX23)","v":385.38925317750244},{"$f":"IF(CostData!$C$6=\"Proposed - Option 1\",Apdx_1_ProposedGoals!AY23,Apdx_1_AltGoals!AY23)","v":382.34457098973024},{"$f":"IF(CostData!$C$6=\"Proposed - Option 1\",Apdx_1_ProposedGoals!AZ23,Apdx_1_AltGoals!AZ23)","v":379.75129624808994},{"$f":"IF(CostData!$C$6=\"Proposed - Option 1\",Apdx_1_ProposedGoals!BA23,Apdx_1_AltGoals!BA23)","v":377.58213098950591},{"$f":"IF(CostData!$C$6=\"Proposed - Option 1\",Apdx_1_ProposedGoals!BB23,Apdx_1_AltGoals!BB23)","v":393.13956190706267},{"$f":"IF(CostData!$C$6=\"Proposed - Option 1\",Apdx_1_ProposedGoals!BC23,Apdx_1_AltGoals!BC23)","v":377.58213098950591}]
[null,"Maryland",{"$f":"IF(CostData!$C$6=\"Proposed - Option 1\",Apdx_1_ProposedGoals!C24,Apdx_1_AltGoals!C24)","v":2157.9958127},{"$f":"IF(CostData!$C$6=\"Proposed - Option 1\",Apdx_1_ProposedGoals!D24,Apdx_1_AltGoals!D24)","v":975.17739540000002},{"$f":"IF(CostData!$C$6=\"Proposed - Option 1\",Apdx_1_ProposedGoals!E24,Apdx_1_AltGoals!E24)","v":1544.2413833000001},{"$f":"IF(CostData!$C$6=\"Proposed - Option 1\",Apdx_1_ProposedGoals!F24,Apdx_1_AltGoals!F24)","v":48214762.492757589},{"$f":"IF(CostData!$C$6=\"Proposed - Option 1\",Apdx_1_ProposedGoals!G24,Apdx_1_AltGoals!G24)","v":16297835},{"$f":"IF(CostData!$C$6=\"Proposed - Option 1\",Apdx_1_ProposedGoals!H24,Apdx_1_AltGoals!H24)","v":676555.59400000004},{"$f":"IF(CostData!$C$6=\"Proposed - Option 1\",Apdx_1_ProposedGoals!I24,Apdx_1_AltGoals!I24)","v":2892354},{"$f":"IF(CostData!$C$6=\"Proposed - Option 1\",Apdx_1_ProposedGoals!J24,Apdx_1_AltGoals!J24)","v":20917.47183750011},{"$f":"IF(CostData!$C$6=\"Proposed - Option 1\",Apdx_1_ProposedGoals!K24,Apdx_1_AltGoals!K24)","v":288.8},{"$f":"IF(CostData!$C$6=\"Proposed - Option 1\",Apdx_1_ProposedGoals!L24,Apdx_1_AltGoals!L24)","v":0},{"$f":"IF(CostData!$C$6=\"Proposed - Option 1\",Apdx_1_ProposedGoals!M24,Apdx_1_AltGoals!M24)","v":2028.5160639379999},{"$f":"IF(CostData!$C$6=\"Proposed - Option 1\",Apdx_1_ProposedGoals!N24,Apdx_1_AltGoals!N24)","v":15364291.766884193},{"$f":"IF(CostData!$C$6=\"Proposed - Option 1\",Apdx_1_ProposedGoals!O24,Apdx_1_AltGoals!O24)","v":2726679.3871158077},{"$f":"IF(CostData!$C$6=\"Proposed - Option 1\",Apdx_1_ProposedGoals!P24,Apdx_1_AltGoals!P24)","v":1775773.44},{"$f":"IF(CostData!$C$6=\"Proposed - Option 1\",Apdx_1_ProposedGoals!Q24,Apdx_1_AltGoals!Q24)","v":48214762.492757589},{"$f":"IF(CostData!$C$6=\"Proposed - Option 1\",Apdx_1_ProposedGoals!R24,Apdx_1_AltGoals!R24)","v":20917.47183750011},{"$f":"IF(CostData!$C$6=\"Proposed - Option 1\",Apdx_1_ProposedGoals!S24,Apdx_1_AltGoals!S24)","v":0.26669444712496659},{"$f":"IF(CostData!$C$6=\"Proposed - Option 1\",Apdx_1_ProposedGoals!T24,Apdx_1_AltGoals!T24)","v":0.7},{"$f":"IF(CostData!$C$6=\"Proposed - Option 1\",Apdx_1_ProposedGoals!U24,Apdx_1_AltGoals!U24)","v":787533.354986666},{"$f":"IF(CostData!$C$6=\"Proposed - Option 1\",Apdx_1_ProposedGoals!V24,Apdx_1_AltGoals!V24)","v":1697994.5225357746},{"$f":"IF(CostData!$C$6=\"Proposed - Option 1\",Apdx_1_ProposedGoals!W24,Apdx_1_AltGoals!W24)","v":1991053.089595275},{"$f":"IF(CostData!$C$6=\"Proposed - Option 1\",Apdx_1_ProposedGoals!X24,Apdx_1_AltGoals!X24)","v":2334690.9268391752},{"$f":"IF(CostData!$C$6=\"Proposed - Option 1\",Apdx_1_ProposedGoals!Y24,Apdx_1_AltGoals!Y24)","v":2737637.5609216713},{"$f":"IF(CostData!$C$6=\"Proposed - Option 1\",Apdx_1_ProposedGoals!Z24,Apdx_1_AltGoals!Z24)","v":3210129.1562030497},{"$f":"IF(CostData!$C$6=\"Proposed - Option 1\",Apdx_1_ProposedGoals!AA24,Apdx_1_AltGoals!AA24)","v":3764168.5468530674},{"$f":"IF(CostData!$C$6=\"Proposed - Option 1\",Apdx_1_ProposedGoals!AB24,Apdx_1_AltGoals!AB24)","v":4413830.1481542345},{"$f":"IF(CostData!$C$6=\"Proposed - Option 1\",Apdx_1_ProposedGoals!AC24,Apdx_1_AltGoals!AC24)","v":5175617.4927508356},{"$f":"IF(CostData!$C$6=\"Proposed - Option 1\",Apdx_1_ProposedGoals!AD24,Apdx_1_AltGoals!AD24)","v":5982068.5757632507},{"$f":"IF(CostData!$C$6=\"Proposed - Option 1\",Apdx_1_ProposedGoals!AE24,Apdx_1_AltGoals!AE24)","v":5982068.5757632507},{"$f":"IF(CostData!$C$6=\"Proposed - Option 1\",Apdx_1_ProposedGoals!AF24,Apdx_1_AltGoals!AF24)","v":4.2074781713191504E-2},{"$f":"IF(CostData!$C$6=\"Proposed - Option 1\",Apdx_1_ProposedGoals!AG24,Apdx_1_AltGoals!AG24)","v":5.3795009159865084E-2},{"$f":"IF(CostData!$C$6=\"Proposed - Option 1\",Apdx_1_ProposedGoals!AH24,Apdx_1_AltGoals!AH24)","v":6.4544470420188085E-2},{"$f":"IF(CostData!$C$6=\"Proposed - Option 1\",Apdx_1_ProposedGoals!AI24,Apdx_1_AltGoals!AI24)","v":7.4355427813469654E-2},{"$f":"IF(CostData!$C$6=\"Proposed - Option 1\",Apdx_1_ProposedGoals!AJ24,Apdx_1_AltGoals!AJ24)","v":8.3258675750193675E-2},{"$f":"IF(CostData!$C$6=\"Proposed - Option 1\",Apdx_1_ProposedGoals!AK24,Apdx_1_AltGoals!AK24)","v":9.1283599414817479E-2},{"$f":"IF(CostData!$C$6=\"Proposed - Option 1\",Apdx_1_ProposedGoals!AL24,Apdx_1_AltGoals!AL24)","v":9.8458230981317119E-2},{"$f":"IF(CostData!$C$6=\"Proposed - Option 1\",Apdx_1_ProposedGoals!AM24,Apdx_1_AltGoals!AM24)","v":0.10480930346314697},{"$f":"IF(CostData!$C$6=\"Proposed - Option 1\",Apdx_1_ProposedGoals!AN24,Apdx_1_AltGoals!AN24)","v":0.1103623022950582},{"$f":"IF(CostData!$C$6=\"Proposed - Option 1\",Apdx_1_ProposedGoals!AO24,Apdx_1_AltGoals!AO24)","v":0.1151415147401727},{"$f":"IF(CostData!$C$6=\"Proposed - Option 1\",Apdx_1_ProposedGoals!AP24,Apdx_1_AltGoals!AP24)","v":0.60820033171625643},{"$f":"IF(CostData!$C$6=\"Proposed - Option 1\",Apdx_1_ProposedGoals!AQ24,Apdx_1_AltGoals!AQ24)","v":66455749.755199999},{"$f":"IF(CostData!$C$6=\"Proposed - Option 1\",Apdx_1_ProposedGoals!AR24,Apdx_1_AltGoals!AR24)","v":1543.4744323724074},{"$f":"IF(CostData!$C$6=\"Proposed - Option 1\",Apdx_1_ProposedGoals!AS24,Apdx_1_AltGoals!AS24)","v":1495.8308864490257},{"$f":"IF(CostData!$C$6=\"Proposed - Option 1\",Apdx_1_ProposedGoals!AT24,Apdx_1_AltGoals!AT24)","v":1450.398128179017},{"$f":"IF(CostData!$C$6=\"Proposed - Option 1\",Apdx_1_ProposedGoals!AU24,Apdx_1_AltGoals!AU24)","v":1406.504888048039},{"$f":"IF(CostData!$C$6=\"Proposed - Option 1\",Apdx_1_ProposedGoals!AV24,Apdx_1_AltGoals!AV24)","v":1363.544231009691},{"$f":"IF(CostData!$C$6=\"Proposed - Option 1\",Apdx_1_ProposedGoals!AW24,Apdx_1_AltGoals!AW24)","v":1320.9642138359736},{"$f":"IF(CostData!$C$6=\"Proposed - Option 1\",Apdx_1_ProposedGoals!AX24,Apdx_1_AltGoals!AX24)","v":1278.2636868130107},{"$f":"IF(CostData!$C$6=\"Proposed - Option 1\",Apdx_1_ProposedGoals!AY24,Apdx_1_AltGoals!AY24)","v":1234.9927043846469},{"$f":"IF(CostData!$C$6=\"Proposed - Option 1\",Apdx_1_ProposedGoals!AZ24,Apdx_1_AltGoals!AZ24)","v":1194.0790886907871},{"$f":"IF(CostData!$C$6=\"Proposed - Option 1\",Apdx_1_ProposedGoals!BA24,Apdx_1_AltGoals!BA24)","v":1186.7124341020524},{"$f":"IF(CostData!$C$6=\"Proposed - Option 1\",Apdx_1_ProposedGoals!BB24,Apdx_1_AltGoals!BB24)","v":1347.4764693884649},{"$f":"IF(CostData!$C$6=\"Proposed - Option 1\",Apdx_1_ProposedGoals!BC24,Apdx_1_AltGoals!BC24)","v":1186.7124341020524}]
[null,"Massachusetts",{"$f":"IF(CostData!$C$6=\"Proposed - Option 1\",Apdx_1_ProposedGoals!C25,Apdx_1_AltGoals!C25)","v":2082.5040770999999},{"$f":"IF(CostData!$C$6=\"Proposed - Option 1\",Apdx_1_ProposedGoals!D25,Apdx_1_AltGoals!D25)","v":886.31744089999995},{"$f":"IF(CostData!$C$6=\"Proposed - Option 1\",Apdx_1_ProposedGoals!E25,Apdx_1_AltGoals!E25)","v":1756.554529},{"$f":"IF(CostData!$C$6=\"Proposed - Option 1\",Apdx_1_ProposedGoals!F25,Apdx_1_AltGoals!F25)","v":33906455.554328367},{"$f":"IF(CostData!$C$6=\"Proposed - Option 1\",Apdx_1_ProposedGoals!G25,Apdx_1_AltGoals!G25)","v":2268133},{"$f":"IF(CostData!$C$6=\"Proposed - Option 1\",Apdx_1_ProposedGoals!H25,Apdx_1_AltGoals!H25)","v":23603159.816199999},{"$f":"IF(CostData!$C$6=\"Proposed - Option 1\",Apdx_1_ProposedGoals!I25,Apdx_1_AltGoals!I25)","v":329883.23700000002},{"$f":"IF(CostData!$C$6=\"Proposed - Option 1\",Apdx_1_ProposedGoals!J25,Apdx_1_AltGoals!J25)","v":34983.969129000077},{"$f":"IF(CostData!$C$6=\"Proposed - Option 1\",Apdx_1_ProposedGoals!K25,Apdx_1_AltGoals!K25)","v":6625.1},{"$f":"IF(CostData!$C$6=\"Proposed - Option 1\",Apdx_1_ProposedGoals!L25,Apdx_1_AltGoals!L25)","v":0},{"$f":"IF(CostData!$C$6=\"Proposed - Option 1\",Apdx_1_ProposedGoals!M25,Apdx_1_AltGoals!M25)","v":1957.5538324739998},{"$f":"IF(CostData!$C$6=\"Proposed - Option 1\",Apdx_1_ProposedGoals!N25,Apdx_1_AltGoals!N25)","v":4.6566128730773926E-10},{"$f":"IF(CostData!$C$6=\"Proposed - Option 1\",Apdx_1_ProposedGoals!O25,Apdx_1_AltGoals!O25)","v":5.8207660913467407E-11},{"$f":"IF(CostData!$C$6=\"Proposed - Option 1\",Apdx_1_ProposedGoals!P25,Apdx_1_AltGoals!P25)","v":26201176.053199999},{"$f":"IF(CostData!$C$6=\"Proposed - Option 1\",Apdx_1_ProposedGoals!Q25,Apdx_1_AltGoals!Q25)","v":33906455.554328367},{"$f":"IF(CostData!$C$6=\"Proposed - Option 1\",Apdx_1_ProposedGoals!R25,Apdx_1_AltGoals!R25)","v":34983.969129000077},{"$f":"IF(CostData!$C$6=\"Proposed - Option 1\",Apdx_1_ProposedGoals!S25,Apdx_1_AltGoals!S25)","v":0.40558826592891373},{"$f":"IF(CostData!$C$6=\"Proposed - Option 1\",Apdx_1_ProposedGoals!T25,Apdx_1_AltGoals!T25)","v":0.4502316487905918},{"$f":"IF(CostData!$C$6=\"Proposed - Option 1\",Apdx_1_ProposedGoals!U25,Apdx_1_AltGoals!U25)","v":316260.46226356021},{"$f":"IF(CostData!$C$6=\"Proposed - Option 1\",Apdx_1_ProposedGoals!V25,Apdx_1_AltGoals!V25)","v":2962380.3259656811},{"$f":"IF(CostData!$C$6=\"Proposed - Option 1\",Apdx_1_ProposedGoals!W25,Apdx_1_AltGoals!W25)","v":3335377.5726553947},{"$f":"IF(CostData!$C$6=\"Proposed - Option 1\",Apdx_1_ProposedGoals!X25,Apdx_1_AltGoals!X25)","v":3755339.3987472332},{"$f":"IF(CostData!$C$6=\"Proposed - Option 1\",Apdx_1_ProposedGoals!Y25,Apdx_1_AltGoals!Y25)","v":4228179.17689473},{"$f":"IF(CostData!$C$6=\"Proposed - Option 1\",Apdx_1_ProposedGoals!Z25,Apdx_1_AltGoals!Z25)","v":4760554.8403667752},{"$f":"IF(CostData!$C$6=\"Proposed - Option 1\",Apdx_1_ProposedGoals!AA25,Apdx_1_AltGoals!AA25)","v":5359962.6316649299},{"$f":"IF(CostData!$C$6=\"Proposed - Option 1\",Apdx_1_ProposedGoals!AB25,Apdx_1_AltGoals!AB25)","v":6034842.6551538287},{"$f":"IF(CostData!$C$6=\"Proposed - Option 1\",Apdx_1_ProposedGoals!AC25,Apdx_1_AltGoals!AC25)","v":6794697.7199636595},{"$f":"IF(CostData!$C$6=\"Proposed - Option 1\",Apdx_1_ProposedGoals!AD25,Apdx_1_AltGoals!AD25)","v":7650227.1465605469},{"$f":"IF(CostData!$C$6=\"Proposed - Option 1\",Apdx_1_ProposedGoals!AE25,Apdx_1_AltGoals!AE25)","v":8613477.4210801758},{"$f":"IF(CostData!$C$6=\"Proposed - Option 1\",Apdx_1_ProposedGoals!AF25,Apdx_1_AltGoals!AF25)","v":4.4340193491464598E-2},{"$f":"IF(CostData!$C$6=\"Proposed - Option 1\",Apdx_1_ProposedGoals!AG25,Apdx_1_AltGoals!AG25)","v":5.604529365023047E-2},{"$f":"IF(CostData!$C$6=\"Proposed - Option 1\",Apdx_1_ProposedGoals!AH25,Apdx_1_AltGoals!AH25)","v":6.6803887842410314E-2},{"$f":"IF(CostData!$C$6=\"Proposed - Option 1\",Apdx_1_ProposedGoals!AI25,Apdx_1_AltGoals!AI25)","v":7.6643046825041278E-2},{"$f":"IF(CostData!$C$6=\"Proposed - Option 1\",Apdx_1_ProposedGoals!AJ25,Apdx_1_AltGoals!AJ25)","v":8.5588609248013744E-2},{"$f":"IF(CostData!$C$6=\"Proposed - Option 1\",Apdx_1_ProposedGoals!AK25,Apdx_1_AltGoals!AK25)","v":9.3665225750441936E-2},{"$f":"IF(CostData!$C$6=\"Proposed - Option 1\",Apdx_1_ProposedGoals!AL25,Apdx_1_AltGoals!AL25)","v":0.10089640128180878},{"$f":"IF(CostData!$C$6=\"Proposed - Option 1\",Apdx_1_ProposedGoals!AM25,Apdx_1_AltGoals!AM25)","v":0.10730453571523049},{"$f":"IF(CostData!$C$6=\"Proposed - Option 1\",Apdx_1_ProposedGoals!AN25,Apdx_1_AltGoals!AN25)","v":0.11291096281755593},{"$f":"IF(CostData!$C$6=\"Proposed - Option 1\",Apdx_1_ProposedGoals!AO25,Apdx_1_AltGoals!AO25)","v":0.11773598763848463},{"$f":"IF(CostData!$C$6=\"Proposed - Option 1\",Apdx_1_ProposedGoals!AP25,Apdx_1_AltGoals!AP25)","v":0.74767633692062474},{"$f":"IF(CostData!$C$6=\"Proposed - Option 1\",Apdx_1_ProposedGoals!AQ25,Apdx_1_AltGoals!AQ25)","v":59467354.632399999},{"$f":"IF(CostData!$C$6=\"Proposed - Option 1\",Apdx_1_ProposedGoals!AR25,Apdx_1_AltGoals!AR25)","v":738.62246249769248},{"$f":"IF(CostData!$C$6=\"Proposed - Option 1\",Apdx_1_ProposedGoals!AS25,Apdx_1_AltGoals!AS25)","v":718.24210492413215},{"$f":"IF(CostData!$C$6=\"Proposed - Option 1\",Apdx_1_ProposedGoals!AT25,Apdx_1_AltGoals!AT25)","v":698.85372102978147},{"$f":"IF(CostData!$C$6=\"Proposed - Option 1\",Apdx_1_ProposedGoals!AU25,Apdx_1_AltGoals!AU25)","v":680.24576961721596},{"$f":"IF(CostData!$C$6=\"Proposed - Option 1\",Apdx_1_ProposedGoals!AV25,Apdx_1_AltGoals!AV25)","v":662.22937827581404},{"$f":"IF(CostData!$C$6=\"Proposed - Option 1\",Apdx_1_ProposedGoals!AW25,Apdx_1_AltGoals!AW25)","v":644.6348936942702},{"$f":"IF(CostData!$C$6=\"Proposed - Option 1\",Apdx_1_ProposedGoals!AX25,Apdx_1_AltGoals!AX25)","v":627.30948564557491},{"$f":"IF(CostData!$C$6=\"Proposed - Option 1\",Apdx_1_ProposedGoals!AY25,Apdx_1_AltGoals!AY25)","v":610.11562744362243},{"$f":"IF(CostData!$C$6=\"Proposed - Option 1\",Apdx_1_ProposedGoals!AZ25,Apdx_1_AltGoals!AZ25)","v":592.93031516589542},{"$f":"IF(CostData!$C$6=\"Proposed - Option 1\",Apdx_1_ProposedGoals!BA25,Apdx_1_AltGoals!BA25)","v":575.64490969352948},{"$f":"IF(CostData!$C$6=\"Proposed - Option 1\",Apdx_1_ProposedGoals!BB25,Apdx_1_AltGoals!BB25)","v":654.88286679875284},{"$f":"IF(CostData!$C$6=\"Proposed - Option 1\",Apdx_1_ProposedGoals!BC25,Apdx_1_AltGoals!BC25)","v":575.64490969352948}]
[null,"Michigan",{"$f":"IF(CostData!$C$6=\"Proposed - Option 1\",Apdx_1_ProposedGoals!C26,Apdx_1_AltGoals!C26)","v":2254.9510461},{"$f":"IF(CostData!$C$6=\"Proposed - Option 1\",Apdx_1_ProposedGoals!D26,Apdx_1_AltGoals!D26)","v":810.28612769999995},{"$f":"IF(CostData!$C$6=\"Proposed - Option 1\",Apdx_1_ProposedGoals!E26,Apdx_1_AltGoals!E26)","v":1586.13537},{"$f":"IF(CostData!$C$6=\"Proposed - Option 1\",Apdx_1_ProposedGoals!F26,Apdx_1_AltGoals!F26)","v":3044925860.3700438},{"$f":"IF(CostData!$C$6=\"Proposed - Option 1\",Apdx_1_ProposedGoals!G26,Apdx_1_AltGoals!G26)","v":53210780},{"$f":"IF(CostData!$C$6=\"Proposed - Option 1\",Apdx_1_ProposedGoals!H26,Apdx_1_AltGoals!H26)","v":18499950.609700002},{"$f":"IF(CostData!$C$6=\"Proposed - Option 1\",Apdx_1_ProposedGoals!I26,Apdx_1_AltGoals!I26)","v":774872},{"$f":"IF(CostData!$C$6=\"Proposed - Option 1\",Apdx_1_ProposedGoals!J26,Apdx_1_AltGoals!J26)","v":4299172.8757443},{"$f":"IF(CostData!$C$6=\"Proposed - Option 1\",Apdx_1_ProposedGoals!K26,Apdx_1_AltGoals!K26)","v":5008.3999999999996},{"$f":"IF(CostData!$C$6=\"Proposed - Option 1\",Apdx_1_ProposedGoals!L26,Apdx_1_AltGoals!L26)","v":0},{"$f":"IF(CostData!$C$6=\"Proposed - Option 1\",Apdx_1_ProposedGoals!M26,Apdx_1_AltGoals!M26)","v":2119.6539833339998},{"$f":"IF(CostData!$C$6=\"Proposed - Option 1\",Apdx_1_ProposedGoals!N26,Apdx_1_AltGoals!N26)","v":41091564.491654843},{"$f":"IF(CostData!$C$6=\"Proposed - Option 1\",Apdx_1_ProposedGoals!O26,Apdx_1_AltGoals!O26)","v":598388.19804516248},{"$f":"IF(CostData!$C$6=\"Proposed - Option 1\",Apdx_1_ProposedGoals!P26,Apdx_1_AltGoals!P26)","v":30795649.919999994},{"$f":"IF(CostData!$C$6=\"Proposed - Option 1\",Apdx_1_ProposedGoals!Q26,Apdx_1_AltGoals!Q26)","v":3044925860.3700438},{"$f":"IF(CostData!$C$6=\"Proposed - Option 1\",Apdx_1_ProposedGoals!R26,Apdx_1_AltGoals!R26)","v":4299172.8757443},{"$f":"IF(CostData!$C$6=\"Proposed - Option 1\",Apdx_1_ProposedGoals!S26,Apdx_1_AltGoals!S26)","v":0.4205128146485308},{"$f":"IF(CostData!$C$6=\"Proposed - Option 1\",Apdx_1_ProposedGoals!T26,Apdx_1_AltGoals!T26)","v":0.7},{"$f":"IF(CostData!$C$6=\"Proposed - Option 1\",Apdx_1_ProposedGoals!U26,Apdx_1_AltGoals!U26)","v":1827908.7970816612},{"$f":"IF(CostData!$C$6=\"Proposed - Option 1\",Apdx_1_ProposedGoals!V26,Apdx_1_AltGoals!V26)","v":4775710.4785206858},{"$f":"IF(CostData!$C$6=\"Proposed - Option 1\",Apdx_1_ProposedGoals!W26,Apdx_1_AltGoals!W26)","v":5061373.8993692854},{"$f":"IF(CostData!$C$6=\"Proposed - Option 1\",Apdx_1_ProposedGoals!X26,Apdx_1_AltGoals!X26)","v":5364124.5348591302},{"$f":"IF(CostData!$C$6=\"Proposed - Option 1\",Apdx_1_ProposedGoals!Y26,Apdx_1_AltGoals!Y26)","v":5684984.4721140405},{"$f":"IF(CostData!$C$6=\"Proposed - Option 1\",Apdx_1_ProposedGoals!Z26,Apdx_1_AltGoals!Z26)","v":6025036.9353191201},{"$f":"IF(CostData!$C$6=\"Proposed - Option 1\",Apdx_1_ProposedGoals!AA26,Apdx_1_AltGoals!AA26)","v":6385429.9426891059},{"$f":"IF(CostData!$C$6=\"Proposed - Option 1\",Apdx_1_ProposedGoals!AB26,Apdx_1_AltGoals!AB26)","v":6767380.1821815707},{"$f":"IF(CostData!$C$6=\"Proposed - Option 1\",Apdx_1_ProposedGoals!AC26,Apdx_1_AltGoals!AC26)","v":7172177.1190393995},{"$f":"IF(CostData!$C$6=\"Proposed - Option 1\",Apdx_1_ProposedGoals!AD26,Apdx_1_AltGoals!AD26)","v":7601187.3490296174},{"$f":"IF(CostData!$C$6=\"Proposed - Option 1\",Apdx_1_ProposedGoals!AE26,Apdx_1_AltGoals!AE26)","v":8055859.2120751143},{"$f":"IF(CostData!$C$6=\"Proposed - Option 1\",Apdx_1_ProposedGoals!AF26,Apdx_1_AltGoals!AF26)","v":4.5925301256458884E-2},{"$f":"IF(CostData!$C$6=\"Proposed - Option 1\",Apdx_1_ProposedGoals!AG26,Apdx_1_AltGoals!AG26)","v":5.7447475252927635E-2},{"$f":"IF(CostData!$C$6=\"Proposed - Option 1\",Apdx_1_ProposedGoals!AH26,Apdx_1_AltGoals!AH26)","v":6.8019871965554771E-2},{"$f":"IF(CostData!$C$6=\"Proposed - Option 1\",Apdx_1_ProposedGoals!AI26,Apdx_1_AltGoals!AI26)","v":7.7671255549376234E-2},{"$f":"IF(CostData!$C$6=\"Proposed - Option 1\",Apdx_1_ProposedGoals!AJ26,Apdx_1_AltGoals!AJ26)","v":8.6429083608699164E-2},{"$f":"IF(CostData!$C$6=\"Proposed - Option 1\",Apdx_1_ProposedGoals!AK26,Apdx_1_AltGoals!AK26)","v":9.4319556124933548E-2},{"$f":"IF(CostData!$C$6=\"Proposed - Option 1\",Apdx_1_ProposedGoals!AL26,Apdx_1_AltGoals!AL26)","v":0.1013676623859309},{"$f":"IF(CostData!$C$6=\"Proposed - Option 1\",Apdx_1_ProposedGoals!AM26,Apdx_1_AltGoals!AM26)","v":0.1075972259952423},{"$f":"IF(CostData!$C$6=\"Proposed - Option 1\",Apdx_1_ProposedGoals!AN26,Apdx_1_AltGoals!AN26)","v":0.11303094803657514},{"$f":"IF(CostData!$C$6=\"Proposed - Option 1\",Apdx_1_ProposedGoals!AO26,Apdx_1_AltGoals!AO26)","v":0.11769044846571815},{"$f":"IF(CostData!$C$6=\"Proposed - Option 1\",Apdx_1_ProposedGoals!AP26,Apdx_1_AltGoals!AP26)","v":1.0389198760429761},{"$f":"IF(CostData!$C$6=\"Proposed - Option 1\",Apdx_1_ProposedGoals!AQ26,Apdx_1_AltGoals!AQ26)","v":112690037.1441},{"$f":"IF(CostData!$C$6=\"Proposed - Option 1\",Apdx_1_ProposedGoals!AR26,Apdx_1_AltGoals!AR26)","v":1310.3247986281974},{"$f":"IF(CostData!$C$6=\"Proposed - Option 1\",Apdx_1_ProposedGoals!AS26,Apdx_1_AltGoals!AS26)","v":1287.2994775312359},{"$f":"IF(CostData!$C$6=\"Proposed - Option 1\",Apdx_1_ProposedGoals!AT26,Apdx_1_AltGoals!AT26)","v":1266.3110136087121},{"$f":"IF(CostData!$C$6=\"Proposed - Option 1\",Apdx_1_ProposedGoals!AU26,Apdx_1_AltGoals!AU26)","v":1247.1432704371809},{"$f":"IF(CostData!$C$6=\"Proposed - Option 1\",Apdx_1_ProposedGoals!AV26,Apdx_1_AltGoals!AV26)","v":1229.6080933070223},{"$f":"IF(CostData!$C$6=\"Proposed - Option 1\",Apdx_1_ProposedGoals!AW26,Apdx_1_AltGoals!AW26)","v":1213.5406398999182},{"$f":"IF(CostData!$C$6=\"Proposed - Option 1\",Apdx_1_ProposedGoals!AX26,Apdx_1_AltGoals!AX26)","v":1198.7955841250985},{"$f":"IF(CostData!$C$6=\"Proposed - Option 1\",Apdx_1_ProposedGoals!AY26,Apdx_1_AltGoals!AY26)","v":1185.244005966231},{"$f":"IF(CostData!$C$6=\"Proposed - Option 1\",Apdx_1_ProposedGoals!AZ26,Apdx_1_AltGoals!AZ26)","v":1172.7708246129985},{"$f":"IF(CostData!$C$6=\"Proposed - Option 1\",Apdx_1_ProposedGoals!BA26,Apdx_1_AltGoals!BA26)","v":1161.2726650816751},{"$f":"IF(CostData!$C$6=\"Proposed - Option 1\",Apdx_1_ProposedGoals!BB26,Apdx_1_AltGoals!BB26)","v":1227.231037319827},{"$f":"IF(CostData!$C$6=\"Proposed - Option 1\",Apdx_1_ProposedGoals!BC26,Apdx_1_AltGoals!BC26)","v":1161.2726650816751}]
[null,"Minnesota",{"$f":"IF(CostData!$C$6=\"Proposed - Option 1\",Apdx_1_ProposedGoals!C27,Apdx_1_AltGoals!C27)","v":2317.9822393999998},{"$f":"IF(CostData!$C$6=\"Proposed - Option 1\",Apdx_1_ProposedGoals!D27,Apdx_1_AltGoals!D27)","v":862.64948679999998},{"$f":"IF(CostData!$C$6=\"Proposed - Option 1\",Apdx_1_ProposedGoals!E27,Apdx_1_AltGoals!E27)","v":1590.7834353999999},{"$f":"IF(CostData!$C$6=\"Proposed - Option 1\",Apdx_1_ProposedGoals!F27,Apdx_1_AltGoals!F27)","v":83925611.73884958},{"$f":"IF(CostData!$C$6=\"Proposed - Option 1\",Apdx_1_ProposedGoals!G27,Apdx_1_AltGoals!G27)","v":21989584},{"$f":"IF(CostData!$C$6=\"Proposed - Option 1\",Apdx_1_ProposedGoals!H27,Apdx_1_AltGoals!H27)","v":5715510.0219999999},{"$f":"IF(CostData!$C$6=\"Proposed - Option 1\",Apdx_1_ProposedGoals!I27,Apdx_1_AltGoals!I27)","v":29243},{"$f":"IF(CostData!$C$6=\"Proposed - Option 1\",Apdx_1_ProposedGoals!J27,Apdx_1_AltGoals!J27)","v":97924.447742399992},{"$f":"IF(CostData!$C$6=\"Proposed - Option 1\",Apdx_1_ProposedGoals!K27,Apdx_1_AltGoals!K27)","v":2768.2},{"$f":"IF(CostData!$C$6=\"Proposed - Option 1\",Apdx_1_ProposedGoals!L27,Apdx_1_AltGoals!L27)","v":0},{"$f":"IF(CostData!$C$6=\"Proposed - Option 1\",Apdx_1_ProposedGoals!M27,Apdx_1_AltGoals!M27)","v":2178.9033050359999},{"$f":"IF(CostData!$C$6=\"Proposed - Option 1\",Apdx_1_ProposedGoals!N27,Apdx_1_AltGoals!N27)","v":10699000.722071774},{"$f":"IF(CostData!$C$6=\"Proposed - Option 1\",Apdx_1_ProposedGoals!O27,Apdx_1_AltGoals!O27)","v":14228.139928228969},{"$f":"IF(CostData!$C$6=\"Proposed - Option 1\",Apdx_1_ProposedGoals!P27,Apdx_1_AltGoals!P27)","v":17021108.159999996},{"$f":"IF(CostData!$C$6=\"Proposed - Option 1\",Apdx_1_ProposedGoals!Q27,Apdx_1_AltGoals!Q27)","v":83925611.73884958},{"$f":"IF(CostData!$C$6=\"Proposed - Option 1\",Apdx_1_ProposedGoals!R27,Apdx_1_AltGoals!R27)","v":97924.447742399992},{"$f":"IF(CostData!$C$6=\"Proposed - Option 1\",Apdx_1_ProposedGoals!S27,Apdx_1_AltGoals!S27)","v":0.2350526756420071},{"$f":"IF(CostData!$C$6=\"Proposed - Option 1\",Apdx_1_ProposedGoals!T27,Apdx_1_AltGoals!T27)","v":0.7},{"$f":"IF(CostData!$C$6=\"Proposed - Option 1\",Apdx_1_ProposedGoals!U27,Apdx_1_AltGoals!U27)","v":840189.54411773931},{"$f":"IF(CostData!$C$6=\"Proposed - Option 1\",Apdx_1_ProposedGoals!V27,Apdx_1_AltGoals!V27)","v":7888544.3585652001},{"$f":"IF(CostData!$C$6=\"Proposed - Option 1\",Apdx_1_ProposedGoals!W27,Apdx_1_AltGoals!W27)","v":7888544.3585652001},{"$f":"IF(CostData!$C$6=\"Proposed - Option 1\",Apdx_1_ProposedGoals!X27,Apdx_1_AltGoals!X27)","v":7888544.3585652001},{"$f":"IF(CostData!$C$6=\"Proposed - Option 1\",Apdx_1_ProposedGoals!Y27,Apdx_1_AltGoals!Y27)","v":7888544.3585652001},{"$f":"IF(CostData!$C$6=\"Proposed - Option 1\",Apdx_1_ProposedGoals!Z27,Apdx_1_AltGoals!Z27)","v":7888544.3585652001},{"$f":"IF(CostData!$C$6=\"Proposed - Option 1\",Apdx_1_ProposedGoals!AA27,Apdx_1_AltGoals!AA27)","v":7888544.3585652001},{"$f":"IF(CostData!$C$6=\"Proposed - Option 1\",Apdx_1_ProposedGoals!AB27,Apdx_1_AltGoals!AB27)","v":7888544.3585652001},{"$f":"IF(CostData!$C$6=\"Proposed - Option 1\",Apdx_1_ProposedGoals!AC27,Apdx_1_AltGoals!AC27)","v":7888544.3585652001},{"$f":"IF(CostData!$C$6=\"Proposed - Option 1\",Apdx_1_ProposedGoals!AD27,Apdx_1_AltGoals!AD27)","v":7888544.3585652001},{"$f":"IF(CostData!$C$6=\"Proposed - Option 1\",Apdx_1_ProposedGoals!AE27,Apdx_1_AltGoals!AE27)","v":7888544.3585652001},{"$f":"IF(CostData!$C$6=\"Proposed - Option 1\",Apdx_1_ProposedGoals!AF27,Apdx_1_AltGoals!AF27)","v":4.8008468033873729E-2},{"$f":"IF(CostData!$C$6=\"Proposed - Option 1\",Apdx_1_ProposedGoals!AG27,Apdx_1_AltGoals!AG27)","v":5.924360710051195E-2},{"$f":"IF(CostData!$C$6=\"Proposed - Option 1\",Apdx_1_ProposedGoals!AH27,Apdx_1_AltGoals!AH27)","v":6.9521643169629638E-2},{"$f":"IF(CostData!$C$6=\"Proposed - Option 1\",Apdx_1_ProposedGoals!AI27,Apdx_1_AltGoals!AI27)","v":7.8874725617712527E-2},{"$f":"IF(CostData!$C$6=\"Proposed - Option 1\",Apdx_1_ProposedGoals!AJ27,Apdx_1_AltGoals!AJ27)","v":8.7333534705797786E-2},{"$f":"IF(CostData!$C$6=\"Proposed - Option 1\",Apdx_1_ProposedGoals!AK27,Apdx_1_AltGoals!AK27)","v":9.492734093371212E-2},{"$f":"IF(CostData!$C$6=\"Proposed - Option 1\",Apdx_1_ProposedGoals!AL27,Apdx_1_AltGoals!AL27)","v":0.10168406188202468},{"$f":"IF(CostData!$C$6=\"Proposed - Option 1\",Apdx_1_ProposedGoals!AM27,Apdx_1_AltGoals!AM27)","v":0.10763031664615251},{"$f":"IF(CostData!$C$6=\"Proposed - Option 1\",Apdx_1_ProposedGoals!AN27,Apdx_1_AltGoals!AN27)","v":0.11279147796268493},{"$f":"IF(CostData!$C$6=\"Proposed - Option 1\",Apdx_1_ProposedGoals!AO27,Apdx_1_AltGoals!AO27)","v":0.11719172212380437},{"$f":"IF(CostData!$C$6=\"Proposed - Option 1\",Apdx_1_ProposedGoals!AP27,Apdx_1_AltGoals!AP27)","v":0.82836500905863464},{"$f":"IF(CostData!$C$6=\"Proposed - Option 1\",Apdx_1_ProposedGoals!AQ27,Apdx_1_AltGoals!AQ27)","v":73094473.978499994},{"$f":"IF(CostData!$C$6=\"Proposed - Option 1\",Apdx_1_ProposedGoals!AR27,Apdx_1_AltGoals!AR27)","v":965.39062608530605},{"$f":"IF(CostData!$C$6=\"Proposed - Option 1\",Apdx_1_ProposedGoals!AS27,Apdx_1_AltGoals!AS27)","v":949.03291665828226},{"$f":"IF(CostData!$C$6=\"Proposed - Option 1\",Apdx_1_ProposedGoals!AT27,Apdx_1_AltGoals!AT27)","v":934.54679431037823},{"$f":"IF(CostData!$C$6=\"Proposed - Option 1\",Apdx_1_ProposedGoals!AU27,Apdx_1_AltGoals!AU27)","v":921.7433879627788},{"$f":"IF(CostData!$C$6=\"Proposed - Option 1\",Apdx_1_ProposedGoals!AV27,Apdx_1_AltGoals!AV27)","v":910.46255864323768},{"$f":"IF(CostData!$C$6=\"Proposed - Option 1\",Apdx_1_ProposedGoals!AW27,Apdx_1_AltGoals!AW27)","v":900.56796913922881},{"$f":"IF(CostData!$C$6=\"Proposed - Option 1\",Apdx_1_ProposedGoals!AX27,Apdx_1_AltGoals!AX27)","v":891.94316297556838},{"$f":"IF(CostData!$C$6=\"Proposed - Option 1\",Apdx_1_ProposedGoals!AY27,Apdx_1_AltGoals!AY27)","v":884.48842249325651},{"$f":"IF(CostData!$C$6=\"Proposed - Option 1\",Apdx_1_ProposedGoals!AZ27,Apdx_1_AltGoals!AZ27)","v":878.11823426853812},{"$f":"IF(CostData!$C$6=\"Proposed - Option 1\",Apdx_1_ProposedGoals!BA27,Apdx_1_AltGoals!BA27)","v":872.75923243264003},{"$f":"IF(CostData!$C$6=\"Proposed - Option 1\",Apdx_1_ProposedGoals!BB27,Apdx_1_AltGoals!BB27)","v":910.90533049692147},{"$f":"IF(CostData!$C$6=\"Proposed - Option 1\",Apdx_1_ProposedGoals!BC27,Apdx_1_AltGoals!BC27)","v":872.75923243264003}]
[null,"Mississippi",{"$f":"IF(CostData!$C$6=\"Proposed - Option 1\",Apdx_1_ProposedGoals!C28,Apdx_1_AltGoals!C28)","v":2493.9278509999999},{"$f":"IF(CostData!$C$6=\"Proposed - Option 1\",Apdx_1_ProposedGoals!D28,Apdx_1_AltGoals!D28)","v":848.17551279999998},{"$f":"IF(CostData!$C$6=\"Proposed - Option 1\",Apdx_1_ProposedGoals!E28,Apdx_1_AltGoals!E28)","v":1388.2063624},{"$f":"IF(CostData!$C$6=\"Proposed - Option 1\",Apdx_1_ProposedGoals!F28,Apdx_1_AltGoals!F28)","v":0},{"$f":"IF(CostData!$C$6=\"Proposed - Option 1\",Apdx_1_ProposedGoals!G28,Apdx_1_AltGoals!G28)","v":7503114},{"$f":"IF(CostData!$C$6=\"Proposed - Option 1\",Apdx_1_ProposedGoals!H28,Apdx_1_AltGoals!H28)","v":31813676.742600001},{"$f":"IF(CostData!$C$6=\"Proposed - Option 1\",Apdx_1_ProposedGoals!I28,Apdx_1_AltGoals!I28)","v":4402778},{"$f":"IF(CostData!$C$6=\"Proposed - Option 1\",Apdx_1_ProposedGoals!J28,Apdx_1_AltGoals!J28)","v":0},{"$f":"IF(CostData!$C$6=\"Proposed - Option 1\",Apdx_1_ProposedGoals!K28,Apdx_1_AltGoals!K28)","v":7894.4},{"$f":"IF(CostData!$C$6=\"Proposed - Option 1\",Apdx_1_ProposedGoals!L28,Apdx_1_AltGoals!L28)","v":150},{"$f":"IF(CostData!$C$6=\"Proposed - Option 1\",Apdx_1_ProposedGoals!M28,Apdx_1_AltGoals!M28)","v":2344.2921799399996},{"$f":"IF(CostData!$C$6=\"Proposed - Option 1\",Apdx_1_ProposedGoals!N28,Apdx_1_AltGoals!N28)","v":0},{"$f":"IF(CostData!$C$6=\"Proposed - Option 1\",Apdx_1_ProposedGoals!O28,Apdx_1_AltGoals!O28)","v":0},{"$f":"IF(CostData!$C$6=\"Proposed - Option 1\",Apdx_1_ProposedGoals!P28,Apdx_1_AltGoals!P28)","v":43719568.742600001},{"$f":"IF(CostData!$C$6=\"Proposed - Option 1\",Apdx_1_ProposedGoals!Q28,Apdx_1_AltGoals!Q28)","v":5318387061.6159039},{"$f":"IF(CostData!$C$6=\"Proposed - Option 1\",Apdx_1_ProposedGoals!R28,Apdx_1_AltGoals!R28)","v":6561648},{"$f":"IF(CostData!$C$6=\"Proposed - Option 1\",Apdx_1_ProposedGoals!S28,Apdx_1_AltGoals!S28)","v":0.45877781534389189},{"$f":"IF(CostData!$C$6=\"Proposed - Option 1\",Apdx_1_ProposedGoals!T28,Apdx_1_AltGoals!T28)","v":0.62761986140840986},{"$f":"IF(CostData!$C$6=\"Proposed - Option 1\",Apdx_1_ProposedGoals!U28,Apdx_1_AltGoals!U28)","v":631874.26957287942},{"$f":"IF(CostData!$C$6=\"Proposed - Option 1\",Apdx_1_ProposedGoals!V28,Apdx_1_AltGoals!V28)","v":2498625.7029471667},{"$f":"IF(CostData!$C$6=\"Proposed - Option 1\",Apdx_1_ProposedGoals!W28,Apdx_1_AltGoals!W28)","v":2834265.4881885191},{"$f":"IF(CostData!$C$6=\"Proposed - Option 1\",Apdx_1_ProposedGoals!X28,Apdx_1_AltGoals!X28)","v":3214991.6844533328},{"$f":"IF(CostData!$C$6=\"Proposed - Option 1\",Apdx_1_ProposedGoals!Y28,Apdx_1_AltGoals!Y28)","v":3646860.7384096175},{"$f":"IF(CostData!$C$6=\"Proposed - Option 1\",Apdx_1_ProposedGoals!Z28,Apdx_1_AltGoals!Z28)","v":4136742.657738775},{"$f":"IF(CostData!$C$6=\"Proposed - Option 1\",Apdx_1_ProposedGoals!AA28,Apdx_1_AltGoals!AA28)","v":4692430.296589396},{"$f":"IF(CostData!$C$6=\"Proposed - Option 1\",Apdx_1_ProposedGoals!AB28,Apdx_1_AltGoals!AB28)","v":5322763.3213195838},{"$f":"IF(CostData!$C$6=\"Proposed - Option 1\",Apdx_1_ProposedGoals!AC28,Apdx_1_AltGoals!AC28)","v":5458429.5010000002},{"$f":"IF(CostData!$C$6=\"Proposed - Option 1\",Apdx_1_ProposedGoals!AD28,Apdx_1_AltGoals!AD28)","v":5458429.5010000002},{"$f":"IF(CostData!$C$6=\"Proposed - Option 1\",Apdx_1_ProposedGoals!AE28,Apdx_1_AltGoals!AE28)","v":5458429.5010000002},{"$f":"IF(CostData!$C$6=\"Proposed - Option 1\",Apdx_1_ProposedGoals!AF28,Apdx_1_AltGoals!AF28)","v":1.399843513390662E-2},{"$f":"IF(CostData!$C$6=\"Proposed - Option 1\",Apdx_1_ProposedGoals!AG28,Apdx_1_AltGoals!AG28)","v":2.1653477031590512E-2},{"$f":"IF(CostData!$C$6=\"Proposed - Option 1\",Apdx_1_ProposedGoals!AH28,Apdx_1_AltGoals!AH28)","v":3.0677656086512427E-2},{"$f":"IF(CostData!$C$6=\"Proposed - Option 1\",Apdx_1_ProposedGoals!AI28,Apdx_1_AltGoals!AI28)","v":4.0917598983544558E-2},{"$f":"IF(CostData!$C$6=\"Proposed - Option 1\",Apdx_1_ProposedGoals!AJ28,Apdx_1_AltGoals!AJ28)","v":5.2218631526603387E-2},{"$f":"IF(CostData!$C$6=\"Proposed - Option 1\",Apdx_1_ProposedGoals!AK28,Apdx_1_AltGoals!AK28)","v":6.2796481544960814E-2},{"$f":"IF(CostData!$C$6=\"Proposed - Option 1\",Apdx_1_ProposedGoals!AL28,Apdx_1_AltGoals!AL28)","v":7.2417279926557013E-2},{"$f":"IF(CostData!$C$6=\"Proposed - Option 1\",Apdx_1_ProposedGoals!AM28,Apdx_1_AltGoals!AM28)","v":8.1117727177937152E-2},{"$f":"IF(CostData!$C$6=\"Proposed - Option 1\",Apdx_1_ProposedGoals!AN28,Apdx_1_AltGoals!AN28)","v":8.8932799077439673E-2},{"$f":"IF(CostData!$C$6=\"Proposed - Option 1\",Apdx_1_ProposedGoals!AO28,Apdx_1_AltGoals!AO28)","v":9.5895822965259531E-2},{"$f":"IF(CostData!$C$6=\"Proposed - Option 1\",Apdx_1_ProposedGoals!AP28,Apdx_1_AltGoals!AP28)","v":0.9863437987582192},{"$f":"IF(CostData!$C$6=\"Proposed - Option 1\",Apdx_1_ProposedGoals!AQ28,Apdx_1_AltGoals!AQ28)","v":52021589.392499998},{"$f":"IF(CostData!$C$6=\"Proposed - Option 1\",Apdx_1_ProposedGoals!AR28,Apdx_1_AltGoals!AR28)","v":783.30427334259525},{"$f":"IF(CostData!$C$6=\"Proposed - Option 1\",Apdx_1_ProposedGoals!AS28,Apdx_1_AltGoals!AS28)","v":772.90329029143879},{"$f":"IF(CostData!$C$6=\"Proposed - Option 1\",Apdx_1_ProposedGoals!AT28,Apdx_1_AltGoals!AT28)","v":761.19548114009979},{"$f":"IF(CostData!$C$6=\"Proposed - Option 1\",Apdx_1_ProposedGoals!AU28,Apdx_1_AltGoals!AU28)","v":748.33467262134945},{"$f":"IF(CostData!$C$6=\"Proposed - Option 1\",Apdx_1_ProposedGoals!AV28,Apdx_1_AltGoals!AV28)","v":734.46766221318444},{"$f":"IF(CostData!$C$6=\"Proposed - Option 1\",Apdx_1_ProposedGoals!AW28,Apdx_1_AltGoals!AW28)","v":720.75344435645707},{"$f":"IF(CostData!$C$6=\"Proposed - Option 1\",Apdx_1_ProposedGoals!AX28,Apdx_1_AltGoals!AX28)","v":707.2405957609119},{"$f":"IF(CostData!$C$6=\"Proposed - Option 1\",Apdx_1_ProposedGoals!AY28,Apdx_1_AltGoals!AY28)","v":700.43972777644331},{"$f":"IF(CostData!$C$6=\"Proposed - Option 1\",Apdx_1_ProposedGoals!AZ28,Apdx_1_AltGoals!AZ28)","v":695.83026267402477},{"$f":"IF(CostData!$C$6=\"Proposed - Option 1\",Apdx_1_ProposedGoals!BA28,Apdx_1_AltGoals!BA28)","v":691.77415940892911},{"$f":"IF(CostData!$C$6=\"Proposed - Option 1\",Apdx_1_ProposedGoals!BB28,Apdx_1_AltGoals!BB28)","v":731.62435695854333},{"$f":"IF(CostData!$C$6=\"Proposed - Option 1\",Apdx_1_ProposedGoals!BC28,Apdx_1_AltGoals!BC28)","v":691.77415940892911}]
[null,"Missouri",{"$f":"IF(CostData!$C$6=\"Proposed - Option 1\",Apdx_1_ProposedGoals!C29,Apdx_1_AltGoals!C29)","v":2084.5587934},{"$f":"IF(CostData!$C$6=\"Proposed - Option 1\",Apdx_1_ProposedGoals!D29,Apdx_1_AltGoals!D29)","v":889.72164320000002},{"$f":"IF(CostData!$C$6=\"Proposed - Option 1\",Apdx_1_ProposedGoals!E29,Apdx_1_AltGoals!E29)","v":0},{"$f":"IF(CostData!$C$6=\"Proposed - Option 1\",Apdx_1_ProposedGoals!F29,Apdx_1_AltGoals!F29)","v":0},{"$f":"IF(CostData!$C$6=\"Proposed - Option 1\",Apdx_1_ProposedGoals!G29,Apdx_1_AltGoals!G29)","v":72939512},{"$f":"IF(CostData!$C$6=\"Proposed - Option 1\",Apdx_1_ProposedGoals!H29,Apdx_1_AltGoals!H29)","v":4854569.0000999998},{"$f":"IF(CostData!$C$6=\"Proposed - Option 1\",Apdx_1_ProposedGoals!I29,Apdx_1_AltGoals!I29)","v":0},{"$f":"IF(CostData!$C$6=\"Proposed - Option 1\",Apdx_1_ProposedGoals!J29,Apdx_1_AltGoals!J29)","v":0},{"$f":"IF(CostData!$C$6=\"Proposed - Option 1\",Apdx_1_ProposedGoals!K29,Apdx_1_AltGoals!K29)","v":2078.6999999999998},{"$f":"IF(CostData!$C$6=\"Proposed - Option 1\",Apdx_1_ProposedGoals!L29,Apdx_1_AltGoals!L29)","v":0},{"$f":"IF(CostData!$C$6=\"Proposed - Option 1\",Apdx_1_ProposedGoals!M29,Apdx_1_AltGoals!M29)","v":1959.4852657959998},{"$f":"IF(CostData!$C$6=\"Proposed - Option 1\",Apdx_1_ProposedGoals!N29,Apdx_1_AltGoals!N29)","v":65012570.440099999},{"$f":"IF(CostData!$C$6=\"Proposed - Option 1\",Apdx_1_ProposedGoals!O29,Apdx_1_AltGoals!O29)","v":0},{"$f":"IF(CostData!$C$6=\"Proposed - Option 1\",Apdx_1_ProposedGoals!P29,Apdx_1_AltGoals!P29)","v":12781510.559999997},{"$f":"IF(CostData!$C$6=\"Proposed - Option 1\",Apdx_1_ProposedGoals!Q29,Apdx_1_AltGoals!Q29)","v":0},{"$f":"IF(CostData!$C$6=\"Proposed - Option 1\",Apdx_1_ProposedGoals!R29,Apdx_1_AltGoals!R29)","v":0},{"$f":"IF(CostData!$C$6=\"Proposed - Option 1\",Apdx_1_ProposedGoals!S29,Apdx_1_AltGoals!S29)","v":0.26586828560817621},{"$f":"IF(CostData!$C$6=\"Proposed - Option 1\",Apdx_1_ProposedGoals!T29,Apdx_1_AltGoals!T29)","v":0.7},{"$f":"IF(CostData!$C$6=\"Proposed - Option 1\",Apdx_1_ProposedGoals!U29,Apdx_1_AltGoals!U29)","v":549656.71110506309},{"$f":"IF(CostData!$C$6=\"Proposed - Option 1\",Apdx_1_ProposedGoals!V29,Apdx_1_AltGoals!V29)","v":1638287.3021962619},{"$f":"IF(CostData!$C$6=\"Proposed - Option 1\",Apdx_1_ProposedGoals!W29,Apdx_1_AltGoals!W29)","v":1736282.9317854273},{"$f":"IF(CostData!$C$6=\"Proposed - Option 1\",Apdx_1_ProposedGoals!X29,Apdx_1_AltGoals!X29)","v":1840140.258163491},{"$f":"IF(CostData!$C$6=\"Proposed - Option 1\",Apdx_1_ProposedGoals!Y29,Apdx_1_AltGoals!Y29)","v":1950209.903999944},{"$f":"IF(CostData!$C$6=\"Proposed - Option 1\",Apdx_1_ProposedGoals!Z29,Apdx_1_AltGoals!Z29)","v":2066863.4647748449},{"$f":"IF(CostData!$C$6=\"Proposed - Option 1\",Apdx_1_ProposedGoals!AA29,Apdx_1_AltGoals!AA29)","v":2190494.7632863624},{"$f":"IF(CostData!$C$6=\"Proposed - Option 1\",Apdx_1_ProposedGoals!AB29,Apdx_1_AltGoals!AB29)","v":2321521.1791978134},{"$f":"IF(CostData!$C$6=\"Proposed - Option 1\",Apdx_1_ProposedGoals!AC29,Apdx_1_AltGoals!AC29)","v":2460385.0581127568},{"$f":"IF(CostData!$C$6=\"Proposed - Option 1\",Apdx_1_ProposedGoals!AD29,Apdx_1_AltGoals!AD29)","v":2607555.2049351796},{"$f":"IF(CostData!$C$6=\"Proposed - Option 1\",Apdx_1_ProposedGoals!AE29,Apdx_1_AltGoals!AE29)","v":2763528.4665563675},{"$f":"IF(CostData!$C$6=\"Proposed - Option 1\",Apdx_1_ProposedGoals!AF29,Apdx_1_AltGoals!AF29)","v":1.5757543520218836E-2},{"$f":"IF(CostData!$C$6=\"Proposed - Option 1\",Apdx_1_ProposedGoals!AG29,Apdx_1_AltGoals!AG29)","v":2.3825480768057888E-2},{"$f":"IF(CostData!$C$6=\"Proposed - Option 1\",Apdx_1_ProposedGoals!AH29,Apdx_1_AltGoals!AH29)","v":3.3256812711147735E-2},{"$f":"IF(CostData!$C$6=\"Proposed - Option 1\",Apdx_1_ProposedGoals!AI29,Apdx_1_AltGoals!AI29)","v":4.3899367525245384E-2},{"$f":"IF(CostData!$C$6=\"Proposed - Option 1\",Apdx_1_ProposedGoals!AJ29,Apdx_1_AltGoals!AJ29)","v":5.5411895225225667E-2},{"$f":"IF(CostData!$C$6=\"Proposed - Option 1\",Apdx_1_ProposedGoals!AK29,Apdx_1_AltGoals!AK29)","v":6.5962570404294527E-2},{"$f":"IF(CostData!$C$6=\"Proposed - Option 1\",Apdx_1_ProposedGoals!AL29,Apdx_1_AltGoals!AL29)","v":7.5582765644706562E-2},{"$f":"IF(CostData!$C$6=\"Proposed - Option 1\",Apdx_1_ProposedGoals!AM29,Apdx_1_AltGoals!AM29)","v":8.4302426062777575E-2},{"$f":"IF(CostData!$C$6=\"Proposed - Option 1\",Apdx_1_ProposedGoals!AN29,Apdx_1_AltGoals!AN29)","v":9.215012571687714E-2},{"$f":"IF(CostData!$C$6=\"Proposed - Option 1\",Apdx_1_ProposedGoals!AO29,Apdx_1_AltGoals!AO29)","v":9.915312165697672E-2},{"$f":"IF(CostData!$C$6=\"Proposed - Option 1\",Apdx_1_ProposedGoals!AP29,Apdx_1_AltGoals!AP29)","v":0.99471654687004885},{"$f":"IF(CostData!$C$6=\"Proposed - Option 1\",Apdx_1_ProposedGoals!AQ29,Apdx_1_AltGoals!AQ29)","v":88626254.460899994},{"$f":"IF(CostData!$C$6=\"Proposed - Option 1\",Apdx_1_ProposedGoals!AR29,Apdx_1_AltGoals!AR29)","v":1705.3109331430821},{"$f":"IF(CostData!$C$6=\"Proposed - Option 1\",Apdx_1_ProposedGoals!AS29,Apdx_1_AltGoals!AS29)","v":1688.5183589851297},{"$f":"IF(CostData!$C$6=\"Proposed - Option 1\",Apdx_1_ProposedGoals!AT29,Apdx_1_AltGoals!AT29)","v":1669.5173934047641},{"$f":"IF(CostData!$C$6=\"Proposed - Option 1\",Apdx_1_ProposedGoals!AU29,Apdx_1_AltGoals!AU29)","v":1648.7228988362199},{"$f":"IF(CostData!$C$6=\"Proposed - Option 1\",Apdx_1_ProposedGoals!AV29,Apdx_1_AltGoals!AV29)","v":1626.8500994989763},{"$f":"IF(CostData!$C$6=\"Proposed - Option 1\",Apdx_1_ProposedGoals!AW29,Apdx_1_AltGoals!AW29)","v":1606.9969602668184},{"$f":"IF(CostData!$C$6=\"Proposed - Option 1\",Apdx_1_ProposedGoals!AX29,Apdx_1_AltGoals!AX29)","v":1588.9793722290678},{"$f":"IF(CostData!$C$6=\"Proposed - Option 1\",Apdx_1_ProposedGoals!AY29,Apdx_1_AltGoals!AY29)","v":1572.6355690215044},{"$f":"IF(CostData!$C$6=\"Proposed - Option 1\",Apdx_1_ProposedGoals!AZ29,Apdx_1_AltGoals!AZ29)","v":1557.8227443921003},{"$f":"IF(CostData!$C$6=\"Proposed - Option 1\",Apdx_1_ProposedGoals!BA29,Apdx_1_AltGoals!BA29)","v":1544.4142493563741},{"$f":"IF(CostData!$C$6=\"Proposed - Option 1\",Apdx_1_ProposedGoals!BB29,Apdx_1_AltGoals!BB29)","v":1620.9768579134038},{"$f":"IF(CostData!$C$6=\"Proposed - Option 1\",Apdx_1_ProposedGoals!BC29,Apdx_1_AltGoals!BC29)","v":1544.4142493563741}]
[null,"Montana",{"$f":"IF(CostData!$C$6=\"Proposed - Option 1\",Apdx_1_ProposedGoals!C30,Apdx_1_AltGoals!C30)","v":2437.9229869000001},{"$f":"IF(CostData!$C$6=\"Proposed - Option 1\",Apdx_1_ProposedGoals!D30,Apdx_1_AltGoals!D30)","v":0},{"$f":"IF(CostData!$C$6=\"Proposed - Option 1\",Apdx_1_ProposedGoals!E30,Apdx_1_AltGoals!E30)","v":0},{"$f":"IF(CostData!$C$6=\"Proposed - Option 1\",Apdx_1_ProposedGoals!F30,Apdx_1_AltGoals!F30)","v":637810628.83775425},{"$f":"IF(CostData!$C$6=\"Proposed - Option 1\",Apdx_1_ProposedGoals!G30,Apdx_1_AltGoals!G30)","v":14447406},{"$f":"IF(CostData!$C$6=\"Proposed - Option 1\",Apdx_1_ProposedGoals!H30,Apdx_1_AltGoals!H30)","v":0},{"$f":"IF(CostData!$C$6=\"Proposed - Option 1\",Apdx_1_ProposedGoals!I30,Apdx_1_AltGoals!I30)","v":0},{"$f":"IF(CostData!$C$6=\"Proposed - Option 1\",Apdx_1_ProposedGoals!J30,Apdx_1_AltGoals!J30)","v":257516.70187340002},{"$f":"IF(CostData!$C$6=\"Proposed - Option 1\",Apdx_1_ProposedGoals!K30,Apdx_1_AltGoals!K30)","v":0},{"$f":"IF(CostData!$C$6=\"Proposed - Option 1\",Apdx_1_ProposedGoals!L30,Apdx_1_AltGoals!L30)","v":0},{"$f":"IF(CostData!$C$6=\"Proposed - Option 1\",Apdx_1_ProposedGoals!M30,Apdx_1_AltGoals!M30)","v":2291.6476076859999},{"$f":"IF(CostData!$C$6=\"Proposed - Option 1\",Apdx_1_ProposedGoals!N30,Apdx_1_AltGoals!N30)","v":14447406},{"$f":"IF(CostData!$C$6=\"Proposed - Option 1\",Apdx_1_ProposedGoals!O30,Apdx_1_AltGoals!O30)","v":0},{"$f":"IF(CostData!$C$6=\"Proposed - Option 1\",Apdx_1_ProposedGoals!P30,Apdx_1_AltGoals!P30)","v":0},{"$f":"IF(CostData!$C$6=\"Proposed - Option 1\",Apdx_1_ProposedGoals!Q30,Apdx_1_AltGoals!Q30)","v":637810628.83775425},{"$f":"IF(CostData!$C$6=\"Proposed - Option 1\",Apdx_1_ProposedGoals!R30,Apdx_1_AltGoals!R30)","v":257516.70187340002},{"$f":"IF(CostData!$C$6=\"Proposed - Option 1\",Apdx_1_ProposedGoals!S30,Apdx_1_AltGoals!S30)","v":0},{"$f":"IF(CostData!$C$6=\"Proposed - Option 1\",Apdx_1_ProposedGoals!T30,Apdx_1_AltGoals!T30)","v":0},{"$f":"IF(CostData!$C$6=\"Proposed - Option 1\",Apdx_1_ProposedGoals!U30,Apdx_1_AltGoals!U30)","v":0},{"$f":"IF(CostData!$C$6=\"Proposed - Option 1\",Apdx_1_ProposedGoals!V30,Apdx_1_AltGoals!V30)","v":1598643.1130111066},{"$f":"IF(CostData!$C$6=\"Proposed - Option 1\",Apdx_1_ProposedGoals!W30,Apdx_1_AltGoals!W30)","v":1696078.2383710877},{"$f":"IF(CostData!$C$6=\"Proposed - Option 1\",Apdx_1_ProposedGoals!X30,Apdx_1_AltGoals!X30)","v":1799451.9022182696},{"$f":"IF(CostData!$C$6=\"Proposed - Option 1\",Apdx_1_ProposedGoals!Y30,Apdx_1_AltGoals!Y30)","v":1909126.0504036348},{"$f":"IF(CostData!$C$6=\"Proposed - Option 1\",Apdx_1_ProposedGoals!Z30,Apdx_1_AltGoals!Z30)","v":2025484.6888859384},{"$f":"IF(CostData!$C$6=\"Proposed - Option 1\",Apdx_1_ProposedGoals!AA30,Apdx_1_AltGoals!AA30)","v":2148935.2282653004},{"$f":"IF(CostData!$C$6=\"Proposed - Option 1\",Apdx_1_ProposedGoals!AB30,Apdx_1_AltGoals!AB30)","v":2279909.9102642927},{"$f":"IF(CostData!$C$6=\"Proposed - Option 1\",Apdx_1_ProposedGoals!AC30,Apdx_1_AltGoals!AC30)","v":2418867.3211511099},{"$f":"IF(CostData!$C$6=\"Proposed - Option 1\",Apdx_1_ProposedGoals!AD30,Apdx_1_AltGoals!AD30)","v":2566293.9974038242},{"$f":"IF(CostData!$C$6=\"Proposed - Option 1\",Apdx_1_ProposedGoals!AE30,Apdx_1_AltGoals!AE30)","v":2722706.1292376984},{"$f":"IF(CostData!$C$6=\"Proposed - Option 1\",Apdx_1_ProposedGoals!AF30,Apdx_1_AltGoals!AF30)","v":3.3626861682224486E-2},{"$f":"IF(CostData!$C$6=\"Proposed - Option 1\",Apdx_1_ProposedGoals!AG30,Apdx_1_AltGoals!AG30)","v":4.5119684316196486E-2},{"$f":"IF(CostData!$C$6=\"Proposed - Option 1\",Apdx_1_ProposedGoals!AH30,Apdx_1_AltGoals!AH30)","v":5.6299844647805346E-2},{"$f":"IF(CostData!$C$6=\"Proposed - Option 1\",Apdx_1_ProposedGoals!AI30,Apdx_1_AltGoals!AI30)","v":6.6491472684185815E-2},{"$f":"IF(CostData!$C$6=\"Proposed - Option 1\",Apdx_1_ProposedGoals!AJ30,Apdx_1_AltGoals!AJ30)","v":7.5734341090530163E-2},{"$f":"IF(CostData!$C$6=\"Proposed - Option 1\",Apdx_1_ProposedGoals!AK30,Apdx_1_AltGoals!AK30)","v":8.4066332531141416E-2},{"$f":"IF(CostData!$C$6=\"Proposed - Option 1\",Apdx_1_ProposedGoals!AL30,Apdx_1_AltGoals!AL30)","v":9.1523525608059944E-2},{"$f":"IF(CostData!$C$6=\"Proposed - Option 1\",Apdx_1_ProposedGoals!AM30,Apdx_1_AltGoals!AM30)","v":9.8140276848189559E-2},{"$f":"IF(CostData!$C$6=\"Proposed - Option 1\",Apdx_1_ProposedGoals!AN30,Apdx_1_AltGoals!AN30)","v":0.10394929892009647},{"$f":"IF(CostData!$C$6=\"Proposed - Option 1\",Apdx_1_ProposedGoals!AO30,Apdx_1_AltGoals!AO30)","v":0.10898173525334133},{"$f":"IF(CostData!$C$6=\"Proposed - Option 1\",Apdx_1_ProposedGoals!AP30,Apdx_1_AltGoals!AP30)","v":2.0767694708207758},{"$f":"IF(CostData!$C$6=\"Proposed - Option 1\",Apdx_1_ProposedGoals!AQ30,Apdx_1_AltGoals!AQ30)","v":14904523.063299999},{"$f":"IF(CostData!$C$6=\"Proposed - Option 1\",Apdx_1_ProposedGoals!AR30,Apdx_1_AltGoals!AR30)","v":2008.1320852127728},{"$f":"IF(CostData!$C$6=\"Proposed - Option 1\",Apdx_1_ProposedGoals!AS30,Apdx_1_AltGoals!AS30)","v":1976.5248554911652},{"$f":"IF(CostData!$C$6=\"Proposed - Option 1\",Apdx_1_ProposedGoals!AT30,Apdx_1_AltGoals!AT30)","v":1945.7537397667911},{"$f":"IF(CostData!$C$6=\"Proposed - Option 1\",Apdx_1_ProposedGoals!AU30,Apdx_1_AltGoals!AU30)","v":1916.8438039791326},{"$f":"IF(CostData!$C$6=\"Proposed - Option 1\",Apdx_1_ProposedGoals!AV30,Apdx_1_AltGoals!AV30)","v":1889.5689534025482},{"$f":"IF(CostData!$C$6=\"Proposed - Option 1\",Apdx_1_ProposedGoals!AW30,Apdx_1_AltGoals!AW30)","v":1863.726588678506},{"$f":"IF(CostData!$C$6=\"Proposed - Option 1\",Apdx_1_ProposedGoals!AX30,Apdx_1_AltGoals!AX30)","v":1839.1340834419666},{"$f":"IF(CostData!$C$6=\"Proposed - Option 1\",Apdx_1_ProposedGoals!AY30,Apdx_1_AltGoals!AY30)","v":1815.6258775655717},{"$f":"IF(CostData!$C$6=\"Proposed - Option 1\",Apdx_1_ProposedGoals!AZ30,Apdx_1_AltGoals!AZ30)","v":1793.0510711169341},{"$f":"IF(CostData!$C$6=\"Proposed - Option 1\",Apdx_1_ProposedGoals!BA30,Apdx_1_AltGoals!BA30)","v":1771.2714290773936},{"$f":"IF(CostData!$C$6=\"Proposed - Option 1\",Apdx_1_ProposedGoals!BB30,Apdx_1_AltGoals!BB30)","v":1881.9632487732783},{"$f":"IF(CostData!$C$6=\"Proposed - Option 1\",Apdx_1_ProposedGoals!BC30,Apdx_1_AltGoals!BC30)","v":1771.2714290773936}]
[null,"Nebraska",{"$f":"IF(CostData!$C$6=\"Proposed - Option 1\",Apdx_1_ProposedGoals!C31,Apdx_1_AltGoals!C31)","v":2181.1538467999999},{"$f":"IF(CostData!$C$6=\"Proposed - Option 1\",Apdx_1_ProposedGoals!D31,Apdx_1_AltGoals!D31)","v":1097.0761336},{"$f":"IF(CostData!$C$6=\"Proposed - Option 1\",Apdx_1_ProposedGoals!E31,Apdx_1_AltGoals!E31)","v":1754.9565611},{"$f":"IF(CostData!$C$6=\"Proposed - Option 1\",Apdx_1_ProposedGoals!F31,Apdx_1_AltGoals!F31)","v":0},{"$f":"IF(CostData!$C$6=\"Proposed - Option 1\",Apdx_1_ProposedGoals!G31,Apdx_1_AltGoals!G31)","v":24660983},{"$f":"IF(CostData!$C$6=\"Proposed - Option 1\",Apdx_1_ProposedGoals!H31,Apdx_1_AltGoals!H31)","v":423637.99900000001},{"$f":"IF(CostData!$C$6=\"Proposed - Option 1\",Apdx_1_ProposedGoals!I31,Apdx_1_AltGoals!I31)","v":37524},{"$f":"IF(CostData!$C$6=\"Proposed - Option 1\",Apdx_1_ProposedGoals!J31,Apdx_1_AltGoals!J31)","v":0},{"$f":"IF(CostData!$C$6=\"Proposed - Option 1\",Apdx_1_ProposedGoals!K31,Apdx_1_AltGoals!K31)","v":468.3},{"$f":"IF(CostData!$C$6=\"Proposed - Option 1\",Apdx_1_ProposedGoals!L31,Apdx_1_AltGoals!L31)","v":0},{"$f":"IF(CostData!$C$6=\"Proposed - Option 1\",Apdx_1_ProposedGoals!M31,Apdx_1_AltGoals!M31)","v":2050.284615992},{"$f":"IF(CostData!$C$6=\"Proposed - Option 1\",Apdx_1_ProposedGoals!N31,Apdx_1_AltGoals!N31)","v":22208869.080452744},{"$f":"IF(CostData!$C$6=\"Proposed - Option 1\",Apdx_1_ProposedGoals!O31,Apdx_1_AltGoals!O31)","v":33792.878547254535},{"$f":"IF(CostData!$C$6=\"Proposed - Option 1\",Apdx_1_ProposedGoals!P31,Apdx_1_AltGoals!P31)","v":2879483.04},{"$f":"IF(CostData!$C$6=\"Proposed - Option 1\",Apdx_1_ProposedGoals!Q31,Apdx_1_AltGoals!Q31)","v":0},{"$f":"IF(CostData!$C$6=\"Proposed - Option 1\",Apdx_1_ProposedGoals!R31,Apdx_1_AltGoals!R31)","v":0},{"$f":"IF(CostData!$C$6=\"Proposed - Option 1\",Apdx_1_ProposedGoals!S31,Apdx_1_AltGoals!S31)","v":0.10298605519829698},{"$f":"IF(CostData!$C$6=\"Proposed - Option 1\",Apdx_1_ProposedGoals!T31,Apdx_1_AltGoals!T31)","v":0.7},{"$f":"IF(CostData!$C$6=\"Proposed - Option 1\",Apdx_1_ProposedGoals!U31,Apdx_1_AltGoals!U31)","v":574830.0646808832},{"$f":"IF(CostData!$C$6=\"Proposed - Option 1\",Apdx_1_ProposedGoals!V31,Apdx_1_AltGoals!V31)","v":1856031.6434920561},{"$f":"IF(CostData!$C$6=\"Proposed - Option 1\",Apdx_1_ProposedGoals!W31,Apdx_1_AltGoals!W31)","v":2010985.8953398997},{"$f":"IF(CostData!$C$6=\"Proposed - Option 1\",Apdx_1_ProposedGoals!X31,Apdx_1_AltGoals!X31)","v":2178876.7909405134},{"$f":"IF(CostData!$C$6=\"Proposed - Option 1\",Apdx_1_ProposedGoals!Y31,Apdx_1_AltGoals!Y31)","v":2360784.3700449225},{"$f":"IF(CostData!$C$6=\"Proposed - Option 1\",Apdx_1_ProposedGoals!Z31,Apdx_1_AltGoals!Z31)","v":2557878.8415304027},{"$f":"IF(CostData!$C$6=\"Proposed - Option 1\",Apdx_1_ProposedGoals!AA31,Apdx_1_AltGoals!AA31)","v":2771428.1113375952},{"$f":"IF(CostData!$C$6=\"Proposed - Option 1\",Apdx_1_ProposedGoals!AB31,Apdx_1_AltGoals!AB31)","v":3002805.9388914481},{"$f":"IF(CostData!$C$6=\"Proposed - Option 1\",Apdx_1_ProposedGoals!AC31,Apdx_1_AltGoals!AC31)","v":3253500.7744761179},{"$f":"IF(CostData!$C$6=\"Proposed - Option 1\",Apdx_1_ProposedGoals!AD31,Apdx_1_AltGoals!AD31)","v":3525125.3344145454},{"$f":"IF(CostData!$C$6=\"Proposed - Option 1\",Apdx_1_ProposedGoals!AE31,Apdx_1_AltGoals!AE31)","v":3819426.9756496958},{"$f":"IF(CostData!$C$6=\"Proposed - Option 1\",Apdx_1_ProposedGoals!AF31,Apdx_1_AltGoals!AF31)","v":2.1965192447987017E-2},{"$f":"IF(CostData!$C$6=\"Proposed - Option 1\",Apdx_1_ProposedGoals!AG31,Apdx_1_AltGoals!AG31)","v":3.1265636816348329E-2},{"$f":"IF(CostData!$C$6=\"Proposed - Option 1\",Apdx_1_ProposedGoals!AH31,Apdx_1_AltGoals!AH31)","v":4.1791465810764636E-2},{"$f":"IF(CostData!$C$6=\"Proposed - Option 1\",Apdx_1_ProposedGoals!AI31,Apdx_1_AltGoals!AI31)","v":5.3388253533933172E-2},{"$f":"IF(CostData!$C$6=\"Proposed - Option 1\",Apdx_1_ProposedGoals!AJ31,Apdx_1_AltGoals!AJ31)","v":6.4078451624106705E-2},{"$f":"IF(CostData!$C$6=\"Proposed - Option 1\",Apdx_1_ProposedGoals!AK31,Apdx_1_AltGoals!AK31)","v":7.3829168577336735E-2},{"$f":"IF(CostData!$C$6=\"Proposed - Option 1\",Apdx_1_ProposedGoals!AL31,Apdx_1_AltGoals!AL31)","v":8.267173486315256E-2},{"$f":"IF(CostData!$C$6=\"Proposed - Option 1\",Apdx_1_ProposedGoals!AM31,Apdx_1_AltGoals!AM31)","v":9.0636044720045314E-2},{"$f":"IF(CostData!$C$6=\"Proposed - Option 1\",Apdx_1_ProposedGoals!AN31,Apdx_1_AltGoals!AN31)","v":9.7750614114476164E-2},{"$f":"IF(CostData!$C$6=\"Proposed - Option 1\",Apdx_1_ProposedGoals!AO31,Apdx_1_AltGoals!AO31)","v":0.10404263624554734},{"$f":"IF(CostData!$C$6=\"Proposed - Option 1\",Apdx_1_ProposedGoals!AP31,Apdx_1_AltGoals!AP31)","v":1.1343799134526367},{"$f":"IF(CostData!$C$6=\"Proposed - Option 1\",Apdx_1_ProposedGoals!AQ31,Apdx_1_AltGoals!AQ31)","v":33143117.218899999},{"$f":"IF(CostData!$C$6=\"Proposed - Option 1\",Apdx_1_ProposedGoals!AR31,Apdx_1_AltGoals!AR31)","v":1723.8717483495604},{"$f":"IF(CostData!$C$6=\"Proposed - Option 1\",Apdx_1_ProposedGoals!AS31,Apdx_1_AltGoals!AS31)","v":1696.0923251433262},{"$f":"IF(CostData!$C$6=\"Proposed - Option 1\",Apdx_1_ProposedGoals!AT31,Apdx_1_AltGoals!AT31)","v":1666.1392605015794},{"$f":"IF(CostData!$C$6=\"Proposed - Option 1\",Apdx_1_ProposedGoals!AU31,Apdx_1_AltGoals!AU31)","v":1634.5080734510493},{"$f":"IF(CostData!$C$6=\"Proposed - Option 1\",Apdx_1_ProposedGoals!AV31,Apdx_1_AltGoals!AV31)","v":1604.840184905388},{"$f":"IF(CostData!$C$6=\"Proposed - Option 1\",Apdx_1_ProposedGoals!AW31,Apdx_1_AltGoals!AW31)","v":1576.978692198491},{"$f":"IF(CostData!$C$6=\"Proposed - Option 1\",Apdx_1_ProposedGoals!AX31,Apdx_1_AltGoals!AX31)","v":1550.6730570508876},{"$f":"IF(CostData!$C$6=\"Proposed - Option 1\",Apdx_1_ProposedGoals!AY31,Apdx_1_AltGoals!AY31)","v":1525.6979784169539},{"$f":"IF(CostData!$C$6=\"Proposed - Option 1\",Apdx_1_ProposedGoals!AZ31,Apdx_1_AltGoals!AZ31)","v":1501.8492186747974},{"$f":"IF(CostData!$C$6=\"Proposed - Option 1\",Apdx_1_ProposedGoals!BA31,Apdx_1_AltGoals!BA31)","v":1478.940222784646},{"$f":"IF(CostData!$C$6=\"Proposed - Option 1\",Apdx_1_ProposedGoals!BB31,Apdx_1_AltGoals!BB31)","v":1595.9590761476679},{"$f":"IF(CostData!$C$6=\"Proposed - Option 1\",Apdx_1_ProposedGoals!BC31,Apdx_1_AltGoals!BC31)","v":1478.940222784646}]
[null,"Nevada",{"$f":"IF(CostData!$C$6=\"Proposed - Option 1\",Apdx_1_ProposedGoals!C32,Apdx_1_AltGoals!C32)","v":2274.5965673999999},{"$f":"IF(CostData!$C$6=\"Proposed - Option 1\",Apdx_1_ProposedGoals!D32,Apdx_1_AltGoals!D32)","v":882.52729220000003},{"$f":"IF(CostData!$C$6=\"Proposed - Option 1\",Apdx_1_ProposedGoals!E32,Apdx_1_AltGoals!E32)","v":1459.1431344},{"$f":"IF(CostData!$C$6=\"Proposed - Option 1\",Apdx_1_ProposedGoals!F32,Apdx_1_AltGoals!F32)","v":172680511.95826149},{"$f":"IF(CostData!$C$6=\"Proposed - Option 1\",Apdx_1_ProposedGoals!G32,Apdx_1_AltGoals!G32)","v":4133662},{"$f":"IF(CostData!$C$6=\"Proposed - Option 1\",Apdx_1_ProposedGoals!H32,Apdx_1_AltGoals!H32)","v":23783255.668000001},{"$f":"IF(CostData!$C$6=\"Proposed - Option 1\",Apdx_1_ProposedGoals!I32,Apdx_1_AltGoals!I32)","v":279983},{"$f":"IF(CostData!$C$6=\"Proposed - Option 1\",Apdx_1_ProposedGoals!J32,Apdx_1_AltGoals!J32)","v":198036.66767519998},{"$f":"IF(CostData!$C$6=\"Proposed - Option 1\",Apdx_1_ProposedGoals!K32,Apdx_1_AltGoals!K32)","v":6381.2},{"$f":"IF(CostData!$C$6=\"Proposed - Option 1\",Apdx_1_ProposedGoals!L32,Apdx_1_AltGoals!L32)","v":0},{"$f":"IF(CostData!$C$6=\"Proposed - Option 1\",Apdx_1_ProposedGoals!M32,Apdx_1_AltGoals!M32)","v":2138.120773356},{"$f":"IF(CostData!$C$6=\"Proposed - Option 1\",Apdx_1_ProposedGoals!N32,Apdx_1_AltGoals!N32)","v":0},{"$f":"IF(CostData!$C$6=\"Proposed - Option 1\",Apdx_1_ProposedGoals!O32,Apdx_1_AltGoals!O32)","v":0},{"$f":"IF(CostData!$C$6=\"Proposed - Option 1\",Apdx_1_ProposedGoals!P32,Apdx_1_AltGoals!P32)","v":28196900.668000001},{"$f":"IF(CostData!$C$6=\"Proposed - Option 1\",Apdx_1_ProposedGoals!Q32,Apdx_1_AltGoals!Q32)","v":172680511.95826149},{"$f":"IF(CostData!$C$6=\"Proposed - Option 1\",Apdx_1_ProposedGoals!R32,Apdx_1_AltGoals!R32)","v":198036.66767519998},{"$f":"IF(CostData!$C$6=\"Proposed - Option 1\",Apdx_1_ProposedGoals!S32,Apdx_1_AltGoals!S32)","v":0.42430350654649585},{"$f":"IF(CostData!$C$6=\"Proposed - Option 1\",Apdx_1_ProposedGoals!T32,Apdx_1_AltGoals!T32)","v":0.50304483095950003},{"$f":"IF(CostData!$C$6=\"Proposed - Option 1\",Apdx_1_ProposedGoals!U32,Apdx_1_AltGoals!U32)","v":0},{"$f":"IF(CostData!$C$6=\"Proposed - Option 1\",Apdx_1_ProposedGoals!V32,Apdx_1_AltGoals!V32)","v":3761261.8300788491},{"$f":"IF(CostData!$C$6=\"Proposed - Option 1\",Apdx_1_ProposedGoals!W32,Apdx_1_AltGoals!W32)","v":3990505.6274859933},{"$f":"IF(CostData!$C$6=\"Proposed - Option 1\",Apdx_1_ProposedGoals!X32,Apdx_1_AltGoals!X32)","v":4233721.5228282996},{"$f":"IF(CostData!$C$6=\"Proposed - Option 1\",Apdx_1_ProposedGoals!Y32,Apdx_1_AltGoals!Y32)","v":4491761.0964883901},{"$f":"IF(CostData!$C$6=\"Proposed - Option 1\",Apdx_1_ProposedGoals!Z32,Apdx_1_AltGoals!Z32)","v":4765527.8315160042},{"$f":"IF(CostData!$C$6=\"Proposed - Option 1\",Apdx_1_ProposedGoals!AA32,Apdx_1_AltGoals!AA32)","v":5055980.2770250319},{"$f":"IF(CostData!$C$6=\"Proposed - Option 1\",Apdx_1_ProposedGoals!AB32,Apdx_1_AltGoals!AB32)","v":5364135.4043952916},{"$f":"IF(CostData!$C$6=\"Proposed - Option 1\",Apdx_1_ProposedGoals!AC32,Apdx_1_AltGoals!AC32)","v":5691072.1680302508},{"$f":"IF(CostData!$C$6=\"Proposed - Option 1\",Apdx_1_ProposedGoals!AD32,Apdx_1_AltGoals!AD32)","v":6037935.2831380907},{"$f":"IF(CostData!$C$6=\"Proposed - Option 1\",Apdx_1_ProposedGoals!AE32,Apdx_1_AltGoals!AE32)","v":6405939.2337633893},{"$f":"IF(CostData!$C$6=\"Proposed - Option 1\",Apdx_1_ProposedGoals!AF32,Apdx_1_AltGoals!AF32)","v":2.9520039364355946E-2},{"$f":"IF(CostData!$C$6=\"Proposed - Option 1\",Apdx_1_ProposedGoals!AG32,Apdx_1_AltGoals!AG32)","v":4.0216966295059435E-2},{"$f":"IF(CostData!$C$6=\"Proposed - Option 1\",Apdx_1_ProposedGoals!AH32,Apdx_1_AltGoals!AH32)","v":5.1803241604187956E-2},{"$f":"IF(CostData!$C$6=\"Proposed - Option 1\",Apdx_1_ProposedGoals!AI32,Apdx_1_AltGoals!AI32)","v":6.2384478414965673E-2},{"$f":"IF(CostData!$C$6=\"Proposed - Option 1\",Apdx_1_ProposedGoals!AJ32,Apdx_1_AltGoals!AJ32)","v":7.2001231542197341E-2},{"$f":"IF(CostData!$C$6=\"Proposed - Option 1\",Apdx_1_ProposedGoals!AK32,Apdx_1_AltGoals!AK32)","v":8.0692130210130469E-2},{"$f":"IF(CostData!$C$6=\"Proposed - Option 1\",Apdx_1_ProposedGoals!AL32,Apdx_1_AltGoals!AL32)","v":8.8493965627214025E-2},{"$f":"IF(CostData!$C$6=\"Proposed - Option 1\",Apdx_1_ProposedGoals!AM32,Apdx_1_AltGoals!AM32)","v":9.5441774534338206E-2},{"$f":"IF(CostData!$C$6=\"Proposed - Option 1\",Apdx_1_ProposedGoals!AN32,Apdx_1_AltGoals!AN32)","v":0.10156891891116983},{"$f":"IF(CostData!$C$6=\"Proposed - Option 1\",Apdx_1_ProposedGoals!AO32,Apdx_1_AltGoals!AO32)","v":0.10690716201672849},{"$f":"IF(CostData!$C$6=\"Proposed - Option 1\",Apdx_1_ProposedGoals!AP32,Apdx_1_AltGoals!AP32)","v":0.96669309080459698},{"$f":"IF(CostData!$C$6=\"Proposed - Option 1\",Apdx_1_ProposedGoals!AQ32,Apdx_1_AltGoals!AQ32)","v":37821929.841799997},{"$f":"IF(CostData!$C$6=\"Proposed - Option 1\",Apdx_1_ProposedGoals!AR32,Apdx_1_AltGoals!AR32)","v":753.92885072027593},{"$f":"IF(CostData!$C$6=\"Proposed - Option 1\",Apdx_1_ProposedGoals!AS32,Apdx_1_AltGoals!AS32)","v":740.11447942609072},{"$f":"IF(CostData!$C$6=\"Proposed - Option 1\",Apdx_1_ProposedGoals!AT32,Apdx_1_AltGoals!AT32)","v":725.81853251276686},{"$f":"IF(CostData!$C$6=\"Proposed - Option 1\",Apdx_1_ProposedGoals!AU32,Apdx_1_AltGoals!AU32)","v":712.50828277703727},{"$f":"IF(CostData!$C$6=\"Proposed - Option 1\",Apdx_1_ProposedGoals!AV32,Apdx_1_AltGoals!AV32)","v":700.05931268113704},{"$f":"IF(CostData!$C$6=\"Proposed - Option 1\",Apdx_1_ProposedGoals!AW32,Apdx_1_AltGoals!AW32)","v":688.36234535457584},{"$f":"IF(CostData!$C$6=\"Proposed - Option 1\",Apdx_1_ProposedGoals!AX32,Apdx_1_AltGoals!AX32)","v":677.32075488413739},{"$f":"IF(CostData!$C$6=\"Proposed - Option 1\",Apdx_1_ProposedGoals!AY32,Apdx_1_AltGoals!AY32)","v":666.84855388405686},{"$f":"IF(CostData!$C$6=\"Proposed - Option 1\",Apdx_1_ProposedGoals!AZ32,Apdx_1_AltGoals!AZ32)","v":656.8687583988476},{"$f":"IF(CostData!$C$6=\"Proposed - Option 1\",Apdx_1_ProposedGoals!BA32,Apdx_1_AltGoals!BA32)","v":647.31205393369419},{"$f":"IF(CostData!$C$6=\"Proposed - Option 1\",Apdx_1_ProposedGoals!BB32,Apdx_1_AltGoals!BB32)","v":696.91419245726206},{"$f":"IF(CostData!$C$6=\"Proposed - Option 1\",Apdx_1_ProposedGoals!BC32,Apdx_1_AltGoals!BC32)","v":647.31205393369419}]
[null,"New Hampshire",{"$f":"IF(CostData!$C$6=\"Proposed - Option 1\",Apdx_1_ProposedGoals!C33,Apdx_1_AltGoals!C33)","v":2382.0218552000001},{"$f":"IF(CostData!$C$6=\"Proposed - Option 1\",Apdx_1_ProposedGoals!D33,Apdx_1_AltGoals!D33)","v":877.57721819999995},{"$f":"IF(CostData!$C$6=\"Proposed - Option 1\",Apdx_1_ProposedGoals!E33,Apdx_1_AltGoals!E33)","v":1889.4471039},{"$f":"IF(CostData!$C$6=\"Proposed - Option 1\",Apdx_1_ProposedGoals!F33,Apdx_1_AltGoals!F33)","v":0},{"$f":"IF(CostData!$C$6=\"Proposed - Option 1\",Apdx_1_ProposedGoals!G33,Apdx_1_AltGoals!G33)","v":1281341},{"$f":"IF(CostData!$C$6=\"Proposed - Option 1\",Apdx_1_ProposedGoals!H33,Apdx_1_AltGoals!H33)","v":6946868.9999000002},{"$f":"IF(CostData!$C$6=\"Proposed - Option 1\",Apdx_1_ProposedGoals!I33,Apdx_1_AltGoals!I33)","v":72614},{"$f":"IF(CostData!$C$6=\"Proposed - Option 1\",Apdx_1_ProposedGoals!J33,Apdx_1_AltGoals!J33)","v":0},{"$f":"IF(CostData!$C$6=\"Proposed - Option 1\",Apdx_1_ProposedGoals!K33,Apdx_1_AltGoals!K33)","v":1505.5},{"$f":"IF(CostData!$C$6=\"Proposed - Option 1\",Apdx_1_ProposedGoals!L33,Apdx_1_AltGoals!L33)","v":0},{"$f":"IF(CostData!$C$6=\"Proposed - Option 1\",Apdx_1_ProposedGoals!M33,Apdx_1_AltGoals!M33)","v":2239.1005438880002},{"$f":"IF(CostData!$C$6=\"Proposed - Option 1\",Apdx_1_ProposedGoals!N33,Apdx_1_AltGoals!N33)","v":0},{"$f":"IF(CostData!$C$6=\"Proposed - Option 1\",Apdx_1_ProposedGoals!O33,Apdx_1_AltGoals!O33)","v":0},{"$f":"IF(CostData!$C$6=\"Proposed - Option 1\",Apdx_1_ProposedGoals!P33,Apdx_1_AltGoals!P33)","v":8300823.9999000002},{"$f":"IF(CostData!$C$6=\"Proposed - Option 1\",Apdx_1_ProposedGoals!Q33,Apdx_1_AltGoals!Q33)","v":0},{"$f":"IF(CostData!$C$6=\"Proposed - Option 1\",Apdx_1_ProposedGoals!R33,Apdx_1_AltGoals!R33)","v":0},{"$f":"IF(CostData!$C$6=\"Proposed - Option 1\",Apdx_1_ProposedGoals!S33,Apdx_1_AltGoals!S33)","v":0.52531042824004759},{"$f":"IF(CostData!$C$6=\"Proposed - Option 1\",Apdx_1_ProposedGoals!T33,Apdx_1_AltGoals!T33)","v":0.6276942044243965},{"$f":"IF(CostData!$C$6=\"Proposed - Option 1\",Apdx_1_ProposedGoals!U33,Apdx_1_AltGoals!U33)","v":575615.28855389054},{"$f":"IF(CostData!$C$6=\"Proposed - Option 1\",Apdx_1_ProposedGoals!V33,Apdx_1_AltGoals!V33)","v":2219729.5940269795},{"$f":"IF(CostData!$C$6=\"Proposed - Option 1\",Apdx_1_ProposedGoals!W33,Apdx_1_AltGoals!W33)","v":2499218.6993625145},{"$f":"IF(CostData!$C$6=\"Proposed - Option 1\",Apdx_1_ProposedGoals!X33,Apdx_1_AltGoals!X33)","v":2813898.6496601808},{"$f":"IF(CostData!$C$6=\"Proposed - Option 1\",Apdx_1_ProposedGoals!Y33,Apdx_1_AltGoals!Y33)","v":3168200.3710115771},{"$f":"IF(CostData!$C$6=\"Proposed - Option 1\",Apdx_1_ProposedGoals!Z33,Apdx_1_AltGoals!Z33)","v":3567112.6933054491},{"$f":"IF(CostData!$C$6=\"Proposed - Option 1\",Apdx_1_ProposedGoals!AA33,Apdx_1_AltGoals!AA33)","v":4016252.5966367796},{"$f":"IF(CostData!$C$6=\"Proposed - Option 1\",Apdx_1_ProposedGoals!AB33,Apdx_1_AltGoals!AB33)","v":4521944.3025346696},{"$f":"IF(CostData!$C$6=\"Proposed - Option 1\",Apdx_1_ProposedGoals!AC33,Apdx_1_AltGoals!AC33)","v":4822223.0163039416},{"$f":"IF(CostData!$C$6=\"Proposed - Option 1\",Apdx_1_ProposedGoals!AD33,Apdx_1_AltGoals!AD33)","v":4822223.0163039416},{"$f":"IF(CostData!$C$6=\"Proposed - Option 1\",Apdx_1_ProposedGoals!AE33,Apdx_1_AltGoals!AE33)","v":4822223.0163039416},{"$f":"IF(CostData!$C$6=\"Proposed - Option 1\",Apdx_1_ProposedGoals!AF33,Apdx_1_AltGoals!AF33)","v":2.83924112831937E-2},{"$f":"IF(CostData!$C$6=\"Proposed - Option 1\",Apdx_1_ProposedGoals!AG33,Apdx_1_AltGoals!AG33)","v":3.9040235823837852E-2},{"$f":"IF(CostData!$C$6=\"Proposed - Option 1\",Apdx_1_ProposedGoals!AH33,Apdx_1_AltGoals!AH33)","v":5.0805216401189783E-2},{"$f":"IF(CostData!$C$6=\"Proposed - Option 1\",Apdx_1_ProposedGoals!AI33,Apdx_1_AltGoals!AI33)","v":6.1933846394983012E-2},{"$f":"IF(CostData!$C$6=\"Proposed - Option 1\",Apdx_1_ProposedGoals!AJ33,Apdx_1_AltGoals!AJ33)","v":7.2131960918839E-2},{"$f":"IF(CostData!$C$6=\"Proposed - Option 1\",Apdx_1_ProposedGoals!AK33,Apdx_1_AltGoals!AK33)","v":8.1425889927688719E-2},{"$f":"IF(CostData!$C$6=\"Proposed - Option 1\",Apdx_1_ProposedGoals!AL33,Apdx_1_AltGoals!AL33)","v":8.9840757568304119E-2},{"$f":"IF(CostData!$C$6=\"Proposed - Option 1\",Apdx_1_ProposedGoals!AM33,Apdx_1_AltGoals!AM33)","v":9.7400525212454875E-2},{"$f":"IF(CostData!$C$6=\"Proposed - Option 1\",Apdx_1_ProposedGoals!AN33,Apdx_1_AltGoals!AN33)","v":0.10412803275509067},{"$f":"IF(CostData!$C$6=\"Proposed - Option 1\",Apdx_1_ProposedGoals!AO33,Apdx_1_AltGoals!AO33)","v":0.11004503824332053},{"$f":"IF(CostData!$C$6=\"Proposed - Option 1\",Apdx_1_ProposedGoals!AP33,Apdx_1_AltGoals!AP33)","v":1.9497193290751607},{"$f":"IF(CostData!$C$6=\"Proposed - Option 1\",Apdx_1_ProposedGoals!AQ33,Apdx_1_AltGoals!AQ33)","v":11686617.6011},{"$f":"IF(CostData!$C$6=\"Proposed - Option 1\",Apdx_1_ProposedGoals!AR33,Apdx_1_AltGoals!AR33)","v":637.43670779605736},{"$f":"IF(CostData!$C$6=\"Proposed - Option 1\",Apdx_1_ProposedGoals!AS33,Apdx_1_AltGoals!AS33)","v":615.6754332741325},{"$f":"IF(CostData!$C$6=\"Proposed - Option 1\",Apdx_1_ProposedGoals!AT33,Apdx_1_AltGoals!AT33)","v":593.01262964182376},{"$f":"IF(CostData!$C$6=\"Proposed - Option 1\",Apdx_1_ProposedGoals!AU33,Apdx_1_AltGoals!AU33)","v":570.51729405404342},{"$f":"IF(CostData!$C$6=\"Proposed - Option 1\",Apdx_1_ProposedGoals!AV33,Apdx_1_AltGoals!AV33)","v":548.27059371204871},{"$f":"IF(CostData!$C$6=\"Proposed - Option 1\",Apdx_1_ProposedGoals!AW33,Apdx_1_AltGoals!AW33)","v":526.18202887429845},{"$f":"IF(CostData!$C$6=\"Proposed - Option 1\",Apdx_1_ProposedGoals!AX33,Apdx_1_AltGoals!AX33)","v":504.18422054725124},{"$f":"IF(CostData!$C$6=\"Proposed - Option 1\",Apdx_1_ProposedGoals!AY33,Apdx_1_AltGoals!AY33)","v":490.97803058800093},{"$f":"IF(CostData!$C$6=\"Proposed - Option 1\",Apdx_1_ProposedGoals!AZ33,Apdx_1_AltGoals!AZ33)","v":488.39002431331016},{"$f":"IF(CostData!$C$6=\"Proposed - Option 1\",Apdx_1_ProposedGoals!BA33,Apdx_1_AltGoals!BA33)","v":486.13625709794945},{"$f":"IF(CostData!$C$6=\"Proposed - Option 1\",Apdx_1_ProposedGoals!BB33,Apdx_1_AltGoals!BB33)","v":546.07832198989149},{"$f":"IF(CostData!$C$6=\"Proposed - Option 1\",Apdx_1_ProposedGoals!BC33,Apdx_1_AltGoals!BC33)","v":486.13625709794945}]
[null,"New Jersey",{"$f":"IF(CostData!$C$6=\"Proposed - Option 1\",Apdx_1_ProposedGoals!C34,Apdx_1_AltGoals!C34)","v":2101.7207950000002},{"$f":"IF(CostData!$C$6=\"Proposed - Option 1\",Apdx_1_ProposedGoals!D34,Apdx_1_AltGoals!D34)","v":889.19617849999997},{"$f":"IF(CostData!$C$6=\"Proposed - Option 1\",Apdx_1_ProposedGoals!E34,Apdx_1_AltGoals!E34)","v":1472.6911917},{"$f":"IF(CostData!$C$6=\"Proposed - Option 1\",Apdx_1_ProposedGoals!F34,Apdx_1_AltGoals!F34)","v":2431861783.9217291},{"$f":"IF(CostData!$C$6=\"Proposed - Option 1\",Apdx_1_ProposedGoals!G34,Apdx_1_AltGoals!G34)","v":2602990},{"$f":"IF(CostData!$C$6=\"Proposed - Option 1\",Apdx_1_ProposedGoals!H34,Apdx_1_AltGoals!H34)","v":20015729.511599999},{"$f":"IF(CostData!$C$6=\"Proposed - Option 1\",Apdx_1_ProposedGoals!I34,Apdx_1_AltGoals!I34)","v":173972},{"$f":"IF(CostData!$C$6=\"Proposed - Option 1\",Apdx_1_ProposedGoals!J34,Apdx_1_AltGoals!J34)","v":2295215.174348},{"$f":"IF(CostData!$C$6=\"Proposed - Option 1\",Apdx_1_ProposedGoals!K34,Apdx_1_AltGoals!K34)","v":5832.3},{"$f":"IF(CostData!$C$6=\"Proposed - Option 1\",Apdx_1_ProposedGoals!L34,Apdx_1_AltGoals!L34)","v":0},{"$f":"IF(CostData!$C$6=\"Proposed - Option 1\",Apdx_1_ProposedGoals!M34,Apdx_1_AltGoals!M34)","v":1975.6175473000001},{"$f":"IF(CostData!$C$6=\"Proposed - Option 1\",Apdx_1_ProposedGoals!N34,Apdx_1_AltGoals!N34)","v":0},{"$f":"IF(CostData!$C$6=\"Proposed - Option 1\",Apdx_1_ProposedGoals!O34,Apdx_1_AltGoals!O34)","v":0},{"$f":"IF(CostData!$C$6=\"Proposed - Option 1\",Apdx_1_ProposedGoals!P34,Apdx_1_AltGoals!P34)","v":22792691.511599999},{"$f":"IF(CostData!$C$6=\"Proposed - Option 1\",Apdx_1_ProposedGoals!Q34,Apdx_1_AltGoals!Q34)","v":2431861783.9217291},{"$f":"IF(CostData!$C$6=\"Proposed - Option 1\",Apdx_1_ProposedGoals!R34,Apdx_1_AltGoals!R34)","v":2295215.174348},{"$f":"IF(CostData!$C$6=\"Proposed - Option 1\",Apdx_1_ProposedGoals!S34,Apdx_1_AltGoals!S34)","v":0.39069624869848135},{"$f":"IF(CostData!$C$6=\"Proposed - Option 1\",Apdx_1_ProposedGoals!T34,Apdx_1_AltGoals!T34)","v":0.44490104975504319},{"$f":"IF(CostData!$C$6=\"Proposed - Option 1\",Apdx_1_ProposedGoals!U34,Apdx_1_AltGoals!U34)","v":1616036.9202884741},{"$f":"IF(CostData!$C$6=\"Proposed - Option 1\",Apdx_1_ProposedGoals!V34,Apdx_1_AltGoals!V34)","v":2421244.2101994306},{"$f":"IF(CostData!$C$6=\"Proposed - Option 1\",Apdx_1_ProposedGoals!W34,Apdx_1_AltGoals!W34)","v":2839129.1617259495},{"$f":"IF(CostData!$C$6=\"Proposed - Option 1\",Apdx_1_ProposedGoals!X34,Apdx_1_AltGoals!X34)","v":3329137.2935482459},{"$f":"IF(CostData!$C$6=\"Proposed - Option 1\",Apdx_1_ProposedGoals!Y34,Apdx_1_AltGoals!Y34)","v":3903716.4172397573},{"$f":"IF(CostData!$C$6=\"Proposed - Option 1\",Apdx_1_ProposedGoals!Z34,Apdx_1_AltGoals!Z34)","v":4577462.7245802898},{"$f":"IF(CostData!$C$6=\"Proposed - Option 1\",Apdx_1_ProposedGoals!AA34,Apdx_1_AltGoals!AA34)","v":5367491.5786371576},{"$f":"IF(CostData!$C$6=\"Proposed - Option 1\",Apdx_1_ProposedGoals!AB34,Apdx_1_AltGoals!AB34)","v":6293872.3000485832},{"$f":"IF(CostData!$C$6=\"Proposed - Option 1\",Apdx_1_ProposedGoals!AC34,Apdx_1_AltGoals!AC34)","v":7380137.9935051166},{"$f":"IF(CostData!$C$6=\"Proposed - Option 1\",Apdx_1_ProposedGoals!AD34,Apdx_1_AltGoals!AD34)","v":8653883.3656916264},{"$f":"IF(CostData!$C$6=\"Proposed - Option 1\",Apdx_1_ProposedGoals!AE34,Apdx_1_AltGoals!AE34)","v":10147465.721223755},{"$f":"IF(CostData!$C$6=\"Proposed - Option 1\",Apdx_1_ProposedGoals!AF34,Apdx_1_AltGoals!AF34)","v":1.2476028539265065E-2},{"$f":"IF(CostData!$C$6=\"Proposed - Option 1\",Apdx_1_ProposedGoals!AG34,Apdx_1_AltGoals!AG34)","v":1.9875783190353269E-2},{"$f":"IF(CostData!$C$6=\"Proposed - Option 1\",Apdx_1_ProposedGoals!AH34,Apdx_1_AltGoals!AH34)","v":2.8704592736062139E-2},{"$f":"IF(CostData!$C$6=\"Proposed - Option 1\",Apdx_1_ProposedGoals!AI34,Apdx_1_AltGoals!AI34)","v":3.8811523622819859E-2},{"$f":"IF(CostData!$C$6=\"Proposed - Option 1\",Apdx_1_ProposedGoals!AJ34,Apdx_1_AltGoals!AJ34)","v":5.0042963652574345E-2},{"$f":"IF(CostData!$C$6=\"Proposed - Option 1\",Apdx_1_ProposedGoals!AK34,Apdx_1_AltGoals!AK34)","v":6.1027674442962324E-2},{"$f":"IF(CostData!$C$6=\"Proposed - Option 1\",Apdx_1_ProposedGoals!AL34,Apdx_1_AltGoals!AL34)","v":7.1065442355277286E-2},{"$f":"IF(CostData!$C$6=\"Proposed - Option 1\",Apdx_1_ProposedGoals!AM34,Apdx_1_AltGoals!AM34)","v":8.0187433052134036E-2},{"$f":"IF(CostData!$C$6=\"Proposed - Option 1\",Apdx_1_ProposedGoals!AN34,Apdx_1_AltGoals!AN34)","v":8.8423387938261586E-2},{"$f":"IF(CostData!$C$6=\"Proposed - Option 1\",Apdx_1_ProposedGoals!AO34,Apdx_1_AltGoals!AO34)","v":9.5801681004806252E-2},{"$f":"IF(CostData!$C$6=\"Proposed - Option 1\",Apdx_1_ProposedGoals!AP34,Apdx_1_AltGoals!AP34)","v":0.76186477247071394},{"$f":"IF(CostData!$C$6=\"Proposed - Option 1\",Apdx_1_ProposedGoals!AQ34,Apdx_1_AltGoals!AQ34)","v":80689387.841399997},{"$f":"IF(CostData!$C$6=\"Proposed - Option 1\",Apdx_1_ProposedGoals!AR34,Apdx_1_AltGoals!AR34)","v":759.36459469423858},{"$f":"IF(CostData!$C$6=\"Proposed - Option 1\",Apdx_1_ProposedGoals!AS34,Apdx_1_AltGoals!AS34)","v":737.82192635135414},{"$f":"IF(CostData!$C$6=\"Proposed - Option 1\",Apdx_1_ProposedGoals!AT34,Apdx_1_AltGoals!AT34)","v":713.85827488976145},{"$f":"IF(CostData!$C$6=\"Proposed - Option 1\",Apdx_1_ProposedGoals!AU34,Apdx_1_AltGoals!AU34)","v":687.98351840891144},{"$f":"IF(CostData!$C$6=\"Proposed - Option 1\",Apdx_1_ProposedGoals!AV34,Apdx_1_AltGoals!AV34)","v":660.66678828803424},{"$f":"IF(CostData!$C$6=\"Proposed - Option 1\",Apdx_1_ProposedGoals!AW34,Apdx_1_AltGoals!AW34)","v":633.64286802088202},{"$f":"IF(CostData!$C$6=\"Proposed - Option 1\",Apdx_1_ProposedGoals!AX34,Apdx_1_AltGoals!AX34)","v":607.46987065622568},{"$f":"IF(CostData!$C$6=\"Proposed - Option 1\",Apdx_1_ProposedGoals!AY34,Apdx_1_AltGoals!AY34)","v":581.82432572144728},{"$f":"IF(CostData!$C$6=\"Proposed - Option 1\",Apdx_1_ProposedGoals!AZ34,Apdx_1_AltGoals!AZ34)","v":556.43617942184437},{"$f":"IF(CostData!$C$6=\"Proposed - Option 1\",Apdx_1_ProposedGoals!BA34,Apdx_1_AltGoals!BA34)","v":531.08638610036337},{"$f":"IF(CostData!$C$6=\"Proposed - Option 1\",Apdx_1_ProposedGoals!BB34,Apdx_1_AltGoals!BB34)","v":647.01547325530623},{"$f":"IF(CostData!$C$6=\"Proposed - Option 1\",Apdx_1_ProposedGoals!BC34,Apdx_1_AltGoals!BC34)","v":531.08638610036337}]
[null,"New Mexico",{"$f":"IF(CostData!$C$6=\"Proposed - Option 1\",Apdx_1_ProposedGoals!C35,Apdx_1_AltGoals!C35)","v":2340.9359761999999},{"$f":"IF(CostData!$C$6=\"Proposed - Option 1\",Apdx_1_ProposedGoals!D35,Apdx_1_AltGoals!D35)","v":907.40862790000006},{"$f":"IF(CostData!$C$6=\"Proposed - Option 1\",Apdx_1_ProposedGoals!E35,Apdx_1_AltGoals!E35)","v":1313.4459059999999},{"$f":"IF(CostData!$C$6=\"Proposed - Option 1\",Apdx_1_ProposedGoals!F35,Apdx_1_AltGoals!F35)","v":0},{"$f":"IF(CostData!$C$6=\"Proposed - Option 1\",Apdx_1_ProposedGoals!G35,Apdx_1_AltGoals!G35)","v":11353987},{"$f":"IF(CostData!$C$6=\"Proposed - Option 1\",Apdx_1_ProposedGoals!H35,Apdx_1_AltGoals!H35)","v":5730957},{"$f":"IF(CostData!$C$6=\"Proposed - Option 1\",Apdx_1_ProposedGoals!I35,Apdx_1_AltGoals!I35)","v":2208001},{"$f":"IF(CostData!$C$6=\"Proposed - Option 1\",Apdx_1_ProposedGoals!J35,Apdx_1_AltGoals!J35)","v":0},{"$f":"IF(CostData!$C$6=\"Proposed - Option 1\",Apdx_1_ProposedGoals!K35,Apdx_1_AltGoals!K35)","v":1662.4},{"$f":"IF(CostData!$C$6=\"Proposed - Option 1\",Apdx_1_ProposedGoals!L35,Apdx_1_AltGoals!L35)","v":0},{"$f":"IF(CostData!$C$6=\"Proposed - Option 1\",Apdx_1_ProposedGoals!M35,Apdx_1_AltGoals!M35)","v":2200.4798176279996},{"$f":"IF(CostData!$C$6=\"Proposed - Option 1\",Apdx_1_ProposedGoals!N35,Apdx_1_AltGoals!N35)","v":7594318.6524115447},{"$f":"IF(CostData!$C$6=\"Proposed - Option 1\",Apdx_1_ProposedGoals!O35,Apdx_1_AltGoals!O35)","v":1476861.2275884538},{"$f":"IF(CostData!$C$6=\"Proposed - Option 1\",Apdx_1_ProposedGoals!P35,Apdx_1_AltGoals!P35)","v":10221765.120000001},{"$f":"IF(CostData!$C$6=\"Proposed - Option 1\",Apdx_1_ProposedGoals!Q35,Apdx_1_AltGoals!Q35)","v":0},{"$f":"IF(CostData!$C$6=\"Proposed - Option 1\",Apdx_1_ProposedGoals!R35,Apdx_1_AltGoals!R35)","v":0},{"$f":"IF(CostData!$C$6=\"Proposed - Option 1\",Apdx_1_ProposedGoals!S35,Apdx_1_AltGoals!S35)","v":0.39246351808169894},{"$f":"IF(CostData!$C$6=\"Proposed - Option 1\",Apdx_1_ProposedGoals!T35,Apdx_1_AltGoals!T35)","v":0.7},{"$f":"IF(CostData!$C$6=\"Proposed - Option 1\",Apdx_1_ProposedGoals!U35,Apdx_1_AltGoals!U35)","v":0},{"$f":"IF(CostData!$C$6=\"Proposed - Option 1\",Apdx_1_ProposedGoals!V35,Apdx_1_AltGoals!V35)","v":3261075.8320251782},{"$f":"IF(CostData!$C$6=\"Proposed - Option 1\",Apdx_1_ProposedGoals!W35,Apdx_1_AltGoals!W35)","v":3459833.9725480471},{"$f":"IF(CostData!$C$6=\"Proposed - Option 1\",Apdx_1_ProposedGoals!X35,Apdx_1_AltGoals!X35)","v":3670706.1516455952},{"$f":"IF(CostData!$C$6=\"Proposed - Option 1\",Apdx_1_ProposedGoals!Y35,Apdx_1_AltGoals!Y35)","v":3894430.70350732},{"$f":"IF(CostData!$C$6=\"Proposed - Option 1\",Apdx_1_ProposedGoals!Z35,Apdx_1_AltGoals!Z35)","v":4131790.9627882536},{"$f":"IF(CostData!$C$6=\"Proposed - Option 1\",Apdx_1_ProposedGoals!AA35,Apdx_1_AltGoals!AA35)","v":4383618.0073261885},{"$f":"IF(CostData!$C$6=\"Proposed - Option 1\",Apdx_1_ProposedGoals!AB35,Apdx_1_AltGoals!AB35)","v":4650793.5680237878},{"$f":"IF(CostData!$C$6=\"Proposed - Option 1\",Apdx_1_ProposedGoals!AC35,Apdx_1_AltGoals!AC35)","v":4721995.6329768756},{"$f":"IF(CostData!$C$6=\"Proposed - Option 1\",Apdx_1_ProposedGoals!AD35,Apdx_1_AltGoals!AD35)","v":4721995.6329768756},{"$f":"IF(CostData!$C$6=\"Proposed - Option 1\",Apdx_1_ProposedGoals!AE35,Apdx_1_AltGoals!AE35)","v":4721995.6329768756},{"$f":"IF(CostData!$C$6=\"Proposed - Option 1\",Apdx_1_ProposedGoals!AF35,Apdx_1_AltGoals!AF35)","v":3.1035013241784176E-2},{"$f":"IF(CostData!$C$6=\"Proposed - Option 1\",Apdx_1_ProposedGoals!AG35,Apdx_1_AltGoals!AG35)","v":4.1948637868847644E-2},{"$f":"IF(CostData!$C$6=\"Proposed - Option 1\",Apdx_1_ProposedGoals!AH35,Apdx_1_AltGoals!AH35)","v":5.321881813557619E-2},{"$f":"IF(CostData!$C$6=\"Proposed - Option 1\",Apdx_1_ProposedGoals!AI35,Apdx_1_AltGoals!AI35)","v":6.3470746305540199E-2},{"$f":"IF(CostData!$C$6=\"Proposed - Option 1\",Apdx_1_ProposedGoals!AJ35,Apdx_1_AltGoals!AJ35)","v":7.2750343651852012E-2},{"$f":"IF(CostData!$C$6=\"Proposed - Option 1\",Apdx_1_ProposedGoals!AK35,Apdx_1_AltGoals!AK35)","v":8.110124952435338E-2},{"$f":"IF(CostData!$C$6=\"Proposed - Option 1\",Apdx_1_ProposedGoals!AL35,Apdx_1_AltGoals!AL35)","v":8.8564932808121916E-2},{"$f":"IF(CostData!$C$6=\"Proposed - Option 1\",Apdx_1_ProposedGoals!AM35,Apdx_1_AltGoals!AM35)","v":9.5180797921778831E-2},{"$f":"IF(CostData!$C$6=\"Proposed - Option 1\",Apdx_1_ProposedGoals!AN35,Apdx_1_AltGoals!AN35)","v":0.10098628562294884},{"$f":"IF(CostData!$C$6=\"Proposed - Option 1\",Apdx_1_ProposedGoals!AO35,Apdx_1_AltGoals!AO35)","v":0.10601696887513207},{"$f":"IF(CostData!$C$6=\"Proposed - Option 1\",Apdx_1_ProposedGoals!AP35,Apdx_1_AltGoals!AP35)","v":1.5006422353948949},{"$f":"IF(CostData!$C$6=\"Proposed - Option 1\",Apdx_1_ProposedGoals!AQ35,Apdx_1_AltGoals!AQ35)","v":24919278.456799999},{"$f":"IF(CostData!$C$6=\"Proposed - Option 1\",Apdx_1_ProposedGoals!AR35,Apdx_1_AltGoals!AR35)","v":1197.143742129196},{"$f":"IF(CostData!$C$6=\"Proposed - Option 1\",Apdx_1_ProposedGoals!AS35,Apdx_1_AltGoals!AS35)","v":1173.4646815715885},{"$f":"IF(CostData!$C$6=\"Proposed - Option 1\",Apdx_1_ProposedGoals!AT35,Apdx_1_AltGoals!AT35)","v":1149.7093665326272},{"$f":"IF(CostData!$C$6=\"Proposed - Option 1\",Apdx_1_ProposedGoals!AU35,Apdx_1_AltGoals!AU35)","v":1127.4664519941609},{"$f":"IF(CostData!$C$6=\"Proposed - Option 1\",Apdx_1_ProposedGoals!AV35,Apdx_1_AltGoals!AV35)","v":1106.5321479544323},{"$f":"IF(CostData!$C$6=\"Proposed - Option 1\",Apdx_1_ProposedGoals!AW35,Apdx_1_AltGoals!AW35)","v":1086.727828021732},{"$f":"IF(CostData!$C$6=\"Proposed - Option 1\",Apdx_1_ProposedGoals!AX35,Apdx_1_AltGoals!AX35)","v":1067.8959438963634},{"$f":"IF(CostData!$C$6=\"Proposed - Option 1\",Apdx_1_ProposedGoals!AY35,Apdx_1_AltGoals!AY35)","v":1058.3422012025451},{"$f":"IF(CostData!$C$6=\"Proposed - Option 1\",Apdx_1_ProposedGoals!AZ35,Apdx_1_AltGoals!AZ35)","v":1052.5713567834578},{"$f":"IF(CostData!$C$6=\"Proposed - Option 1\",Apdx_1_ProposedGoals!BA35,Apdx_1_AltGoals!BA35)","v":1047.6213492874169},{"$f":"IF(CostData!$C$6=\"Proposed - Option 1\",Apdx_1_ProposedGoals!BB35,Apdx_1_AltGoals!BB35)","v":1106.747506937352},{"$f":"IF(CostData!$C$6=\"Proposed - Option 1\",Apdx_1_ProposedGoals!BC35,Apdx_1_AltGoals!BC35)","v":1047.6213492874169}]
[null,"New York",{"$f":"IF(CostData!$C$6=\"Proposed - Option 1\",Apdx_1_ProposedGoals!C36,Apdx_1_AltGoals!C36)","v":2219.4027956},{"$f":"IF(CostData!$C$6=\"Proposed - Option 1\",Apdx_1_ProposedGoals!D36,Apdx_1_AltGoals!D36)","v":933.76639460000001},{"$f":"IF(CostData!$C$6=\"Proposed - Option 1\",Apdx_1_ProposedGoals!E36,Apdx_1_AltGoals!E36)","v":1366.2534776},{"$f":"IF(CostData!$C$6=\"Proposed - Option 1\",Apdx_1_ProposedGoals!F36,Apdx_1_AltGoals!F36)","v":1921012399.6359246},{"$f":"IF(CostData!$C$6=\"Proposed - Option 1\",Apdx_1_ProposedGoals!G36,Apdx_1_AltGoals!G36)","v":4156143.4079999998},{"$f":"IF(CostData!$C$6=\"Proposed - Option 1\",Apdx_1_ProposedGoals!H36,Apdx_1_AltGoals!H36)","v":44002776.7729},{"$f":"IF(CostData!$C$6=\"Proposed - Option 1\",Apdx_1_ProposedGoals!I36,Apdx_1_AltGoals!I36)","v":12502558},{"$f":"IF(CostData!$C$6=\"Proposed - Option 1\",Apdx_1_ProposedGoals!J36,Apdx_1_AltGoals!J36)","v":2590211.4823018005},{"$f":"IF(CostData!$C$6=\"Proposed - Option 1\",Apdx_1_ProposedGoals!K36,Apdx_1_AltGoals!K36)","v":9847.6},{"$f":"IF(CostData!$C$6=\"Proposed - Option 1\",Apdx_1_ProposedGoals!L36,Apdx_1_AltGoals!L36)","v":0},{"$f":"IF(CostData!$C$6=\"Proposed - Option 1\",Apdx_1_ProposedGoals!M36,Apdx_1_AltGoals!M36)","v":2086.2386278639997},{"$f":"IF(CostData!$C$6=\"Proposed - Option 1\",Apdx_1_ProposedGoals!N36,Apdx_1_AltGoals!N36)","v":27582.203066219576},{"$f":"IF(CostData!$C$6=\"Proposed - Option 1\",Apdx_1_ProposedGoals!O36,Apdx_1_AltGoals!O36)","v":82973.097833776847},{"$f":"IF(CostData!$C$6=\"Proposed - Option 1\",Apdx_1_ProposedGoals!P36,Apdx_1_AltGoals!P36)","v":60550922.880000003},{"$f":"IF(CostData!$C$6=\"Proposed - Option 1\",Apdx_1_ProposedGoals!Q36,Apdx_1_AltGoals!Q36)","v":1921012399.6359246},{"$f":"IF(CostData!$C$6=\"Proposed - Option 1\",Apdx_1_ProposedGoals!R36,Apdx_1_AltGoals!R36)","v":2590211.4823018005},{"$f":"IF(CostData!$C$6=\"Proposed - Option 1\",Apdx_1_ProposedGoals!S36,Apdx_1_AltGoals!S36)","v":0.50869486831890876},{"$f":"IF(CostData!$C$6=\"Proposed - Option 1\",Apdx_1_ProposedGoals!T36,Apdx_1_AltGoals!T36)","v":0.7},{"$f":"IF(CostData!$C$6=\"Proposed - Option 1\",Apdx_1_ProposedGoals!U36,Apdx_1_AltGoals!U36)","v":2410637.290132205},{"$f":"IF(CostData!$C$6=\"Proposed - Option 1\",Apdx_1_ProposedGoals!V36,Apdx_1_AltGoals!V36)","v":8344247.8219562788},{"$f":"IF(CostData!$C$6=\"Proposed - Option 1\",Apdx_1_ProposedGoals!W36,Apdx_1_AltGoals!W36)","v":9394883.1627347302},{"$f":"IF(CostData!$C$6=\"Proposed - Option 1\",Apdx_1_ProposedGoals!X36,Apdx_1_AltGoals!X36)","v":10577805.396573586},{"$f":"IF(CostData!$C$6=\"Proposed - Option 1\",Apdx_1_ProposedGoals!Y36,Apdx_1_AltGoals!Y36)","v":11909670.942114362},{"$f":"IF(CostData!$C$6=\"Proposed - Option 1\",Apdx_1_ProposedGoals!Z36,Apdx_1_AltGoals!Z36)","v":13409233.449822094},{"$f":"IF(CostData!$C$6=\"Proposed - Option 1\",Apdx_1_ProposedGoals!AA36,Apdx_1_AltGoals!AA36)","v":15097607.867233478},{"$f":"IF(CostData!$C$6=\"Proposed - Option 1\",Apdx_1_ProposedGoals!AB36,Apdx_1_AltGoals!AB36)","v":16998567.753011588},{"$f":"IF(CostData!$C$6=\"Proposed - Option 1\",Apdx_1_ProposedGoals!AC36,Apdx_1_AltGoals!AC36)","v":19138880.026208654},{"$f":"IF(CostData!$C$6=\"Proposed - Option 1\",Apdx_1_ProposedGoals!AD36,Apdx_1_AltGoals!AD36)","v":21548681.8642537},{"$f":"IF(CostData!$C$6=\"Proposed - Option 1\",Apdx_1_ProposedGoals!AE36,Apdx_1_AltGoals!AE36)","v":24261905.056667082},{"$f":"IF(CostData!$C$6=\"Proposed - Option 1\",Apdx_1_ProposedGoals!AF36,Apdx_1_AltGoals!AF36)","v":4.4177939806613338E-2},{"$f":"IF(CostData!$C$6=\"Proposed - Option 1\",Apdx_1_ProposedGoals!AG36,Apdx_1_AltGoals!AG36)","v":5.58919541577729E-2},{"$f":"IF(CostData!$C$6=\"Proposed - Option 1\",Apdx_1_ProposedGoals!AH36,Apdx_1_AltGoals!AH36)","v":6.6658701415474086E-2},{"$f":"IF(CostData!$C$6=\"Proposed - Option 1\",Apdx_1_ProposedGoals!AI36,Apdx_1_AltGoals!AI36)","v":7.6505373345477676E-2},{"$f":"IF(CostData!$C$6=\"Proposed - Option 1\",Apdx_1_ProposedGoals!AJ36,Apdx_1_AltGoals!AJ36)","v":8.5457924616214306E-2},{"$f":"IF(CostData!$C$6=\"Proposed - Option 1\",Apdx_1_ProposedGoals!AK36,Apdx_1_AltGoals!AK36)","v":9.3541117197171855E-2},{"$f":"IF(CostData!$C$6=\"Proposed - Option 1\",Apdx_1_ProposedGoals!AL36,Apdx_1_AltGoals!AL36)","v":0.10077856296868844},{"$f":"IF(CostData!$C$6=\"Proposed - Option 1\",Apdx_1_ProposedGoals!AM36,Apdx_1_AltGoals!AM36)","v":0.10719276461114169},{"$f":"IF(CostData!$C$6=\"Proposed - Option 1\",Apdx_1_ProposedGoals!AN36,Apdx_1_AltGoals!AN36)","v":0.1128051548388648},{"$f":"IF(CostData!$C$6=\"Proposed - Option 1\",Apdx_1_ProposedGoals!AO36,Apdx_1_AltGoals!AO36)","v":0.11763613404156197},{"$f":"IF(CostData!$C$6=\"Proposed - Option 1\",Apdx_1_ProposedGoals!AP36,Apdx_1_AltGoals!AP36)","v":0.93050619567916049},{"$f":"IF(CostData!$C$6=\"Proposed - Option 1\",Apdx_1_ProposedGoals!AQ36,Apdx_1_AltGoals!AQ36)","v":153914184.36679998},{"$f":"IF(CostData!$C$6=\"Proposed - Option 1\",Apdx_1_ProposedGoals!AR36,Apdx_1_AltGoals!AR36)","v":729.86016064824616},{"$f":"IF(CostData!$C$6=\"Proposed - Option 1\",Apdx_1_ProposedGoals!AS36,Apdx_1_AltGoals!AS36)","v":705.88680964224989},{"$f":"IF(CostData!$C$6=\"Proposed - Option 1\",Apdx_1_ProposedGoals!AT36,Apdx_1_AltGoals!AT36)","v":683.46517439154945},{"$f":"IF(CostData!$C$6=\"Proposed - Option 1\",Apdx_1_ProposedGoals!AU36,Apdx_1_AltGoals!AU36)","v":662.29559013222206},{"$f":"IF(CostData!$C$6=\"Proposed - Option 1\",Apdx_1_ProposedGoals!AV36,Apdx_1_AltGoals!AV36)","v":642.11911780243281},{"$f":"IF(CostData!$C$6=\"Proposed - Option 1\",Apdx_1_ProposedGoals!AW36,Apdx_1_AltGoals!AW36)","v":622.71006378573384},{"$f":"IF(CostData!$C$6=\"Proposed - Option 1\",Apdx_1_ProposedGoals!AX36,Apdx_1_AltGoals!AX36)","v":603.87056191358863},{"$f":"IF(CostData!$C$6=\"Proposed - Option 1\",Apdx_1_ProposedGoals!AY36,Apdx_1_AltGoals!AY36)","v":585.42675823525701},{"$f":"IF(CostData!$C$6=\"Proposed - Option 1\",Apdx_1_ProposedGoals!AZ36,Apdx_1_AltGoals!AZ36)","v":567.22626232483719},{"$f":"IF(CostData!$C$6=\"Proposed - Option 1\",Apdx_1_ProposedGoals!BA36,Apdx_1_AltGoals!BA36)","v":549.13660729089474},{"$f":"IF(CostData!$C$6=\"Proposed - Option 1\",Apdx_1_ProposedGoals!BB36,Apdx_1_AltGoals!BB36)","v":635.19971061670117},{"$f":"IF(CostData!$C$6=\"Proposed - Option 1\",Apdx_1_ProposedGoals!BC36,Apdx_1_AltGoals!BC36)","v":549.13660729089474}]
[null,"North Carolina",{"$f":"IF(CostData!$C$6=\"Proposed - Option 1\",Apdx_1_ProposedGoals!C37,Apdx_1_AltGoals!C37)","v":2044.2853448000001},{"$f":"IF(CostData!$C$6=\"Proposed - Option 1\",Apdx_1_ProposedGoals!D37,Apdx_1_AltGoals!D37)","v":851.23011589999999},{"$f":"IF(CostData!$C$6=\"Proposed - Option 1\",Apdx_1_ProposedGoals!E37,Apdx_1_AltGoals!E37)","v":0},{"$f":"IF(CostData!$C$6=\"Proposed - Option 1\",Apdx_1_ProposedGoals!F37,Apdx_1_AltGoals!F37)","v":826846418.97859919},{"$f":"IF(CostData!$C$6=\"Proposed - Option 1\",Apdx_1_ProposedGoals!G37,Apdx_1_AltGoals!G37)","v":50607838},{"$f":"IF(CostData!$C$6=\"Proposed - Option 1\",Apdx_1_ProposedGoals!H37,Apdx_1_AltGoals!H37)","v":15195335.001800001},{"$f":"IF(CostData!$C$6=\"Proposed - Option 1\",Apdx_1_ProposedGoals!I37,Apdx_1_AltGoals!I37)","v":0},{"$f":"IF(CostData!$C$6=\"Proposed - Option 1\",Apdx_1_ProposedGoals!J37,Apdx_1_AltGoals!J37)","v":362531.25863500009},{"$f":"IF(CostData!$C$6=\"Proposed - Option 1\",Apdx_1_ProposedGoals!K37,Apdx_1_AltGoals!K37)","v":4709.1000000000004},{"$f":"IF(CostData!$C$6=\"Proposed - Option 1\",Apdx_1_ProposedGoals!L37,Apdx_1_AltGoals!L37)","v":2249},{"$f":"IF(CostData!$C$6=\"Proposed - Option 1\",Apdx_1_ProposedGoals!M37,Apdx_1_AltGoals!M37)","v":1921.628224112},{"$f":"IF(CostData!$C$6=\"Proposed - Option 1\",Apdx_1_ProposedGoals!N37,Apdx_1_AltGoals!N37)","v":33884576.521799996},{"$f":"IF(CostData!$C$6=\"Proposed - Option 1\",Apdx_1_ProposedGoals!O37,Apdx_1_AltGoals!O37)","v":0},{"$f":"IF(CostData!$C$6=\"Proposed - Option 1\",Apdx_1_ProposedGoals!P37,Apdx_1_AltGoals!P37)","v":31918596.48},{"$f":"IF(CostData!$C$6=\"Proposed - Option 1\",Apdx_1_ProposedGoals!Q37,Apdx_1_AltGoals!Q37)","v":10075775561.898846},{"$f":"IF(CostData!$C$6=\"Proposed - Option 1\",Apdx_1_ProposedGoals!R37,Apdx_1_AltGoals!R37)","v":11227900.058635},{"$f":"IF(CostData!$C$6=\"Proposed - Option 1\",Apdx_1_ProposedGoals!S37,Apdx_1_AltGoals!S37)","v":0.36734999564750009},{"$f":"IF(CostData!$C$6=\"Proposed - Option 1\",Apdx_1_ProposedGoals!T37,Apdx_1_AltGoals!T37)","v":0.7},{"$f":"IF(CostData!$C$6=\"Proposed - Option 1\",Apdx_1_ProposedGoals!U37,Apdx_1_AltGoals!U37)","v":2295625.0875564399},{"$f":"IF(CostData!$C$6=\"Proposed - Option 1\",Apdx_1_ProposedGoals!V37,Apdx_1_AltGoals!V37)","v":4476628.244452402},{"$f":"IF(CostData!$C$6=\"Proposed - Option 1\",Apdx_1_ProposedGoals!W37,Apdx_1_AltGoals!W37)","v":5077972.6318094656},{"$f":"IF(CostData!$C$6=\"Proposed - Option 1\",Apdx_1_ProposedGoals!X37,Apdx_1_AltGoals!X37)","v":5760095.4650099985},{"$f":"IF(CostData!$C$6=\"Proposed - Option 1\",Apdx_1_ProposedGoals!Y37,Apdx_1_AltGoals!Y37)","v":6533847.6931109373},{"$f":"IF(CostData!$C$6=\"Proposed - Option 1\",Apdx_1_ProposedGoals!Z37,Apdx_1_AltGoals!Z37)","v":7411537.8705267711},{"$f":"IF(CostData!$C$6=\"Proposed - Option 1\",Apdx_1_ProposedGoals!AA37,Apdx_1_AltGoals!AA37)","v":8407127.9568040334},{"$f":"IF(CostData!$C$6=\"Proposed - Option 1\",Apdx_1_ProposedGoals!AB37,Apdx_1_AltGoals!AB37)","v":9536455.4181320574},{"$f":"IF(CostData!$C$6=\"Proposed - Option 1\",Apdx_1_ProposedGoals!AC37,Apdx_1_AltGoals!AC37)","v":10817485.163695855},{"$f":"IF(CostData!$C$6=\"Proposed - Option 1\",Apdx_1_ProposedGoals!AD37,Apdx_1_AltGoals!AD37)","v":11668176.311000001},{"$f":"IF(CostData!$C$6=\"Proposed - Option 1\",Apdx_1_ProposedGoals!AE37,Apdx_1_AltGoals!AE37)","v":11668176.311000001},{"$f":"IF(CostData!$C$6=\"Proposed - Option 1\",Apdx_1_ProposedGoals!AF37,Apdx_1_AltGoals!AF37)","v":2.3711701365905294E-2},{"$f":"IF(CostData!$C$6=\"Proposed - Option 1\",Apdx_1_ProposedGoals!AG37,Apdx_1_AltGoals!AG37)","v":3.3248180578932023E-2},{"$f":"IF(CostData!$C$6=\"Proposed - Option 1\",Apdx_1_ProposedGoals!AH37,Apdx_1_AltGoals!AH37)","v":4.3920817462107686E-2},{"$f":"IF(CostData!$C$6=\"Proposed - Option 1\",Apdx_1_ProposedGoals!AI37,Apdx_1_AltGoals!AI37)","v":5.5100638222559672E-2},{"$f":"IF(CostData!$C$6=\"Proposed - Option 1\",Apdx_1_ProposedGoals!AJ37,Apdx_1_AltGoals!AJ37)","v":6.5281844829774741E-2},{"$f":"IF(CostData!$C$6=\"Proposed - Option 1\",Apdx_1_ProposedGoals!AK37,Apdx_1_AltGoals!AK37)","v":7.4506518935239296E-2},{"$f":"IF(CostData!$C$6=\"Proposed - Option 1\",Apdx_1_ProposedGoals!AL37,Apdx_1_AltGoals!AL37)","v":8.2814709395660768E-2},{"$f":"IF(CostData!$C$6=\"Proposed - Option 1\",Apdx_1_ProposedGoals!AM37,Apdx_1_AltGoals!AM37)","v":9.0244527440311195E-2},{"$f":"IF(CostData!$C$6=\"Proposed - Option 1\",Apdx_1_ProposedGoals!AN37,Apdx_1_AltGoals!AN37)","v":9.6832237352173431E-2},{"$f":"IF(CostData!$C$6=\"Proposed - Option 1\",Apdx_1_ProposedGoals!AO37,Apdx_1_AltGoals!AO37)","v":0.10261234287404637},{"$f":"IF(CostData!$C$6=\"Proposed - Option 1\",Apdx_1_ProposedGoals!AP37,Apdx_1_AltGoals!AP37)","v":0.86123824559614315},{"$f":"IF(CostData!$C$6=\"Proposed - Option 1\",Apdx_1_ProposedGoals!AQ37,Apdx_1_AltGoals!AQ37)","v":137704068.46430001},{"$f":"IF(CostData!$C$6=\"Proposed - Option 1\",Apdx_1_ProposedGoals!AR37,Apdx_1_AltGoals!AR37)","v":1181.7685767602823},{"$f":"IF(CostData!$C$6=\"Proposed - Option 1\",Apdx_1_ProposedGoals!AS37,Apdx_1_AltGoals!AS37)","v":1158.5963293656523},{"$f":"IF(CostData!$C$6=\"Proposed - Option 1\",Apdx_1_ProposedGoals!AT37,Apdx_1_AltGoals!AT37)","v":1133.6031186748994},{"$f":"IF(CostData!$C$6=\"Proposed - Option 1\",Apdx_1_ProposedGoals!AU37,Apdx_1_AltGoals!AU37)","v":1107.8425761732351},{"$f":"IF(CostData!$C$6=\"Proposed - Option 1\",Apdx_1_ProposedGoals!AV37,Apdx_1_AltGoals!AV37)","v":1083.39298086796},{"$f":"IF(CostData!$C$6=\"Proposed - Option 1\",Apdx_1_ProposedGoals!AW37,Apdx_1_AltGoals!AW37)","v":1059.9503224109412},{"$f":"IF(CostData!$C$6=\"Proposed - Option 1\",Apdx_1_ProposedGoals!AX37,Apdx_1_AltGoals!AX37)","v":1037.2373731628027},{"$f":"IF(CostData!$C$6=\"Proposed - Option 1\",Apdx_1_ProposedGoals!AY37,Apdx_1_AltGoals!AY37)","v":1014.9987918832596},{"$f":"IF(CostData!$C$6=\"Proposed - Option 1\",Apdx_1_ProposedGoals!AZ37,Apdx_1_AltGoals!AZ37)","v":998.83501034897074},{"$f":"IF(CostData!$C$6=\"Proposed - Option 1\",Apdx_1_ProposedGoals!BA37,Apdx_1_AltGoals!BA37)","v":992.19803486218882},{"$f":"IF(CostData!$C$6=\"Proposed - Option 1\",Apdx_1_ProposedGoals!BB37,Apdx_1_AltGoals!BB37)","v":1076.8423114510192},{"$f":"IF(CostData!$C$6=\"Proposed - Option 1\",Apdx_1_ProposedGoals!BC37,Apdx_1_AltGoals!BC37)","v":992.19803486218882}]
[null,"North Dakota",{"$f":"IF(CostData!$C$6=\"Proposed - Option 1\",Apdx_1_ProposedGoals!C38,Apdx_1_AltGoals!C38)","v":2367.8470266999998},{"$f":"IF(CostData!$C$6=\"Proposed - Option 1\",Apdx_1_ProposedGoals!D38,Apdx_1_AltGoals!D38)","v":0},{"$f":"IF(CostData!$C$6=\"Proposed - Option 1\",Apdx_1_ProposedGoals!E38,Apdx_1_AltGoals!E38)","v":0},{"$f":"IF(CostData!$C$6=\"Proposed - Option 1\",Apdx_1_ProposedGoals!F38,Apdx_1_AltGoals!F38)","v":0},{"$f":"IF(CostData!$C$6=\"Proposed - Option 1\",Apdx_1_ProposedGoals!G38,Apdx_1_AltGoals!G38)","v":28186691},{"$f":"IF(CostData!$C$6=\"Proposed - Option 1\",Apdx_1_ProposedGoals!H38,Apdx_1_AltGoals!H38)","v":0},{"$f":"IF(CostData!$C$6=\"Proposed - Option 1\",Apdx_1_ProposedGoals!I38,Apdx_1_AltGoals!I38)","v":0},{"$f":"IF(CostData!$C$6=\"Proposed - Option 1\",Apdx_1_ProposedGoals!J38,Apdx_1_AltGoals!J38)","v":0},{"$f":"IF(CostData!$C$6=\"Proposed - Option 1\",Apdx_1_ProposedGoals!K38,Apdx_1_AltGoals!K38)","v":0},{"$f":"IF(CostData!$C$6=\"Proposed - Option 1\",Apdx_1_ProposedGoals!L38,Apdx_1_AltGoals!L38)","v":0},{"$f":"IF(CostData!$C$6=\"Proposed - Option 1\",Apdx_1_ProposedGoals!M38,Apdx_1_AltGoals!M38)","v":2225.7762050979995},{"$f":"IF(CostData!$C$6=\"Proposed - Option 1\",Apdx_1_ProposedGoals!N38,Apdx_1_AltGoals!N38)","v":28186691},{"$f":"IF(CostData!$C$6=\"Proposed - Option 1\",Apdx_1_ProposedGoals!O38,Apdx_1_AltGoals!O38)","v":0},{"$f":"IF(CostData!$C$6=\"Proposed - Option 1\",Apdx_1_ProposedGoals!P38,Apdx_1_AltGoals!P38)","v":0},{"$f":"IF(CostData!$C$6=\"Proposed - Option 1\",Apdx_1_ProposedGoals!Q38,Apdx_1_AltGoals!Q38)","v":0},{"$f":"IF(CostData!$C$6=\"Proposed - Option 1\",Apdx_1_ProposedGoals!R38,Apdx_1_AltGoals!R38)","v":0},{"$f":"IF(CostData!$C$6=\"Proposed - Option 1\",Apdx_1_ProposedGoals!S38,Apdx_1_AltGoals!S38)","v":0},{"$f":"IF(CostData!$C$6=\"Proposed - Option 1\",Apdx_1_ProposedGoals!T38,Apdx_1_AltGoals!T38)","v":0},{"$f":"IF(CostData!$C$6=\"Proposed - Option 1\",Apdx_1_ProposedGoals!U38,Apdx_1_AltGoals!U38)","v":0},{"$f":"IF(CostData!$C$6=\"Proposed - Option 1\",Apdx_1_ProposedGoals!V38,Apdx_1_AltGoals!V38)","v":5459956.5101004001},{"$f":"IF(CostData!$C$6=\"Proposed - Option 1\",Apdx_1_ProposedGoals!W38,Apdx_1_AltGoals!W38)","v":5459956.5101004001},{"$f":"IF(CostData!$C$6=\"Proposed - Option 1\",Apdx_1_ProposedGoals!X38,Apdx_1_AltGoals!X38)","v":5459956.5101004001},{"$f":"IF(CostData!$C$6=\"Proposed - Option 1\",Apdx_1_ProposedGoals!Y38,Apdx_1_AltGoals!Y38)","v":5459956.5101004001},{"$f":"IF(CostData!$C$6=\"Proposed - Option 1\",Apdx_1_ProposedGoals!Z38,Apdx_1_AltGoals!Z38)","v":5459956.5101004001},{"$f":"IF(CostData!$C$6=\"Proposed - Option 1\",Apdx_1_ProposedGoals!AA38,Apdx_1_AltGoals!AA38)","v":5459956.5101004001},{"$f":"IF(CostData!$C$6=\"Proposed - Option 1\",Apdx_1_ProposedGoals!AB38,Apdx_1_AltGoals!AB38)","v":5459956.5101004001},{"$f":"IF(CostData!$C$6=\"Proposed - Option 1\",Apdx_1_ProposedGoals!AC38,Apdx_1_AltGoals!AC38)","v":5459956.5101004001},{"$f":"IF(CostData!$C$6=\"Proposed - Option 1\",Apdx_1_ProposedGoals!AD38,Apdx_1_AltGoals!AD38)","v":5459956.5101004001},{"$f":"IF(CostData!$C$6=\"Proposed - Option 1\",Apdx_1_ProposedGoals!AE38,Apdx_1_AltGoals!AE38)","v":5459956.5101004001},{"$f":"IF(CostData!$C$6=\"Proposed - Option 1\",Apdx_1_ProposedGoals!AF38,Apdx_1_AltGoals!AF38)","v":1.3905077599230736E-2},{"$f":"IF(CostData!$C$6=\"Proposed - Option 1\",Apdx_1_ProposedGoals!AG38,Apdx_1_AltGoals!AG38)","v":2.1588731916621539E-2},{"$f":"IF(CostData!$C$6=\"Proposed - Option 1\",Apdx_1_ProposedGoals!AH38,Apdx_1_AltGoals!AH38)","v":3.0668948227100919E-2},{"$f":"IF(CostData!$C$6=\"Proposed - Option 1\",Apdx_1_ProposedGoals!AI38,Apdx_1_AltGoals!AI38)","v":4.0993977973776304E-2},{"$f":"IF(CostData!$C$6=\"Proposed - Option 1\",Apdx_1_ProposedGoals!AJ38,Apdx_1_AltGoals!AJ38)","v":5.240981445235255E-2},{"$f":"IF(CostData!$C$6=\"Proposed - Option 1\",Apdx_1_ProposedGoals!AK38,Apdx_1_AltGoals!AK38)","v":6.3172354804844968E-2},{"$f":"IF(CostData!$C$6=\"Proposed - Option 1\",Apdx_1_ProposedGoals!AL38,Apdx_1_AltGoals!AL38)","v":7.2992897255679534E-2},{"$f":"IF(CostData!$C$6=\"Proposed - Option 1\",Apdx_1_ProposedGoals!AM38,Apdx_1_AltGoals!AM38)","v":8.1902885547603055E-2},{"$f":"IF(CostData!$C$6=\"Proposed - Option 1\",Apdx_1_ProposedGoals!AN38,Apdx_1_AltGoals!AN38)","v":8.993232259045425E-2},{"$f":"IF(CostData!$C$6=\"Proposed - Option 1\",Apdx_1_ProposedGoals!AO38,Apdx_1_AltGoals!AO38)","v":9.7109828614531768E-2},{"$f":"IF(CostData!$C$6=\"Proposed - Option 1\",Apdx_1_ProposedGoals!AP38,Apdx_1_AltGoals!AP38)","v":2.5949466162513546},{"$f":"IF(CostData!$C$6=\"Proposed - Option 1\",Apdx_1_ProposedGoals!AQ38,Apdx_1_AltGoals!AQ38)","v":15822199.395599999},{"$f":"IF(CostData!$C$6=\"Proposed - Option 1\",Apdx_1_ProposedGoals!AR38,Apdx_1_AltGoals!AR38)","v":1852.478891016201},{"$f":"IF(CostData!$C$6=\"Proposed - Option 1\",Apdx_1_ProposedGoals!AS38,Apdx_1_AltGoals!AS38)","v":1845.8527693351105},{"$f":"IF(CostData!$C$6=\"Proposed - Option 1\",Apdx_1_ProposedGoals!AT38,Apdx_1_AltGoals!AT38)","v":1838.0831512852844},{"$f":"IF(CostData!$C$6=\"Proposed - Option 1\",Apdx_1_ProposedGoals!AU38,Apdx_1_AltGoals!AU38)","v":1829.327485233855},{"$f":"IF(CostData!$C$6=\"Proposed - Option 1\",Apdx_1_ProposedGoals!AV38,Apdx_1_AltGoals!AV38)","v":1819.7434011411597},{"$f":"IF(CostData!$C$6=\"Proposed - Option 1\",Apdx_1_ProposedGoals!AW38,Apdx_1_AltGoals!AW38)","v":1810.7993035687825},{"$f":"IF(CostData!$C$6=\"Proposed - Option 1\",Apdx_1_ProposedGoals!AX38,Apdx_1_AltGoals!AX38)","v":1802.7144158786748},{"$f":"IF(CostData!$C$6=\"Proposed - Option 1\",Apdx_1_ProposedGoals!AY38,Apdx_1_AltGoals!AY38)","v":1795.4413661747471},{"$f":"IF(CostData!$C$6=\"Proposed - Option 1\",Apdx_1_ProposedGoals!AZ38,Apdx_1_AltGoals!AZ38)","v":1788.9371842674393},{"$f":"IF(CostData!$C$6=\"Proposed - Option 1\",Apdx_1_ProposedGoals!BA38,Apdx_1_AltGoals!BA38)","v":1783.1628631579874},{"$f":"IF(CostData!$C$6=\"Proposed - Option 1\",Apdx_1_ProposedGoals!BB38,Apdx_1_AltGoals!BB38)","v":1816.654083105924},{"$f":"IF(CostData!$C$6=\"Proposed - Option 1\",Apdx_1_ProposedGoals!BC38,Apdx_1_AltGoals!BC38)","v":1783.1628631579874}]
[null,"Ohio",{"$f":"IF(CostData!$C$6=\"Proposed - Option 1\",Apdx_1_ProposedGoals!C39,Apdx_1_AltGoals!C39)","v":2126.4919454000001},{"$f":"IF(CostData!$C$6=\"Proposed - Option 1\",Apdx_1_ProposedGoals!D39,Apdx_1_AltGoals!D39)","v":962.64416500000004},{"$f":"IF(CostData!$C$6=\"Proposed - Option 1\",Apdx_1_ProposedGoals!E39,Apdx_1_AltGoals!E39)","v":1331.8594760999999},{"$f":"IF(CostData!$C$6=\"Proposed - Option 1\",Apdx_1_ProposedGoals!F39,Apdx_1_AltGoals!F39)","v":284732505.57003486},{"$f":"IF(CostData!$C$6=\"Proposed - Option 1\",Apdx_1_ProposedGoals!G39,Apdx_1_AltGoals!G39)","v":86473075},{"$f":"IF(CostData!$C$6=\"Proposed - Option 1\",Apdx_1_ProposedGoals!H39,Apdx_1_AltGoals!H39)","v":20907183.119899999},{"$f":"IF(CostData!$C$6=\"Proposed - Option 1\",Apdx_1_ProposedGoals!I39,Apdx_1_AltGoals!I39)","v":321602},{"$f":"IF(CostData!$C$6=\"Proposed - Option 1\",Apdx_1_ProposedGoals!J39,Apdx_1_AltGoals!J39)","v":214178.34231189999},{"$f":"IF(CostData!$C$6=\"Proposed - Option 1\",Apdx_1_ProposedGoals!K39,Apdx_1_AltGoals!K39)","v":4342.5},{"$f":"IF(CostData!$C$6=\"Proposed - Option 1\",Apdx_1_ProposedGoals!L39,Apdx_1_AltGoals!L39)","v":539},{"$f":"IF(CostData!$C$6=\"Proposed - Option 1\",Apdx_1_ProposedGoals!M39,Apdx_1_AltGoals!M39)","v":1998.902428676},{"$f":"IF(CostData!$C$6=\"Proposed - Option 1\",Apdx_1_ProposedGoals!N39,Apdx_1_AltGoals!N39)","v":79993007.737065971},{"$f":"IF(CostData!$C$6=\"Proposed - Option 1\",Apdx_1_ProposedGoals!O39,Apdx_1_AltGoals!O39)","v":297501.98283403117},{"$f":"IF(CostData!$C$6=\"Proposed - Option 1\",Apdx_1_ProposedGoals!P39,Apdx_1_AltGoals!P39)","v":27411350.399999999},{"$f":"IF(CostData!$C$6=\"Proposed - Option 1\",Apdx_1_ProposedGoals!Q39,Apdx_1_AltGoals!Q39)","v":2791474083.6520076},{"$f":"IF(CostData!$C$6=\"Proposed - Option 1\",Apdx_1_ProposedGoals!R39,Apdx_1_AltGoals!R39)","v":2818195.1423119004},{"$f":"IF(CostData!$C$6=\"Proposed - Option 1\",Apdx_1_ProposedGoals!S39,Apdx_1_AltGoals!S39)","v":0.54810450150899792},{"$f":"IF(CostData!$C$6=\"Proposed - Option 1\",Apdx_1_ProposedGoals!T39,Apdx_1_AltGoals!T39)","v":0.7},{"$f":"IF(CostData!$C$6=\"Proposed - Option 1\",Apdx_1_ProposedGoals!U39,Apdx_1_AltGoals!U39)","v":993077.25115620636},{"$f":"IF(CostData!$C$6=\"Proposed - Option 1\",Apdx_1_ProposedGoals!V39,Apdx_1_AltGoals!V39)","v":3286936.6168206702},{"$f":"IF(CostData!$C$6=\"Proposed - Option 1\",Apdx_1_ProposedGoals!W39,Apdx_1_AltGoals!W39)","v":3854232.2836537608},{"$f":"IF(CostData!$C$6=\"Proposed - Option 1\",Apdx_1_ProposedGoals!X39,Apdx_1_AltGoals!X39)","v":4519438.0750571536},{"$f":"IF(CostData!$C$6=\"Proposed - Option 1\",Apdx_1_ProposedGoals!Y39,Apdx_1_AltGoals!Y39)","v":5299452.3970188377},{"$f":"IF(CostData!$C$6=\"Proposed - Option 1\",Apdx_1_ProposedGoals!Z39,Apdx_1_AltGoals!Z39)","v":6214090.1682591476},{"$f":"IF(CostData!$C$6=\"Proposed - Option 1\",Apdx_1_ProposedGoals!AA39,Apdx_1_AltGoals!AA39)","v":7286586.1840701681},{"$f":"IF(CostData!$C$6=\"Proposed - Option 1\",Apdx_1_ProposedGoals!AB39,Apdx_1_AltGoals!AB39)","v":8544185.3562218938},{"$f":"IF(CostData!$C$6=\"Proposed - Option 1\",Apdx_1_ProposedGoals!AC39,Apdx_1_AltGoals!AC39)","v":10018834.82296209},{"$f":"IF(CostData!$C$6=\"Proposed - Option 1\",Apdx_1_ProposedGoals!AD39,Apdx_1_AltGoals!AD39)","v":11747995.510970866},{"$f":"IF(CostData!$C$6=\"Proposed - Option 1\",Apdx_1_ProposedGoals!AE39,Apdx_1_AltGoals!AE39)","v":13775593.765601883},{"$f":"IF(CostData!$C$6=\"Proposed - Option 1\",Apdx_1_ProposedGoals!AF39,Apdx_1_AltGoals!AF39)","v":4.1676898585901109E-2},{"$f":"IF(CostData!$C$6=\"Proposed - Option 1\",Apdx_1_ProposedGoals!AG39,Apdx_1_AltGoals!AG39)","v":5.3480896117270589E-2},{"$f":"IF(CostData!$C$6=\"Proposed - Option 1\",Apdx_1_ProposedGoals!AH39,Apdx_1_AltGoals!AH39)","v":6.4319755857136771E-2},{"$f":"IF(CostData!$C$6=\"Proposed - Option 1\",Apdx_1_ProposedGoals!AI39,Apdx_1_AltGoals!AI39)","v":7.4224054995581046E-2},{"$f":"IF(CostData!$C$6=\"Proposed - Option 1\",Apdx_1_ProposedGoals!AJ39,Apdx_1_AltGoals!AJ39)","v":8.3222984559671156E-2},{"$f":"IF(CostData!$C$6=\"Proposed - Option 1\",Apdx_1_ProposedGoals!AK39,Apdx_1_AltGoals!AK39)","v":9.134440294933982E-2},{"$f":"IF(CostData!$C$6=\"Proposed - Option 1\",Apdx_1_ProposedGoals!AL39,Apdx_1_AltGoals!AL39)","v":9.8614887260712103E-2},{"$f":"IF(CostData!$C$6=\"Proposed - Option 1\",Apdx_1_ProposedGoals!AM39,Apdx_1_AltGoals!AM39)","v":0.10505978248567323},{"$f":"IF(CostData!$C$6=\"Proposed - Option 1\",Apdx_1_ProposedGoals!AN39,Apdx_1_AltGoals!AN39)","v":0.11070324867286038},{"$f":"IF(CostData!$C$6=\"Proposed - Option 1\",Apdx_1_ProposedGoals!AO39,Apdx_1_AltGoals!AO39)","v":0.11556830613179882},{"$f":"IF(CostData!$C$6=\"Proposed - Option 1\",Apdx_1_ProposedGoals!AP39,Apdx_1_AltGoals!AP39)","v":0.85969038999059932},{"$f":"IF(CostData!$C$6=\"Proposed - Option 1\",Apdx_1_ProposedGoals!AQ39,Apdx_1_AltGoals!AQ39)","v":163906374.48639998},{"$f":"IF(CostData!$C$6=\"Proposed - Option 1\",Apdx_1_ProposedGoals!AR39,Apdx_1_AltGoals!AR39)","v":1570.1420952798715},{"$f":"IF(CostData!$C$6=\"Proposed - Option 1\",Apdx_1_ProposedGoals!AS39,Apdx_1_AltGoals!AS39)","v":1541.6454559191857},{"$f":"IF(CostData!$C$6=\"Proposed - Option 1\",Apdx_1_ProposedGoals!AT39,Apdx_1_AltGoals!AT39)","v":1514.6257512249808},{"$f":"IF(CostData!$C$6=\"Proposed - Option 1\",Apdx_1_ProposedGoals!AU39,Apdx_1_AltGoals!AU39)","v":1488.7342717847371},{"$f":"IF(CostData!$C$6=\"Proposed - Option 1\",Apdx_1_ProposedGoals!AV39,Apdx_1_AltGoals!AV39)","v":1463.6334073772452},{"$f":"IF(CostData!$C$6=\"Proposed - Option 1\",Apdx_1_ProposedGoals!AW39,Apdx_1_AltGoals!AW39)","v":1438.9909771251409},{"$f":"IF(CostData!$C$6=\"Proposed - Option 1\",Apdx_1_ProposedGoals!AX39,Apdx_1_AltGoals!AX39)","v":1414.4757862366203},{"$f":"IF(CostData!$C$6=\"Proposed - Option 1\",Apdx_1_ProposedGoals!AY39,Apdx_1_AltGoals!AY39)","v":1389.754468187673},{"$f":"IF(CostData!$C$6=\"Proposed - Option 1\",Apdx_1_ProposedGoals!AZ39,Apdx_1_AltGoals!AZ39)","v":1364.4897703473891},{"$f":"IF(CostData!$C$6=\"Proposed - Option 1\",Apdx_1_ProposedGoals!BA39,Apdx_1_AltGoals!BA39)","v":1338.3405300152783},{"$f":"IF(CostData!$C$6=\"Proposed - Option 1\",Apdx_1_ProposedGoals!BB39,Apdx_1_AltGoals!BB39)","v":1452.4832513498122},{"$f":"IF(CostData!$C$6=\"Proposed - Option 1\",Apdx_1_ProposedGoals!BC39,Apdx_1_AltGoals!BC39)","v":1338.3405300152783}]
[null,"Oklahoma",{"$f":"IF(CostData!$C$6=\"Proposed - Option 1\",Apdx_1_ProposedGoals!C40,Apdx_1_AltGoals!C40)","v":2304.7120074999998},{"$f":"IF(CostData!$C$6=\"Proposed - Option 1\",Apdx_1_ProposedGoals!D40,Apdx_1_AltGoals!D40)","v":891.47868089999997},{"$f":"IF(CostData!$C$6=\"Proposed - Option 1\",Apdx_1_ProposedGoals!E40,Apdx_1_AltGoals!E40)","v":1382.0249091000001},{"$f":"IF(CostData!$C$6=\"Proposed - Option 1\",Apdx_1_ProposedGoals!F40,Apdx_1_AltGoals!F40)","v":13854903.0142067},{"$f":"IF(CostData!$C$6=\"Proposed - Option 1\",Apdx_1_ProposedGoals!G40,Apdx_1_AltGoals!G40)","v":29102160},{"$f":"IF(CostData!$C$6=\"Proposed - Option 1\",Apdx_1_ProposedGoals!H40,Apdx_1_AltGoals!H40)","v":29943376.000300001},{"$f":"IF(CostData!$C$6=\"Proposed - Option 1\",Apdx_1_ProposedGoals!I40,Apdx_1_AltGoals!I40)","v":8488757.7226999998},{"$f":"IF(CostData!$C$6=\"Proposed - Option 1\",Apdx_1_ProposedGoals!J40,Apdx_1_AltGoals!J40)","v":13846.757718600027},{"$f":"IF(CostData!$C$6=\"Proposed - Option 1\",Apdx_1_ProposedGoals!K40,Apdx_1_AltGoals!K40)","v":8035.1},{"$f":"IF(CostData!$C$6=\"Proposed - Option 1\",Apdx_1_ProposedGoals!L40,Apdx_1_AltGoals!L40)","v":0},{"$f":"IF(CostData!$C$6=\"Proposed - Option 1\",Apdx_1_ProposedGoals!M40,Apdx_1_AltGoals!M40)","v":2166.4292870499999},{"$f":"IF(CostData!$C$6=\"Proposed - Option 1\",Apdx_1_ProposedGoals!N40,Apdx_1_AltGoals!N40)","v":14034401.129976669},{"$f":"IF(CostData!$C$6=\"Proposed - Option 1\",Apdx_1_ProposedGoals!O40,Apdx_1_AltGoals!O40)","v":4093669.7130233301},{"$f":"IF(CostData!$C$6=\"Proposed - Option 1\",Apdx_1_ProposedGoals!P40,Apdx_1_AltGoals!P40)","v":49406222.880000003},{"$f":"IF(CostData!$C$6=\"Proposed - Option 1\",Apdx_1_ProposedGoals!Q40,Apdx_1_AltGoals!Q40)","v":13854903.0142067},{"$f":"IF(CostData!$C$6=\"Proposed - Option 1\",Apdx_1_ProposedGoals!R40,Apdx_1_AltGoals!R40)","v":13846.757718600027},{"$f":"IF(CostData!$C$6=\"Proposed - Option 1\",Apdx_1_ProposedGoals!S40,Apdx_1_AltGoals!S40)","v":0.42424540833893432},{"$f":"IF(CostData!$C$6=\"Proposed - Option 1\",Apdx_1_ProposedGoals!T40,Apdx_1_AltGoals!T40)","v":0.7},{"$f":"IF(CostData!$C$6=\"Proposed - Option 1\",Apdx_1_ProposedGoals!U40,Apdx_1_AltGoals!U40)","v":0},{"$f":"IF(CostData!$C$6=\"Proposed - Option 1\",Apdx_1_ProposedGoals!V40,Apdx_1_AltGoals!V40)","v":11742784.579366207},{"$f":"IF(CostData!$C$6=\"Proposed - Option 1\",Apdx_1_ProposedGoals!W40,Apdx_1_AltGoals!W40)","v":12723152.778090764},{"$f":"IF(CostData!$C$6=\"Proposed - Option 1\",Apdx_1_ProposedGoals!X40,Apdx_1_AltGoals!X40)","v":13785368.838246694},{"$f":"IF(CostData!$C$6=\"Proposed - Option 1\",Apdx_1_ProposedGoals!Y40,Apdx_1_AltGoals!Y40)","v":14936265.980688779},{"$f":"IF(CostData!$C$6=\"Proposed - Option 1\",Apdx_1_ProposedGoals!Z40,Apdx_1_AltGoals!Z40)","v":15579317.626},{"$f":"IF(CostData!$C$6=\"Proposed - Option 1\",Apdx_1_ProposedGoals!AA40,Apdx_1_AltGoals!AA40)","v":15579317.626},{"$f":"IF(CostData!$C$6=\"Proposed - Option 1\",Apdx_1_ProposedGoals!AB40,Apdx_1_AltGoals!AB40)","v":15579317.626},{"$f":"IF(CostData!$C$6=\"Proposed - Option 1\",Apdx_1_ProposedGoals!AC40,Apdx_1_AltGoals!AC40)","v":15579317.626},{"$f":"IF(CostData!$C$6=\"Proposed - Option 1\",Apdx_1_ProposedGoals!AD40,Apdx_1_AltGoals!AD40)","v":15579317.626},{"$f":"IF(CostData!$C$6=\"Proposed - Option 1\",Apdx_1_ProposedGoals!AE40,Apdx_1_AltGoals!AE40)","v":15579317.626},{"$f":"IF(CostData!$C$6=\"Proposed - Option 1\",Apdx_1_ProposedGoals!AF40,Apdx_1_AltGoals!AF40)","v":1.8556648857496666E-2},{"$f":"IF(CostData!$C$6=\"Proposed - Option 1\",Apdx_1_ProposedGoals!AG40,Apdx_1_AltGoals!AG40)","v":2.7118253019082054E-2},{"$f":"IF(CostData!$C$6=\"Proposed - Option 1\",Apdx_1_ProposedGoals!AH40,Apdx_1_AltGoals!AH40)","v":3.6949700287380462E-2},{"$f":"IF(CostData!$C$6=\"Proposed - Option 1\",Apdx_1_ProposedGoals!AI40,Apdx_1_AltGoals!AI40)","v":4.7896499759402737E-2},{"$f":"IF(CostData!$C$6=\"Proposed - Option 1\",Apdx_1_ProposedGoals!AJ40,Apdx_1_AltGoals!AJ40)","v":5.8844852296362979E-2},{"$f":"IF(CostData!$C$6=\"Proposed - Option 1\",Apdx_1_ProposedGoals!AK40,Apdx_1_AltGoals!AK40)","v":6.8820837546218247E-2},{"$f":"IF(CostData!$C$6=\"Proposed - Option 1\",Apdx_1_ProposedGoals!AL40,Apdx_1_AltGoals!AL40)","v":7.7862076239610223E-2},{"$f":"IF(CostData!$C$6=\"Proposed - Option 1\",Apdx_1_ProposedGoals!AM40,Apdx_1_AltGoals!AM40)","v":8.6004420288822089E-2},{"$f":"IF(CostData!$C$6=\"Proposed - Option 1\",Apdx_1_ProposedGoals!AN40,Apdx_1_AltGoals!AN40)","v":9.3282031330115645E-2},{"$f":"IF(CostData!$C$6=\"Proposed - Option 1\",Apdx_1_ProposedGoals!AO40,Apdx_1_AltGoals!AO40)","v":9.9727455722362829E-2},{"$f":"IF(CostData!$C$6=\"Proposed - Option 1\",Apdx_1_ProposedGoals!AP40,Apdx_1_AltGoals!AP40)","v":1.1444401272607516},{"$f":"IF(CostData!$C$6=\"Proposed - Option 1\",Apdx_1_ProposedGoals!AQ40,Apdx_1_AltGoals!AQ40)","v":63797104.862399995},{"$f":"IF(CostData!$C$6=\"Proposed - Option 1\",Apdx_1_ProposedGoals!AR40,Apdx_1_AltGoals!AR40)","v":995.59806119083339},{"$f":"IF(CostData!$C$6=\"Proposed - Option 1\",Apdx_1_ProposedGoals!AS40,Apdx_1_AltGoals!AS40)","v":977.06356510323667},{"$f":"IF(CostData!$C$6=\"Proposed - Option 1\",Apdx_1_ProposedGoals!AT40,Apdx_1_AltGoals!AT40)","v":957.33995779220436},{"$f":"IF(CostData!$C$6=\"Proposed - Option 1\",Apdx_1_ProposedGoals!AU40,Apdx_1_AltGoals!AU40)","v":936.64344233829161},{"$f":"IF(CostData!$C$6=\"Proposed - Option 1\",Apdx_1_ProposedGoals!AV40,Apdx_1_AltGoals!AV40)","v":922.18087950840425},{"$f":"IF(CostData!$C$6=\"Proposed - Option 1\",Apdx_1_ProposedGoals!AW40,Apdx_1_AltGoals!AW40)","v":915.47469717006982},{"$f":"IF(CostData!$C$6=\"Proposed - Option 1\",Apdx_1_ProposedGoals!AX40,Apdx_1_AltGoals!AX40)","v":909.48058571930403},{"$f":"IF(CostData!$C$6=\"Proposed - Option 1\",Apdx_1_ProposedGoals!AY40,Apdx_1_AltGoals!AY40)","v":904.14920023628667},{"$f":"IF(CostData!$C$6=\"Proposed - Option 1\",Apdx_1_ProposedGoals!AZ40,Apdx_1_AltGoals!AZ40)","v":899.4366431899889},{"$f":"IF(CostData!$C$6=\"Proposed - Option 1\",Apdx_1_ProposedGoals!BA40,Apdx_1_AltGoals!BA40)","v":895.30379340656816},{"$f":"IF(CostData!$C$6=\"Proposed - Option 1\",Apdx_1_ProposedGoals!BB40,Apdx_1_AltGoals!BB40)","v":931.26708256551888},{"$f":"IF(CostData!$C$6=\"Proposed - Option 1\",Apdx_1_ProposedGoals!BC40,Apdx_1_AltGoals!BC40)","v":895.30379340656816}]
[null,"Oregon",{"$f":"IF(CostData!$C$6=\"Proposed - Option 1\",Apdx_1_ProposedGoals!C41,Apdx_1_AltGoals!C41)","v":2079.5252223000002},{"$f":"IF(CostData!$C$6=\"Proposed - Option 1\",Apdx_1_ProposedGoals!D41,Apdx_1_AltGoals!D41)","v":852.62905750000004},{"$f":"IF(CostData!$C$6=\"Proposed - Option 1\",Apdx_1_ProposedGoals!E41,Apdx_1_AltGoals!E41)","v":0},{"$f":"IF(CostData!$C$6=\"Proposed - Option 1\",Apdx_1_ProposedGoals!F41,Apdx_1_AltGoals!F41)","v":103545341.24990836},{"$f":"IF(CostData!$C$6=\"Proposed - Option 1\",Apdx_1_ProposedGoals!G41,Apdx_1_AltGoals!G41)","v":2640259},{"$f":"IF(CostData!$C$6=\"Proposed - Option 1\",Apdx_1_ProposedGoals!H41,Apdx_1_AltGoals!H41)","v":11424290.9999},{"$f":"IF(CostData!$C$6=\"Proposed - Option 1\",Apdx_1_ProposedGoals!I41,Apdx_1_AltGoals!I41)","v":0},{"$f":"IF(CostData!$C$6=\"Proposed - Option 1\",Apdx_1_ProposedGoals!J41,Apdx_1_AltGoals!J41)","v":123816.30492919998},{"$f":"IF(CostData!$C$6=\"Proposed - Option 1\",Apdx_1_ProposedGoals!K41,Apdx_1_AltGoals!K41)","v":3434.6},{"$f":"IF(CostData!$C$6=\"Proposed - Option 1\",Apdx_1_ProposedGoals!L41,Apdx_1_AltGoals!L41)","v":0},{"$f":"IF(CostData!$C$6=\"Proposed - Option 1\",Apdx_1_ProposedGoals!M41,Apdx_1_AltGoals!M41)","v":1954.753708962},{"$f":"IF(CostData!$C$6=\"Proposed - Option 1\",Apdx_1_ProposedGoals!N41,Apdx_1_AltGoals!N41)","v":0},{"$f":"IF(CostData!$C$6=\"Proposed - Option 1\",Apdx_1_ProposedGoals!O41,Apdx_1_AltGoals!O41)","v":0},{"$f":"IF(CostData!$C$6=\"Proposed - Option 1\",Apdx_1_ProposedGoals!P41,Apdx_1_AltGoals!P41)","v":14064549.9999},{"$f":"IF(CostData!$C$6=\"Proposed - Option 1\",Apdx_1_ProposedGoals!Q41,Apdx_1_AltGoals!Q41)","v":103545341.24990836},{"$f":"IF(CostData!$C$6=\"Proposed - Option 1\",Apdx_1_ProposedGoals!R41,Apdx_1_AltGoals!R41)","v":123816.30492919998},{"$f":"IF(CostData!$C$6=\"Proposed - Option 1\",Apdx_1_ProposedGoals!S41,Apdx_1_AltGoals!S41)","v":0.37866988193424211},{"$f":"IF(CostData!$C$6=\"Proposed - Option 1\",Apdx_1_ProposedGoals!T41,Apdx_1_AltGoals!T41)","v":0.4661839835808626},{"$f":"IF(CostData!$C$6=\"Proposed - Option 1\",Apdx_1_ProposedGoals!U41,Apdx_1_AltGoals!U41)","v":0},{"$f":"IF(CostData!$C$6=\"Proposed - Option 1\",Apdx_1_ProposedGoals!V41,Apdx_1_AltGoals!V41)","v":9131577.0351819769},{"$f":"IF(CostData!$C$6=\"Proposed - Option 1\",Apdx_1_ProposedGoals!W41,Apdx_1_AltGoals!W41)","v":9688134.2466795612},{"$f":"IF(CostData!$C$6=\"Proposed - Option 1\",Apdx_1_ProposedGoals!X41,Apdx_1_AltGoals!X41)","v":10278612.863918623},{"$f":"IF(CostData!$C$6=\"Proposed - Option 1\",Apdx_1_ProposedGoals!Y41,Apdx_1_AltGoals!Y41)","v":10905080.350483691},{"$f":"IF(CostData!$C$6=\"Proposed - Option 1\",Apdx_1_ProposedGoals!Z41,Apdx_1_AltGoals!Z41)","v":11569730.179055318},{"$f":"IF(CostData!$C$6=\"Proposed - Option 1\",Apdx_1_ProposedGoals!AA41,Apdx_1_AltGoals!AA41)","v":12274889.511493251},{"$f":"IF(CostData!$C$6=\"Proposed - Option 1\",Apdx_1_ProposedGoals!AB41,Apdx_1_AltGoals!AB41)","v":12567372.3718125},{"$f":"IF(CostData!$C$6=\"Proposed - Option 1\",Apdx_1_ProposedGoals!AC41,Apdx_1_AltGoals!AC41)","v":12567372.3718125},{"$f":"IF(CostData!$C$6=\"Proposed - Option 1\",Apdx_1_ProposedGoals!AD41,Apdx_1_AltGoals!AD41)","v":12567372.3718125},{"$f":"IF(CostData!$C$6=\"Proposed - Option 1\",Apdx_1_ProposedGoals!AE41,Apdx_1_AltGoals!AE41)","v":12567372.3718125},{"$f":"IF(CostData!$C$6=\"Proposed - Option 1\",Apdx_1_ProposedGoals!AF41,Apdx_1_AltGoals!AF41)","v":4.65591326838556E-2},{"$f":"IF(CostData!$C$6=\"Proposed - Option 1\",Apdx_1_ProposedGoals!AG41,Apdx_1_AltGoals!AG41)","v":5.7660886724314978E-2},{"$f":"IF(CostData!$C$6=\"Proposed - Option 1\",Apdx_1_ProposedGoals!AH41,Apdx_1_AltGoals!AH41)","v":6.7777560375592044E-2},{"$f":"IF(CostData!$C$6=\"Proposed - Option 1\",Apdx_1_ProposedGoals!AI41,Apdx_1_AltGoals!AI41)","v":7.6948766242878636E-2},{"$f":"IF(CostData!$C$6=\"Proposed - Option 1\",Apdx_1_ProposedGoals!AJ41,Apdx_1_AltGoals!AJ41)","v":8.5212234253425556E-2},{"$f":"IF(CostData!$C$6=\"Proposed - Option 1\",Apdx_1_ProposedGoals!AK41,Apdx_1_AltGoals!AK41)","v":9.2603897258988654E-2},{"$f":"IF(CostData!$C$6=\"Proposed - Option 1\",Apdx_1_ProposedGoals!AL41,Apdx_1_AltGoals!AL41)","v":9.9157972702194452E-2},{"$f":"IF(CostData!$C$6=\"Proposed - Option 1\",Apdx_1_ProposedGoals!AM41,Apdx_1_AltGoals!AM41)","v":0.10490704052729076},{"$f":"IF(CostData!$C$6=\"Proposed - Option 1\",Apdx_1_ProposedGoals!AN41,Apdx_1_AltGoals!AN41)","v":0.10988211750746797},{"$f":"IF(CostData!$C$6=\"Proposed - Option 1\",Apdx_1_ProposedGoals!AO41,Apdx_1_AltGoals!AO41)","v":0.11411272815303566},{"$f":"IF(CostData!$C$6=\"Proposed - Option 1\",Apdx_1_ProposedGoals!AP41,Apdx_1_AltGoals!AP41)","v":1.1121495781525226},{"$f":"IF(CostData!$C$6=\"Proposed - Option 1\",Apdx_1_ProposedGoals!AQ41,Apdx_1_AltGoals!AQ41)","v":50195189.085599996},{"$f":"IF(CostData!$C$6=\"Proposed - Option 1\",Apdx_1_ProposedGoals!AR41,Apdx_1_AltGoals!AR41)","v":471.42671002503823},{"$f":"IF(CostData!$C$6=\"Proposed - Option 1\",Apdx_1_ProposedGoals!AS41,Apdx_1_AltGoals!AS41)","v":451.81277749901784},{"$f":"IF(CostData!$C$6=\"Proposed - Option 1\",Apdx_1_ProposedGoals!AT41,Apdx_1_AltGoals!AT41)","v":434.00738292816698},{"$f":"IF(CostData!$C$6=\"Proposed - Option 1\",Apdx_1_ProposedGoals!AU41,Apdx_1_AltGoals!AU41)","v":417.7175449877833},{"$f":"IF(CostData!$C$6=\"Proposed - Option 1\",Apdx_1_ProposedGoals!AV41,Apdx_1_AltGoals!AV41)","v":402.70524895308091},{"$f":"IF(CostData!$C$6=\"Proposed - Option 1\",Apdx_1_ProposedGoals!AW41,Apdx_1_AltGoals!AW41)","v":388.77518806171184},{"$f":"IF(CostData!$C$6=\"Proposed - Option 1\",Apdx_1_ProposedGoals!AX41,Apdx_1_AltGoals!AX41)","v":381.16132897233166},{"$f":"IF(CostData!$C$6=\"Proposed - Option 1\",Apdx_1_ProposedGoals!AY41,Apdx_1_AltGoals!AY41)","v":377.72633663062891},{"$f":"IF(CostData!$C$6=\"Proposed - Option 1\",Apdx_1_ProposedGoals!AZ41,Apdx_1_AltGoals!AZ41)","v":374.80337705793858},{"$f":"IF(CostData!$C$6=\"Proposed - Option 1\",Apdx_1_ProposedGoals!BA41,Apdx_1_AltGoals!BA41)","v":372.35316403718747},{"$f":"IF(CostData!$C$6=\"Proposed - Option 1\",Apdx_1_ProposedGoals!BB41,Apdx_1_AltGoals!BB41)","v":407.24890591528862},{"$f":"IF(CostData!$C$6=\"Proposed - Option 1\",Apdx_1_ProposedGoals!BC41,Apdx_1_AltGoals!BC41)","v":372.35316403718747}]
[null,"Pennsylvania",{"$f":"IF(CostData!$C$6=\"Proposed - Option 1\",Apdx_1_ProposedGoals!C42,Apdx_1_AltGoals!C42)","v":2107.9581696},{"$f":"IF(CostData!$C$6=\"Proposed - Option 1\",Apdx_1_ProposedGoals!D42,Apdx_1_AltGoals!D42)","v":854.6162266},{"$f":"IF(CostData!$C$6=\"Proposed - Option 1\",Apdx_1_ProposedGoals!E42,Apdx_1_AltGoals!E42)","v":1514.9898418},{"$f":"IF(CostData!$C$6=\"Proposed - Option 1\",Apdx_1_ProposedGoals!F42,Apdx_1_AltGoals!F42)","v":3150956118.2280765},{"$f":"IF(CostData!$C$6=\"Proposed - Option 1\",Apdx_1_ProposedGoals!G42,Apdx_1_AltGoals!G42)","v":87052562},{"$f":"IF(CostData!$C$6=\"Proposed - Option 1\",Apdx_1_ProposedGoals!H42,Apdx_1_AltGoals!H42)","v":50028719.1127},{"$f":"IF(CostData!$C$6=\"Proposed - Option 1\",Apdx_1_ProposedGoals!I42,Apdx_1_AltGoals!I42)","v":1638387},{"$f":"IF(CostData!$C$6=\"Proposed - Option 1\",Apdx_1_ProposedGoals!J42,Apdx_1_AltGoals!J42)","v":3804205.3246400007},{"$f":"IF(CostData!$C$6=\"Proposed - Option 1\",Apdx_1_ProposedGoals!K42,Apdx_1_AltGoals!K42)","v":9581.7999999999993},{"$f":"IF(CostData!$C$6=\"Proposed - Option 1\",Apdx_1_ProposedGoals!L42,Apdx_1_AltGoals!L42)","v":0},{"$f":"IF(CostData!$C$6=\"Proposed - Option 1\",Apdx_1_ProposedGoals!M42,Apdx_1_AltGoals!M42)","v":1981.4806794239998},{"$f":"IF(CostData!$C$6=\"Proposed - Option 1\",Apdx_1_ProposedGoals!N42,Apdx_1_AltGoals!N42)","v":78328894.485853195},{"$f":"IF(CostData!$C$6=\"Proposed - Option 1\",Apdx_1_ProposedGoals!O42,Apdx_1_AltGoals!O42)","v":1474201.7868468198},{"$f":"IF(CostData!$C$6=\"Proposed - Option 1\",Apdx_1_ProposedGoals!P42,Apdx_1_AltGoals!P42)","v":58916571.839999989},{"$f":"IF(CostData!$C$6=\"Proposed - Option 1\",Apdx_1_ProposedGoals!Q42,Apdx_1_AltGoals!Q42)","v":3150956118.2280765},{"$f":"IF(CostData!$C$6=\"Proposed - Option 1\",Apdx_1_ProposedGoals!R42,Apdx_1_AltGoals!R42)","v":3804205.3246400007},{"$f":"IF(CostData!$C$6=\"Proposed - Option 1\",Apdx_1_ProposedGoals!S42,Apdx_1_AltGoals!S42)","v":0.59440157981347352},{"$f":"IF(CostData!$C$6=\"Proposed - Option 1\",Apdx_1_ProposedGoals!T42,Apdx_1_AltGoals!T42)","v":0.7},{"$f":"IF(CostData!$C$6=\"Proposed - Option 1\",Apdx_1_ProposedGoals!U42,Apdx_1_AltGoals!U42)","v":4480395.0401000939},{"$f":"IF(CostData!$C$6=\"Proposed - Option 1\",Apdx_1_ProposedGoals!V42,Apdx_1_AltGoals!V42)","v":8430147.0121484883},{"$f":"IF(CostData!$C$6=\"Proposed - Option 1\",Apdx_1_ProposedGoals!W42,Apdx_1_AltGoals!W42)","v":9885114.4874214325},{"$f":"IF(CostData!$C$6=\"Proposed - Option 1\",Apdx_1_ProposedGoals!X42,Apdx_1_AltGoals!X42)","v":11591196.249438304},{"$f":"IF(CostData!$C$6=\"Proposed - Option 1\",Apdx_1_ProposedGoals!Y42,Apdx_1_AltGoals!Y42)","v":13591732.363237385},{"$f":"IF(CostData!$C$6=\"Proposed - Option 1\",Apdx_1_ProposedGoals!Z42,Apdx_1_AltGoals!Z42)","v":15937542.998879563},{"$f":"IF(CostData!$C$6=\"Proposed - Option 1\",Apdx_1_ProposedGoals!AA42,Apdx_1_AltGoals!AA42)","v":18688219.43022972},{"$f":"IF(CostData!$C$6=\"Proposed - Option 1\",Apdx_1_ProposedGoals!AB42,Apdx_1_AltGoals!AB42)","v":21913637.848504532},{"$f":"IF(CostData!$C$6=\"Proposed - Option 1\",Apdx_1_ProposedGoals!AC42,Apdx_1_AltGoals!AC42)","v":25695734.446409348},{"$f":"IF(CostData!$C$6=\"Proposed - Option 1\",Apdx_1_ProposedGoals!AD42,Apdx_1_AltGoals!AD42)","v":30130586.865815494},{"$f":"IF(CostData!$C$6=\"Proposed - Option 1\",Apdx_1_ProposedGoals!AE42,Apdx_1_AltGoals!AE42)","v":35330854.884566806},{"$f":"IF(CostData!$C$6=\"Proposed - Option 1\",Apdx_1_ProposedGoals!AF42,Apdx_1_AltGoals!AF42)","v":4.6705125897233669E-2},{"$f":"IF(CostData!$C$6=\"Proposed - Option 1\",Apdx_1_ProposedGoals!AG42,Apdx_1_AltGoals!AG42)","v":5.8063621574088252E-2},{"$f":"IF(CostData!$C$6=\"Proposed - Option 1\",Apdx_1_ProposedGoals!AH42,Apdx_1_AltGoals!AH42)","v":6.8463551920541696E-2},{"$f":"IF(CostData!$C$6=\"Proposed - Option 1\",Apdx_1_ProposedGoals!AI42,Apdx_1_AltGoals!AI42)","v":7.7936627795995084E-2},{"$f":"IF(CostData!$C$6=\"Proposed - Option 1\",Apdx_1_ProposedGoals!AJ42,Apdx_1_AltGoals!AJ42)","v":8.6513114251711098E-2},{"$f":"IF(CostData!$C$6=\"Proposed - Option 1\",Apdx_1_ProposedGoals!AK42,Apdx_1_AltGoals!AK42)","v":9.4221888285348679E-2},{"$f":"IF(CostData!$C$6=\"Proposed - Option 1\",Apdx_1_ProposedGoals!AL42,Apdx_1_AltGoals!AL42)","v":0.10109049416651014},{"$f":"IF(CostData!$C$6=\"Proposed - Option 1\",Apdx_1_ProposedGoals!AM42,Apdx_1_AltGoals!AM42)","v":0.1071451964333793},{"$f":"IF(CostData!$C$6=\"Proposed - Option 1\",Apdx_1_ProposedGoals!AN42,Apdx_1_AltGoals!AN42)","v":0.11241103065637184},{"$f":"IF(CostData!$C$6=\"Proposed - Option 1\",Apdx_1_ProposedGoals!AO42,Apdx_1_AltGoals!AO42)","v":0.11691185206073457},{"$f":"IF(CostData!$C$6=\"Proposed - Option 1\",Apdx_1_ProposedGoals!AP42,Apdx_1_AltGoals!AP42)","v":1.4220124802014906},{"$f":"IF(CostData!$C$6=\"Proposed - Option 1\",Apdx_1_ProposedGoals!AQ42,Apdx_1_AltGoals!AQ42)","v":155577427.49770001},{"$f":"IF(CostData!$C$6=\"Proposed - Option 1\",Apdx_1_ProposedGoals!AR42,Apdx_1_AltGoals!AR42)","v":1296.5072287621053},{"$f":"IF(CostData!$C$6=\"Proposed - Option 1\",Apdx_1_ProposedGoals!AS42,Apdx_1_AltGoals!AS42)","v":1271.3300524368981},{"$f":"IF(CostData!$C$6=\"Proposed - Option 1\",Apdx_1_ProposedGoals!AT42,Apdx_1_AltGoals!AT42)","v":1246.3606188372657},{"$f":"IF(CostData!$C$6=\"Proposed - Option 1\",Apdx_1_ProposedGoals!AU42,Apdx_1_AltGoals!AU42)","v":1221.2897406335499},{"$f":"IF(CostData!$C$6=\"Proposed - Option 1\",Apdx_1_ProposedGoals!AV42,Apdx_1_AltGoals!AV42)","v":1195.8109556881668},{"$f":"IF(CostData!$C$6=\"Proposed - Option 1\",Apdx_1_ProposedGoals!AW42,Apdx_1_AltGoals!AW42)","v":1169.6207432122792},{"$f":"IF(CostData!$C$6=\"Proposed - Option 1\",Apdx_1_ProposedGoals!AX42,Apdx_1_AltGoals!AX42)","v":1142.4206308491775},{"$f":"IF(CostData!$C$6=\"Proposed - Option 1\",Apdx_1_ProposedGoals!AY42,Apdx_1_AltGoals!AY42)","v":1113.9214249837109},{"$f":"IF(CostData!$C$6=\"Proposed - Option 1\",Apdx_1_ProposedGoals!AZ42,Apdx_1_AltGoals!AZ42)","v":1083.849761529634},{"$f":"IF(CostData!$C$6=\"Proposed - Option 1\",Apdx_1_ProposedGoals!BA42,Apdx_1_AltGoals!BA42)","v":1051.9570690241305},{"$f":"IF(CostData!$C$6=\"Proposed - Option 1\",Apdx_1_ProposedGoals!BB42,Apdx_1_AltGoals!BB42)","v":1179.3068225956918},{"$f":"IF(CostData!$C$6=\"Proposed - Option 1\",Apdx_1_ProposedGoals!BC42,Apdx_1_AltGoals!BC42)","v":1051.9570690241305}]
[null,"Rhode Island",{"$f":"IF(CostData!$C$6=\"Proposed - Option 1\",Apdx_1_ProposedGoals!C43,Apdx_1_AltGoals!C43)","v":0},{"$f":"IF(CostData!$C$6=\"Proposed - Option 1\",Apdx_1_ProposedGoals!D43,Apdx_1_AltGoals!D43)","v":917.88145899999995},{"$f":"IF(CostData!$C$6=\"Proposed - Option 1\",Apdx_1_ProposedGoals!E43,Apdx_1_AltGoals!E43)","v":0},{"$f":"IF(CostData!$C$6=\"Proposed - Option 1\",Apdx_1_ProposedGoals!F43,Apdx_1_AltGoals!F43)","v":0},{"$f":"IF(CostData!$C$6=\"Proposed - Option 1\",Apdx_1_ProposedGoals!G43,Apdx_1_AltGoals!G43)","v":0},{"$f":"IF(CostData!$C$6=\"Proposed - Option 1\",Apdx_1_ProposedGoals!H43,Apdx_1_AltGoals!H43)","v":8140017.2830999997},{"$f":"IF(CostData!$C$6=\"Proposed - Option 1\",Apdx_1_ProposedGoals!I43,Apdx_1_AltGoals!I43)","v":0},{"$f":"IF(CostData!$C$6=\"Proposed - Option 1\",Apdx_1_ProposedGoals!J43,Apdx_1_AltGoals!J43)","v":0},{"$f":"IF(CostData!$C$6=\"Proposed - Option 1\",Apdx_1_ProposedGoals!K43,Apdx_1_AltGoals!K43)","v":1960.7},{"$f":"IF(CostData!$C$6=\"Proposed - Option 1\",Apdx_1_ProposedGoals!L43,Apdx_1_AltGoals!L43)","v":0},{"$f":"IF(CostData!$C$6=\"Proposed - Option 1\",Apdx_1_ProposedGoals!M43,Apdx_1_AltGoals!M43)","v":0},{"$f":"IF(CostData!$C$6=\"Proposed - Option 1\",Apdx_1_ProposedGoals!N43,Apdx_1_AltGoals!N43)","v":0},{"$f":"IF(CostData!$C$6=\"Proposed - Option 1\",Apdx_1_ProposedGoals!O43,Apdx_1_AltGoals!O43)","v":0},{"$f":"IF(CostData!$C$6=\"Proposed - Option 1\",Apdx_1_ProposedGoals!P43,Apdx_1_AltGoals!P43)","v":8140017.2830999997},{"$f":"IF(CostData!$C$6=\"Proposed - Option 1\",Apdx_1_ProposedGoals!Q43,Apdx_1_AltGoals!Q43)","v":0},{"$f":"IF(CostData!$C$6=\"Proposed - Option 1\",Apdx_1_ProposedGoals!R43,Apdx_1_AltGoals!R43)","v":0},{"$f":"IF(CostData!$C$6=\"Proposed - Option 1\",Apdx_1_ProposedGoals!S43,Apdx_1_AltGoals!S43)","v":0.47263061619265745},{"$f":"IF(CostData!$C$6=\"Proposed - Option 1\",Apdx_1_ProposedGoals!T43,Apdx_1_AltGoals!T43)","v":0.47263061619265745},{"$f":"IF(CostData!$C$6=\"Proposed - Option 1\",Apdx_1_ProposedGoals!U43,Apdx_1_AltGoals!U43)","v":0},{"$f":"IF(CostData!$C$6=\"Proposed - Option 1\",Apdx_1_ProposedGoals!V43,Apdx_1_AltGoals!V43)","v":163745.59714949719},{"$f":"IF(CostData!$C$6=\"Proposed - Option 1\",Apdx_1_ProposedGoals!W43,Apdx_1_AltGoals!W43)","v":184363.02306168678},{"$f":"IF(CostData!$C$6=\"Proposed - Option 1\",Apdx_1_ProposedGoals!X43,Apdx_1_AltGoals!X43)","v":207576.41649083217},{"$f":"IF(CostData!$C$6=\"Proposed - Option 1\",Apdx_1_ProposedGoals!Y43,Apdx_1_AltGoals!Y43)","v":233712.63915952627},{"$f":"IF(CostData!$C$6=\"Proposed - Option 1\",Apdx_1_ProposedGoals!Z43,Apdx_1_AltGoals!Z43)","v":263139.70838456665},{"$f":"IF(CostData!$C$6=\"Proposed - Option 1\",Apdx_1_ProposedGoals!AA43,Apdx_1_AltGoals!AA43)","v":296271.97903255722},{"$f":"IF(CostData!$C$6=\"Proposed - Option 1\",Apdx_1_ProposedGoals!AB43,Apdx_1_AltGoals!AB43)","v":333575.9779424314},{"$f":"IF(CostData!$C$6=\"Proposed - Option 1\",Apdx_1_ProposedGoals!AC43,Apdx_1_AltGoals!AC43)","v":375576.97296787467},{"$f":"IF(CostData!$C$6=\"Proposed - Option 1\",Apdx_1_ProposedGoals!AD43,Apdx_1_AltGoals!AD43)","v":422866.36913661537},{"$f":"IF(CostData!$C$6=\"Proposed - Option 1\",Apdx_1_ProposedGoals!AE43,Apdx_1_AltGoals!AE43)","v":476110.03606996813},{"$f":"IF(CostData!$C$6=\"Proposed - Option 1\",Apdx_1_ProposedGoals!AF43,Apdx_1_AltGoals!AF43)","v":3.8955415446190925E-2},{"$f":"IF(CostData!$C$6=\"Proposed - Option 1\",Apdx_1_ProposedGoals!AG43,Apdx_1_AltGoals!AG43)","v":5.106145733699289E-2},{"$f":"IF(CostData!$C$6=\"Proposed - Option 1\",Apdx_1_ProposedGoals!AH43,Apdx_1_AltGoals!AH43)","v":6.2209206832177351E-2},{"$f":"IF(CostData!$C$6=\"Proposed - Option 1\",Apdx_1_ProposedGoals!AI43,Apdx_1_AltGoals!AI43)","v":7.2426262786619511E-2},{"$f":"IF(CostData!$C$6=\"Proposed - Option 1\",Apdx_1_ProposedGoals!AJ43,Apdx_1_AltGoals!AJ43)","v":8.1738972910374089E-2},{"$f":"IF(CostData!$C$6=\"Proposed - Option 1\",Apdx_1_ProposedGoals!AK43,Apdx_1_AltGoals!AK43)","v":9.0172478628589278E-2},{"$f":"IF(CostData!$C$6=\"Proposed - Option 1\",Apdx_1_ProposedGoals!AL43,Apdx_1_AltGoals!AL43)","v":9.7750758137175278E-2},{"$f":"IF(CostData!$C$6=\"Proposed - Option 1\",Apdx_1_ProposedGoals!AM43,Apdx_1_AltGoals!AM43)","v":0.1044966677227059},{"$f":"IF(CostData!$C$6=\"Proposed - Option 1\",Apdx_1_ProposedGoals!AN43,Apdx_1_AltGoals!AN43)","v":0.11043198141235709},{"$f":"IF(CostData!$C$6=\"Proposed - Option 1\",Apdx_1_ProposedGoals!AO43,Apdx_1_AltGoals!AO43)","v":0.11557742901711443},{"$f":"IF(CostData!$C$6=\"Proposed - Option 1\",Apdx_1_ProposedGoals!AP43,Apdx_1_AltGoals!AP43)","v":0.97630150346734335},{"$f":"IF(CostData!$C$6=\"Proposed - Option 1\",Apdx_1_ProposedGoals!AQ43,Apdx_1_AltGoals!AQ43)","v":8287229.8833999997},{"$f":"IF(CostData!$C$6=\"Proposed - Option 1\",Apdx_1_ProposedGoals!AR43,Apdx_1_AltGoals!AR43)","v":866.87769603862273},{"$f":"IF(CostData!$C$6=\"Proposed - Option 1\",Apdx_1_ProposedGoals!AS43,Apdx_1_AltGoals!AS43)","v":855.11442357893259},{"$f":"IF(CostData!$C$6=\"Proposed - Option 1\",Apdx_1_ProposedGoals!AT43,Apdx_1_AltGoals!AT43)","v":844.15772835089865},{"$f":"IF(CostData!$C$6=\"Proposed - Option 1\",Apdx_1_ProposedGoals!AU43,Apdx_1_AltGoals!AU43)","v":833.90685061833108},{"$f":"IF(CostData!$C$6=\"Proposed - Option 1\",Apdx_1_ProposedGoals!AV43,Apdx_1_AltGoals!AV43)","v":824.26788789904344},{"$f":"IF(CostData!$C$6=\"Proposed - Option 1\",Apdx_1_ProposedGoals!AW43,Apdx_1_AltGoals!AW43)","v":815.15220778711046},{"$f":"IF(CostData!$C$6=\"Proposed - Option 1\",Apdx_1_ProposedGoals!AX43,Apdx_1_AltGoals!AX43)","v":806.47506790609373},{"$f":"IF(CostData!$C$6=\"Proposed - Option 1\",Apdx_1_ProposedGoals!AY43,Apdx_1_AltGoals!AY43)","v":798.15440746883507},{"$f":"IF(CostData!$C$6=\"Proposed - Option 1\",Apdx_1_ProposedGoals!AZ43,Apdx_1_AltGoals!AZ43)","v":790.10978550571804},{"$f":"IF(CostData!$C$6=\"Proposed - Option 1\",Apdx_1_ProposedGoals!BA43,Apdx_1_AltGoals!BA43)","v":782.26144999347662},{"$f":"IF(CostData!$C$6=\"Proposed - Option 1\",Apdx_1_ProposedGoals!BB43,Apdx_1_AltGoals!BB43)","v":821.64775051470622},{"$f":"IF(CostData!$C$6=\"Proposed - Option 1\",Apdx_1_ProposedGoals!BC43,Apdx_1_AltGoals!BC43)","v":782.26144999347662}]
[null,"South Carolina",{"$f":"IF(CostData!$C$6=\"Proposed - Option 1\",Apdx_1_ProposedGoals!C44,Apdx_1_AltGoals!C44)","v":2164.0502320999999},{"$f":"IF(CostData!$C$6=\"Proposed - Option 1\",Apdx_1_ProposedGoals!D44,Apdx_1_AltGoals!D44)","v":846.748332},{"$f":"IF(CostData!$C$6=\"Proposed - Option 1\",Apdx_1_ProposedGoals!E44,Apdx_1_AltGoals!E44)","v":1730.3936679000001},{"$f":"IF(CostData!$C$6=\"Proposed - Option 1\",Apdx_1_ProposedGoals!F44,Apdx_1_AltGoals!F44)","v":10850546.867435602},{"$f":"IF(CostData!$C$6=\"Proposed - Option 1\",Apdx_1_ProposedGoals!G44,Apdx_1_AltGoals!G44)","v":28460318},{"$f":"IF(CostData!$C$6=\"Proposed - Option 1\",Apdx_1_ProposedGoals!H44,Apdx_1_AltGoals!H44)","v":11209393.612},{"$f":"IF(CostData!$C$6=\"Proposed - Option 1\",Apdx_1_ProposedGoals!I44,Apdx_1_AltGoals!I44)","v":405616},{"$f":"IF(CostData!$C$6=\"Proposed - Option 1\",Apdx_1_ProposedGoals!J44,Apdx_1_AltGoals!J44)","v":14670.8146452},{"$f":"IF(CostData!$C$6=\"Proposed - Option 1\",Apdx_1_ProposedGoals!K44,Apdx_1_AltGoals!K44)","v":2839.2},{"$f":"IF(CostData!$C$6=\"Proposed - Option 1\",Apdx_1_ProposedGoals!L44,Apdx_1_AltGoals!L44)","v":0},{"$f":"IF(CostData!$C$6=\"Proposed - Option 1\",Apdx_1_ProposedGoals!M44,Apdx_1_AltGoals!M44)","v":2034.2072181739998},{"$f":"IF(CostData!$C$6=\"Proposed - Option 1\",Apdx_1_ProposedGoals!N44,Apdx_1_AltGoals!N44)","v":22299837.719094746},{"$f":"IF(CostData!$C$6=\"Proposed - Option 1\",Apdx_1_ProposedGoals!O44,Apdx_1_AltGoals!O44)","v":317816.93290525896},{"$f":"IF(CostData!$C$6=\"Proposed - Option 1\",Apdx_1_ProposedGoals!P44,Apdx_1_AltGoals!P44)","v":17457672.959999997},{"$f":"IF(CostData!$C$6=\"Proposed - Option 1\",Apdx_1_ProposedGoals!Q44,Apdx_1_AltGoals!Q44)","v":10850546.867435602},{"$f":"IF(CostData!$C$6=\"Proposed - Option 1\",Apdx_1_ProposedGoals!R44,Apdx_1_AltGoals!R44)","v":14670.8146452},{"$f":"IF(CostData!$C$6=\"Proposed - Option 1\",Apdx_1_ProposedGoals!S44,Apdx_1_AltGoals!S44)","v":0.4494628548935769},{"$f":"IF(CostData!$C$6=\"Proposed - Option 1\",Apdx_1_ProposedGoals!T44,Apdx_1_AltGoals!T44)","v":0.7},{"$f":"IF(CostData!$C$6=\"Proposed - Option 1\",Apdx_1_ProposedGoals!U44,Apdx_1_AltGoals!U44)","v":20340660.485616934},{"$f":"IF(CostData!$C$6=\"Proposed - Option 1\",Apdx_1_ProposedGoals!V44,Apdx_1_AltGoals!V44)","v":3548748.6630712007},{"$f":"IF(CostData!$C$6=\"Proposed - Option 1\",Apdx_1_ProposedGoals!W44,Apdx_1_AltGoals!W44)","v":4025451.2110934323},{"$f":"IF(CostData!$C$6=\"Proposed - Option 1\",Apdx_1_ProposedGoals!X44,Apdx_1_AltGoals!X44)","v":4566189.0968829272},{"$f":"IF(CostData!$C$6=\"Proposed - Option 1\",Apdx_1_ProposedGoals!Y44,Apdx_1_AltGoals!Y44)","v":5179564.1718457248},{"$f":"IF(CostData!$C$6=\"Proposed - Option 1\",Apdx_1_ProposedGoals!Z44,Apdx_1_AltGoals!Z44)","v":5875333.7720029447},{"$f":"IF(CostData!$C$6=\"Proposed - Option 1\",Apdx_1_ProposedGoals!AA44,Apdx_1_AltGoals!AA44)","v":6664565.9339591488},{"$f":"IF(CostData!$C$6=\"Proposed - Option 1\",Apdx_1_ProposedGoals!AB44,Apdx_1_AltGoals!AB44)","v":7559815.4609941235},{"$f":"IF(CostData!$C$6=\"Proposed - Option 1\",Apdx_1_ProposedGoals!AC44,Apdx_1_AltGoals!AC44)","v":8575323.640070105},{"$f":"IF(CostData!$C$6=\"Proposed - Option 1\",Apdx_1_ProposedGoals!AD44,Apdx_1_AltGoals!AD44)","v":9675568.1879999992},{"$f":"IF(CostData!$C$6=\"Proposed - Option 1\",Apdx_1_ProposedGoals!AE44,Apdx_1_AltGoals!AE44)","v":9675568.1879999992},{"$f":"IF(CostData!$C$6=\"Proposed - Option 1\",Apdx_1_ProposedGoals!AF44,Apdx_1_AltGoals!AF44)","v":2.3204885959542832E-2},{"$f":"IF(CostData!$C$6=\"Proposed - Option 1\",Apdx_1_ProposedGoals!AG44,Apdx_1_AltGoals!AG44)","v":3.2642132100273065E-2},{"$f":"IF(CostData!$C$6=\"Proposed - Option 1\",Apdx_1_ProposedGoals!AH44,Apdx_1_AltGoals!AH44)","v":4.3226922417851046E-2},{"$f":"IF(CostData!$C$6=\"Proposed - Option 1\",Apdx_1_ProposedGoals!AI44,Apdx_1_AltGoals!AI44)","v":5.4466253944154872E-2},{"$f":"IF(CostData!$C$6=\"Proposed - Option 1\",Apdx_1_ProposedGoals!AJ44,Apdx_1_AltGoals!AJ44)","v":6.4704449928647031E-2},{"$f":"IF(CostData!$C$6=\"Proposed - Option 1\",Apdx_1_ProposedGoals!AK44,Apdx_1_AltGoals!AK44)","v":7.398371366214973E-2},{"$f":"IF(CostData!$C$6=\"Proposed - Option 1\",Apdx_1_ProposedGoals!AL44,Apdx_1_AltGoals!AL44)","v":8.2344209944421001E-2},{"$f":"IF(CostData!$C$6=\"Proposed - Option 1\",Apdx_1_ProposedGoals!AM44,Apdx_1_AltGoals!AM44)","v":8.9824160520004429E-2},{"$f":"IF(CostData!$C$6=\"Proposed - Option 1\",Apdx_1_ProposedGoals!AN44,Apdx_1_AltGoals!AN44)","v":9.6459935015243956E-2},{"$f":"IF(CostData!$C$6=\"Proposed - Option 1\",Apdx_1_ProposedGoals!AO44,Apdx_1_AltGoals!AO44)","v":0.10228613758821378},{"$f":"IF(CostData!$C$6=\"Proposed - Option 1\",Apdx_1_ProposedGoals!AP44,Apdx_1_AltGoals!AP44)","v":1.1508102920268912},{"$f":"IF(CostData!$C$6=\"Proposed - Option 1\",Apdx_1_ProposedGoals!AQ44,Apdx_1_AltGoals!AQ44)","v":83622302.570299998},{"$f":"IF(CostData!$C$6=\"Proposed - Option 1\",Apdx_1_ProposedGoals!AR44,Apdx_1_AltGoals!AR44)","v":920.89927357451495},{"$f":"IF(CostData!$C$6=\"Proposed - Option 1\",Apdx_1_ProposedGoals!AS44,Apdx_1_AltGoals!AS44)","v":903.5483274158679},{"$f":"IF(CostData!$C$6=\"Proposed - Option 1\",Apdx_1_ProposedGoals!AT44,Apdx_1_AltGoals!AT44)","v":884.77109540654567},{"$f":"IF(CostData!$C$6=\"Proposed - Option 1\",Apdx_1_ProposedGoals!AU44,Apdx_1_AltGoals!AU44)","v":865.18497680374105},{"$f":"IF(CostData!$C$6=\"Proposed - Option 1\",Apdx_1_ProposedGoals!AV44,Apdx_1_AltGoals!AV44)","v":846.46284278786743},{"$f":"IF(CostData!$C$6=\"Proposed - Option 1\",Apdx_1_ProposedGoals!AW44,Apdx_1_AltGoals!AW44)","v":828.38373759553451},{"$f":"IF(CostData!$C$6=\"Proposed - Option 1\",Apdx_1_ProposedGoals!AX44,Apdx_1_AltGoals!AX44)","v":810.74460088007118},{"$f":"IF(CostData!$C$6=\"Proposed - Option 1\",Apdx_1_ProposedGoals!AY44,Apdx_1_AltGoals!AY44)","v":793.35727510784375},{"$f":"IF(CostData!$C$6=\"Proposed - Option 1\",Apdx_1_ProposedGoals!AZ44,Apdx_1_AltGoals!AZ44)","v":776.55953723301047},{"$f":"IF(CostData!$C$6=\"Proposed - Option 1\",Apdx_1_ProposedGoals!BA44,Apdx_1_AltGoals!BA44)","v":771.74969795971606},{"$f":"IF(CostData!$C$6=\"Proposed - Option 1\",Apdx_1_ProposedGoals!BB44,Apdx_1_AltGoals!BB44)","v":840.16613647647137},{"$f":"IF(CostData!$C$6=\"Proposed - Option 1\",Apdx_1_ProposedGoals!BC44,Apdx_1_AltGoals!BC44)","v":771.74969795971606}]
[null,"South Dakota",{"$f":"IF(CostData!$C$6=\"Proposed - Option 1\",Apdx_1_ProposedGoals!C45,Apdx_1_AltGoals!C45)","v":2266.0022379000002},{"$f":"IF(CostData!$C$6=\"Proposed - Option 1\",Apdx_1_ProposedGoals!D45,Apdx_1_AltGoals!D45)","v":1131.2330233},{"$f":"IF(CostData!$C$6=\"Proposed - Option 1\",Apdx_1_ProposedGoals!E45,Apdx_1_AltGoals!E45)","v":0},{"$f":"IF(CostData!$C$6=\"Proposed - Option 1\",Apdx_1_ProposedGoals!F45,Apdx_1_AltGoals!F45)","v":0},{"$f":"IF(CostData!$C$6=\"Proposed - Option 1\",Apdx_1_ProposedGoals!G45,Apdx_1_AltGoals!G45)","v":2923161},{"$f":"IF(CostData!$C$6=\"Proposed - Option 1\",Apdx_1_ProposedGoals!H45,Apdx_1_AltGoals!H45)","v":27096},{"$f":"IF(CostData!$C$6=\"Proposed - Option 1\",Apdx_1_ProposedGoals!I45,Apdx_1_AltGoals!I45)","v":0},{"$f":"IF(CostData!$C$6=\"Proposed - Option 1\",Apdx_1_ProposedGoals!J45,Apdx_1_AltGoals!J45)","v":0},{"$f":"IF(CostData!$C$6=\"Proposed - Option 1\",Apdx_1_ProposedGoals!K45,Apdx_1_AltGoals!K45)","v":324},{"$f":"IF(CostData!$C$6=\"Proposed - Option 1\",Apdx_1_ProposedGoals!L45,Apdx_1_AltGoals!L45)","v":0},{"$f":"IF(CostData!$C$6=\"Proposed - Option 1\",Apdx_1_ProposedGoals!M45,Apdx_1_AltGoals!M45)","v":2130.042103626},{"$f":"IF(CostData!$C$6=\"Proposed - Option 1\",Apdx_1_ProposedGoals!N45,Apdx_1_AltGoals!N45)","v":958045.8},{"$f":"IF(CostData!$C$6=\"Proposed - Option 1\",Apdx_1_ProposedGoals!O45,Apdx_1_AltGoals!O45)","v":0},{"$f":"IF(CostData!$C$6=\"Proposed - Option 1\",Apdx_1_ProposedGoals!P45,Apdx_1_AltGoals!P45)","v":1992211.2},{"$f":"IF(CostData!$C$6=\"Proposed - Option 1\",Apdx_1_ProposedGoals!Q45,Apdx_1_AltGoals!Q45)","v":0},{"$f":"IF(CostData!$C$6=\"Proposed - Option 1\",Apdx_1_ProposedGoals!R45,Apdx_1_AltGoals!R45)","v":0},{"$f":"IF(CostData!$C$6=\"Proposed - Option 1\",Apdx_1_ProposedGoals!S45,Apdx_1_AltGoals!S45)","v":9.5206773257775074E-3},{"$f":"IF(CostData!$C$6=\"Proposed - Option 1\",Apdx_1_ProposedGoals!T45,Apdx_1_AltGoals!T45)","v":0.7},{"$f":"IF(CostData!$C$6=\"Proposed - Option 1\",Apdx_1_ProposedGoals!U45,Apdx_1_AltGoals!U45)","v":0},{"$f":"IF(CostData!$C$6=\"Proposed - Option 1\",Apdx_1_ProposedGoals!V45,Apdx_1_AltGoals!V45)","v":1818849.89484},{"$f":"IF(CostData!$C$6=\"Proposed - Option 1\",Apdx_1_ProposedGoals!W45,Apdx_1_AltGoals!W45)","v":1818849.89484},{"$f":"IF(CostData!$C$6=\"Proposed - Option 1\",Apdx_1_ProposedGoals!X45,Apdx_1_AltGoals!X45)","v":1818849.89484},{"$f":"IF(CostData!$C$6=\"Proposed - Option 1\",Apdx_1_ProposedGoals!Y45,Apdx_1_AltGoals!Y45)","v":1818849.89484},{"$f":"IF(CostData!$C$6=\"Proposed - Option 1\",Apdx_1_ProposedGoals!Z45,Apdx_1_AltGoals!Z45)","v":1818849.89484},{"$f":"IF(CostData!$C$6=\"Proposed - Option 1\",Apdx_1_ProposedGoals!AA45,Apdx_1_AltGoals!AA45)","v":1818849.89484},{"$f":"IF(CostData!$C$6=\"Proposed - Option 1\",Apdx_1_ProposedGoals!AB45,Apdx_1_AltGoals!AB45)","v":1818849.89484},{"$f":"IF(CostData!$C$6=\"Proposed - Option 1\",Apdx_1_ProposedGoals!AC45,Apdx_1_AltGoals!AC45)","v":1818849.89484},{"$f":"IF(CostData!$C$6=\"Proposed - Option 1\",Apdx_1_ProposedGoals!AD45,Apdx_1_AltGoals!AD45)","v":1818849.89484},{"$f":"IF(CostData!$C$6=\"Proposed - Option 1\",Apdx_1_ProposedGoals!AE45,Apdx_1_AltGoals!AE45)","v":1818849.89484},{"$f":"IF(CostData!$C$6=\"Proposed - Option 1\",Apdx_1_ProposedGoals!AF45,Apdx_1_AltGoals!AF45)","v":1.6003474697297845E-2},{"$f":"IF(CostData!$C$6=\"Proposed - Option 1\",Apdx_1_ProposedGoals!AG45,Apdx_1_AltGoals!AG45)","v":2.4110092585231172E-2},{"$f":"IF(CostData!$C$6=\"Proposed - Option 1\",Apdx_1_ProposedGoals!AH45,Apdx_1_AltGoals!AH45)","v":3.3569275788236125E-2},{"$f":"IF(CostData!$C$6=\"Proposed - Option 1\",Apdx_1_ProposedGoals!AI45,Apdx_1_AltGoals!AI45)","v":4.4228452949196959E-2},{"$f":"IF(CostData!$C$6=\"Proposed - Option 1\",Apdx_1_ProposedGoals!AJ45,Apdx_1_AltGoals!AJ45)","v":5.5676055361100783E-2},{"$f":"IF(CostData!$C$6=\"Proposed - Option 1\",Apdx_1_ProposedGoals!AK45,Apdx_1_AltGoals!AK45)","v":6.6158554687825125E-2},{"$f":"IF(CostData!$C$6=\"Proposed - Option 1\",Apdx_1_ProposedGoals!AL45,Apdx_1_AltGoals!AL45)","v":7.5708448625496708E-2},{"$f":"IF(CostData!$C$6=\"Proposed - Option 1\",Apdx_1_ProposedGoals!AM45,Apdx_1_AltGoals!AM45)","v":8.4356751428672674E-2},{"$f":"IF(CostData!$C$6=\"Proposed - Option 1\",Apdx_1_ProposedGoals!AN45,Apdx_1_AltGoals!AN45)","v":9.2133053866746958E-2},{"$f":"IF(CostData!$C$6=\"Proposed - Option 1\",Apdx_1_ProposedGoals!AO45,Apdx_1_AltGoals!AO45)","v":9.9065580642971718E-2},{"$f":"IF(CostData!$C$6=\"Proposed - Option 1\",Apdx_1_ProposedGoals!AP45,Apdx_1_AltGoals!AP45)","v":0.82317432466696505},{"$f":"IF(CostData!$C$6=\"Proposed - Option 1\",Apdx_1_ProposedGoals!AQ45,Apdx_1_AltGoals!AQ45)","v":12615449.171},{"$f":"IF(CostData!$C$6=\"Proposed - Option 1\",Apdx_1_ProposedGoals!AR45,Apdx_1_AltGoals!AR45)","v":870.12631087357158},{"$f":"IF(CostData!$C$6=\"Proposed - Option 1\",Apdx_1_ProposedGoals!AS45,Apdx_1_AltGoals!AS45)","v":855.5328760244048},{"$f":"IF(CostData!$C$6=\"Proposed - Option 1\",Apdx_1_ProposedGoals!AT45,Apdx_1_AltGoals!AT45)","v":839.11152655494868},{"$f":"IF(CostData!$C$6=\"Proposed - Option 1\",Apdx_1_ProposedGoals!AU45,Apdx_1_AltGoals!AU45)","v":821.34639053348701},{"$f":"IF(CostData!$C$6=\"Proposed - Option 1\",Apdx_1_ProposedGoals!AV45,Apdx_1_AltGoals!AV45)","v":803.08634119088958},{"$f":"IF(CostData!$C$6=\"Proposed - Option 1\",Apdx_1_ProposedGoals!AW45,Apdx_1_AltGoals!AW45)","v":787.06363943214933},{"$f":"IF(CostData!$C$6=\"Proposed - Option 1\",Apdx_1_ProposedGoals!AX45,Apdx_1_AltGoals!AX45)","v":773.01306599339989},{"$f":"IF(CostData!$C$6=\"Proposed - Option 1\",Apdx_1_ProposedGoals!AY45,Apdx_1_AltGoals!AY45)","v":760.71495264380758},{"$f":"IF(CostData!$C$6=\"Proposed - Option 1\",Apdx_1_ProposedGoals!AZ45,Apdx_1_AltGoals!AZ45)","v":749.98624987147639},{"$f":"IF(CostData!$C$6=\"Proposed - Option 1\",Apdx_1_ProposedGoals!BA45,Apdx_1_AltGoals!BA45)","v":740.6736579425733},{"$f":"IF(CostData!$C$6=\"Proposed - Option 1\",Apdx_1_ProposedGoals!BB45,Apdx_1_AltGoals!BB45)","v":800.06550110607088},{"$f":"IF(CostData!$C$6=\"Proposed - Option 1\",Apdx_1_ProposedGoals!BC45,Apdx_1_AltGoals!BC45)","v":740.6736579425733}]
[null,"Tennessee",{"$f":"IF(CostData!$C$6=\"Proposed - Option 1\",Apdx_1_ProposedGoals!C46,Apdx_1_AltGoals!C46)","v":2244.4869758},{"$f":"IF(CostData!$C$6=\"Proposed - Option 1\",Apdx_1_ProposedGoals!D46,Apdx_1_AltGoals!D46)","v":812.86077809999995},{"$f":"IF(CostData!$C$6=\"Proposed - Option 1\",Apdx_1_ProposedGoals!E46,Apdx_1_AltGoals!E46)","v":0},{"$f":"IF(CostData!$C$6=\"Proposed - Option 1\",Apdx_1_ProposedGoals!F46,Apdx_1_AltGoals!F46)","v":0},{"$f":"IF(CostData!$C$6=\"Proposed - Option 1\",Apdx_1_ProposedGoals!G46,Apdx_1_AltGoals!G46)","v":34373696},{"$f":"IF(CostData!$C$6=\"Proposed - Option 1\",Apdx_1_ProposedGoals!H46,Apdx_1_AltGoals!H46)","v":6548896.9570000004},{"$f":"IF(CostData!$C$6=\"Proposed - Option 1\",Apdx_1_ProposedGoals!I46,Apdx_1_AltGoals!I46)","v":0},{"$f":"IF(CostData!$C$6=\"Proposed - Option 1\",Apdx_1_ProposedGoals!J46,Apdx_1_AltGoals!J46)","v":0},{"$f":"IF(CostData!$C$6=\"Proposed - Option 1\",Apdx_1_ProposedGoals!K46,Apdx_1_AltGoals!K46)","v":1601.3},{"$f":"IF(CostData!$C$6=\"Proposed - Option 1\",Apdx_1_ProposedGoals!L46,Apdx_1_AltGoals!L46)","v":0},{"$f":"IF(CostData!$C$6=\"Proposed - Option 1\",Apdx_1_ProposedGoals!M46,Apdx_1_AltGoals!M46)","v":2109.8177572519999},{"$f":"IF(CostData!$C$6=\"Proposed - Option 1\",Apdx_1_ProposedGoals!N46,Apdx_1_AltGoals!N46)","v":31076519.517000001},{"$f":"IF(CostData!$C$6=\"Proposed - Option 1\",Apdx_1_ProposedGoals!O46,Apdx_1_AltGoals!O46)","v":0},{"$f":"IF(CostData!$C$6=\"Proposed - Option 1\",Apdx_1_ProposedGoals!P46,Apdx_1_AltGoals!P46)","v":9846073.4399999995},{"$f":"IF(CostData!$C$6=\"Proposed - Option 1\",Apdx_1_ProposedGoals!Q46,Apdx_1_AltGoals!Q46)","v":0},{"$f":"IF(CostData!$C$6=\"Proposed - Option 1\",Apdx_1_ProposedGoals!R46,Apdx_1_AltGoals!R46)","v":0},{"$f":"IF(CostData!$C$6=\"Proposed - Option 1\",Apdx_1_ProposedGoals!S46,Apdx_1_AltGoals!S46)","v":0.46558944515652534},{"$f":"IF(CostData!$C$6=\"Proposed - Option 1\",Apdx_1_ProposedGoals!T46,Apdx_1_AltGoals!T46)","v":0.7},{"$f":"IF(CostData!$C$6=\"Proposed - Option 1\",Apdx_1_ProposedGoals!U46,Apdx_1_AltGoals!U46)","v":10416619.073491586},{"$f":"IF(CostData!$C$6=\"Proposed - Option 1\",Apdx_1_ProposedGoals!V46,Apdx_1_AltGoals!V46)","v":1384845.6235017879},{"$f":"IF(CostData!$C$6=\"Proposed - Option 1\",Apdx_1_ProposedGoals!W46,Apdx_1_AltGoals!W46)","v":1570871.6005484168},{"$f":"IF(CostData!$C$6=\"Proposed - Option 1\",Apdx_1_ProposedGoals!X46,Apdx_1_AltGoals!X46)","v":1781886.4020162455},{"$f":"IF(CostData!$C$6=\"Proposed - Option 1\",Apdx_1_ProposedGoals!Y46,Apdx_1_AltGoals!Y46)","v":2021246.770634796},{"$f":"IF(CostData!$C$6=\"Proposed - Option 1\",Apdx_1_ProposedGoals!Z46,Apdx_1_AltGoals!Z46)","v":2292760.3595710834},{"$f":"IF(CostData!$C$6=\"Proposed - Option 1\",Apdx_1_ProposedGoals!AA46,Apdx_1_AltGoals!AA46)","v":2600746.3031194261},{"$f":"IF(CostData!$C$6=\"Proposed - Option 1\",Apdx_1_ProposedGoals!AB46,Apdx_1_AltGoals!AB46)","v":2950103.923837339},{"$f":"IF(CostData!$C$6=\"Proposed - Option 1\",Apdx_1_ProposedGoals!AC46,Apdx_1_AltGoals!AC46)","v":3346390.6690943465},{"$f":"IF(CostData!$C$6=\"Proposed - Option 1\",Apdx_1_ProposedGoals!AD46,Apdx_1_AltGoals!AD46)","v":3795910.5168185099},{"$f":"IF(CostData!$C$6=\"Proposed - Option 1\",Apdx_1_ProposedGoals!AE46,Apdx_1_AltGoals!AE46)","v":4305814.2567654671},{"$f":"IF(CostData!$C$6=\"Proposed - Option 1\",Apdx_1_ProposedGoals!AF46,Apdx_1_AltGoals!AF46)","v":2.2118709592617098E-2},{"$f":"IF(CostData!$C$6=\"Proposed - Option 1\",Apdx_1_ProposedGoals!AG46,Apdx_1_AltGoals!AG46)","v":3.1384971539776818E-2},{"$f":"IF(CostData!$C$6=\"Proposed - Option 1\",Apdx_1_ProposedGoals!AH46,Apdx_1_AltGoals!AH46)","v":4.1842743208428478E-2},{"$f":"IF(CostData!$C$6=\"Proposed - Option 1\",Apdx_1_ProposedGoals!AI46,Apdx_1_AltGoals!AI46)","v":5.3317221509695985E-2},{"$f":"IF(CostData!$C$6=\"Proposed - Option 1\",Apdx_1_ProposedGoals!AJ46,Apdx_1_AltGoals!AJ46)","v":6.3798626486043397E-2},{"$f":"IF(CostData!$C$6=\"Proposed - Option 1\",Apdx_1_ProposedGoals!AK46,Apdx_1_AltGoals!AK46)","v":7.3325602731252715E-2},{"$f":"IF(CostData!$C$6=\"Proposed - Option 1\",Apdx_1_ProposedGoals!AL46,Apdx_1_AltGoals!AL46)","v":8.1934979654626747E-2},{"$f":"IF(CostData!$C$6=\"Proposed - Option 1\",Apdx_1_ProposedGoals!AM46,Apdx_1_AltGoals!AM46)","v":8.9661852184241234E-2},{"$f":"IF(CostData!$C$6=\"Proposed - Option 1\",Apdx_1_ProposedGoals!AN46,Apdx_1_AltGoals!AN46)","v":9.6539657826840167E-2},{"$f":"IF(CostData!$C$6=\"Proposed - Option 1\",Apdx_1_ProposedGoals!AO46,Apdx_1_AltGoals!AO46)","v":0.10260025024814533},{"$f":"IF(CostData!$C$6=\"Proposed - Option 1\",Apdx_1_ProposedGoals!AP46,Apdx_1_AltGoals!AP46)","v":0.71806389617157262},{"$f":"IF(CostData!$C$6=\"Proposed - Option 1\",Apdx_1_ProposedGoals!AQ46,Apdx_1_AltGoals!AQ46)","v":103619720.54719999},{"$f":"IF(CostData!$C$6=\"Proposed - Option 1\",Apdx_1_ProposedGoals!AR46,Apdx_1_AltGoals!AR46)","v":1353.1273231658745},{"$f":"IF(CostData!$C$6=\"Proposed - Option 1\",Apdx_1_ProposedGoals!AS46,Apdx_1_AltGoals!AS46)","v":1331.6839398630125},{"$f":"IF(CostData!$C$6=\"Proposed - Option 1\",Apdx_1_ProposedGoals!AT46,Apdx_1_AltGoals!AT46)","v":1308.2603839845351},{"$f":"IF(CostData!$C$6=\"Proposed - Option 1\",Apdx_1_ProposedGoals!AU46,Apdx_1_AltGoals!AU46)","v":1283.3143901727312},{"$f":"IF(CostData!$C$6=\"Proposed - Option 1\",Apdx_1_ProposedGoals!AV46,Apdx_1_AltGoals!AV46)","v":1260.2022544121412},{"$f":"IF(CostData!$C$6=\"Proposed - Option 1\",Apdx_1_ProposedGoals!AW46,Apdx_1_AltGoals!AW46)","v":1238.6278002932859},{"$f":"IF(CostData!$C$6=\"Proposed - Option 1\",Apdx_1_ProposedGoals!AX46,Apdx_1_AltGoals!AX46)","v":1218.3221554820093},{"$f":"IF(CostData!$C$6=\"Proposed - Option 1\",Apdx_1_ProposedGoals!AY46,Apdx_1_AltGoals!AY46)","v":1199.0375306693174},{"$f":"IF(CostData!$C$6=\"Proposed - Option 1\",Apdx_1_ProposedGoals!AZ46,Apdx_1_AltGoals!AZ46)","v":1180.5422122451953},{"$f":"IF(CostData!$C$6=\"Proposed - Option 1\",Apdx_1_ProposedGoals!BA46,Apdx_1_AltGoals!BA46)","v":1162.6165528197819},{"$f":"IF(CostData!$C$6=\"Proposed - Option 1\",Apdx_1_ProposedGoals!BB46,Apdx_1_AltGoals!BB46)","v":1253.5734543107883},{"$f":"IF(CostData!$C$6=\"Proposed - Option 1\",Apdx_1_ProposedGoals!BC46,Apdx_1_AltGoals!BC46)","v":1162.6165528197819}]
[null,"Texas",{"$f":"IF(CostData!$C$6=\"Proposed - Option 1\",Apdx_1_ProposedGoals!C47,Apdx_1_AltGoals!C47)","v":2238.6050648999999},{"$f":"IF(CostData!$C$6=\"Proposed - Option 1\",Apdx_1_ProposedGoals!D47,Apdx_1_AltGoals!D47)","v":837.48263850000001},{"$f":"IF(CostData!$C$6=\"Proposed - Option 1\",Apdx_1_ProposedGoals!E47,Apdx_1_AltGoals!E47)","v":1376.7255286},{"$f":"IF(CostData!$C$6=\"Proposed - Option 1\",Apdx_1_ProposedGoals!F47,Apdx_1_AltGoals!F47)","v":23395881438.071762},{"$f":"IF(CostData!$C$6=\"Proposed - Option 1\",Apdx_1_ProposedGoals!G47,Apdx_1_AltGoals!G47)","v":138705137.94580001},{"$f":"IF(CostData!$C$6=\"Proposed - Option 1\",Apdx_1_ProposedGoals!H47,Apdx_1_AltGoals!H47)","v":148010277.7022},{"$f":"IF(CostData!$C$6=\"Proposed - Option 1\",Apdx_1_ProposedGoals!I47,Apdx_1_AltGoals!I47)","v":20911868},{"$f":"IF(CostData!$C$6=\"Proposed - Option 1\",Apdx_1_ProposedGoals!J47,Apdx_1_AltGoals!J47)","v":35025953.075113818},{"$f":"IF(CostData!$C$6=\"Proposed - Option 1\",Apdx_1_ProposedGoals!K47,Apdx_1_AltGoals!K47)","v":37547.699999999997},{"$f":"IF(CostData!$C$6=\"Proposed - Option 1\",Apdx_1_ProposedGoals!L47,Apdx_1_AltGoals!L47)","v":0},{"$f":"IF(CostData!$C$6=\"Proposed - Option 1\",Apdx_1_ProposedGoals!M47,Apdx_1_AltGoals!M47)","v":2104.2887610059997},{"$f":"IF(CostData!$C$6=\"Proposed - Option 1\",Apdx_1_ProposedGoals!N47,Apdx_1_AltGoals!N47)","v":66698232.66889292},{"$f":"IF(CostData!$C$6=\"Proposed - Option 1\",Apdx_1_ProposedGoals!O47,Apdx_1_AltGoals!O47)","v":10055753.219107125},{"$f":"IF(CostData!$C$6=\"Proposed - Option 1\",Apdx_1_ProposedGoals!P47,Apdx_1_AltGoals!P47)","v":230873297.75999996},{"$f":"IF(CostData!$C$6=\"Proposed - Option 1\",Apdx_1_ProposedGoals!Q47,Apdx_1_AltGoals!Q47)","v":23395881438.071762},{"$f":"IF(CostData!$C$6=\"Proposed - Option 1\",Apdx_1_ProposedGoals!R47,Apdx_1_AltGoals!R47)","v":35025953.075113818},{"$f":"IF(CostData!$C$6=\"Proposed - Option 1\",Apdx_1_ProposedGoals!S47,Apdx_1_AltGoals!S47)","v":0.44876213662111297},{"$f":"IF(CostData!$C$6=\"Proposed - Option 1\",Apdx_1_ProposedGoals!T47,Apdx_1_AltGoals!T47)","v":0.7},{"$f":"IF(CostData!$C$6=\"Proposed - Option 1\",Apdx_1_ProposedGoals!U47,Apdx_1_AltGoals!U47)","v":2291006.123597574},{"$f":"IF(CostData!$C$6=\"Proposed - Option 1\",Apdx_1_ProposedGoals!V47,Apdx_1_AltGoals!V47)","v":46879905.640585087},{"$f":"IF(CostData!$C$6=\"Proposed - Option 1\",Apdx_1_ProposedGoals!W47,Apdx_1_AltGoals!W47)","v":50793761.70586583},{"$f":"IF(CostData!$C$6=\"Proposed - Option 1\",Apdx_1_ProposedGoals!X47,Apdx_1_AltGoals!X47)","v":55034373.320041567},{"$f":"IF(CostData!$C$6=\"Proposed - Option 1\",Apdx_1_ProposedGoals!Y47,Apdx_1_AltGoals!Y47)","v":59629020.277502485},{"$f":"IF(CostData!$C$6=\"Proposed - Option 1\",Apdx_1_ProposedGoals!Z47,Apdx_1_AltGoals!Z47)","v":64607259.876982592},{"$f":"IF(CostData!$C$6=\"Proposed - Option 1\",Apdx_1_ProposedGoals!AA47,Apdx_1_AltGoals!AA47)","v":70001117.063243374},{"$f":"IF(CostData!$C$6=\"Proposed - Option 1\",Apdx_1_ProposedGoals!AB47,Apdx_1_AltGoals!AB47)","v":75845290.443089426},{"$f":"IF(CostData!$C$6=\"Proposed - Option 1\",Apdx_1_ProposedGoals!AC47,Apdx_1_AltGoals!AC47)","v":82177375.501014039},{"$f":"IF(CostData!$C$6=\"Proposed - Option 1\",Apdx_1_ProposedGoals!AD47,Apdx_1_AltGoals!AD47)","v":85962501.958000004},{"$f":"IF(CostData!$C$6=\"Proposed - Option 1\",Apdx_1_ProposedGoals!AE47,Apdx_1_AltGoals!AE47)","v":85962501.958000004},{"$f":"IF(CostData!$C$6=\"Proposed - Option 1\",Apdx_1_ProposedGoals!AF47,Apdx_1_AltGoals!AF47)","v":1.7819564615706177E-2},{"$f":"IF(CostData!$C$6=\"Proposed - Option 1\",Apdx_1_ProposedGoals!AG47,Apdx_1_AltGoals!AG47)","v":2.6232718655108574E-2},{"$f":"IF(CostData!$C$6=\"Proposed - Option 1\",Apdx_1_ProposedGoals!AH47,Apdx_1_AltGoals!AH47)","v":3.5930729210992454E-2},{"$f":"IF(CostData!$C$6=\"Proposed - Option 1\",Apdx_1_ProposedGoals!AI47,Apdx_1_AltGoals!AI47)","v":4.675920898737785E-2},{"$f":"IF(CostData!$C$6=\"Proposed - Option 1\",Apdx_1_ProposedGoals!AJ47,Apdx_1_AltGoals!AJ47)","v":5.779823045222629E-2},{"$f":"IF(CostData!$C$6=\"Proposed - Option 1\",Apdx_1_ProposedGoals!AK47,Apdx_1_AltGoals!AK47)","v":6.7860476133727837E-2},{"$f":"IF(CostData!$C$6=\"Proposed - Option 1\",Apdx_1_ProposedGoals!AL47,Apdx_1_AltGoals!AL47)","v":7.6983942350949144E-2},{"$f":"IF(CostData!$C$6=\"Proposed - Option 1\",Apdx_1_ProposedGoals!AM47,Apdx_1_AltGoals!AM47)","v":8.5204837053023702E-2},{"$f":"IF(CostData!$C$6=\"Proposed - Option 1\",Apdx_1_ProposedGoals!AN47,Apdx_1_AltGoals!AN47)","v":9.2557659469418907E-2},{"$f":"IF(CostData!$C$6=\"Proposed - Option 1\",Apdx_1_ProposedGoals!AO47,Apdx_1_AltGoals!AO47)","v":9.9075276158266765E-2},{"$f":"IF(CostData!$C$6=\"Proposed - Option 1\",Apdx_1_ProposedGoals!AP47,Apdx_1_AltGoals!AP47)","v":0.98116863932860832},{"$f":"IF(CostData!$C$6=\"Proposed - Option 1\",Apdx_1_ProposedGoals!AQ47,Apdx_1_AltGoals!AQ47)","v":392523451.23809999},{"$f":"IF(CostData!$C$6=\"Proposed - Option 1\",Apdx_1_ProposedGoals!AR47,Apdx_1_AltGoals!AR47)","v":930.41555850281895},{"$f":"IF(CostData!$C$6=\"Proposed - Option 1\",Apdx_1_ProposedGoals!AS47,Apdx_1_AltGoals!AS47)","v":914.0145088364693},{"$f":"IF(CostData!$C$6=\"Proposed - Option 1\",Apdx_1_ProposedGoals!AT47,Apdx_1_AltGoals!AT47)","v":896.39841111023611},{"$f":"IF(CostData!$C$6=\"Proposed - Option 1\",Apdx_1_ProposedGoals!AU47,Apdx_1_AltGoals!AU47)","v":877.80563808121804},{"$f":"IF(CostData!$C$6=\"Proposed - Option 1\",Apdx_1_ProposedGoals!AV47,Apdx_1_AltGoals!AV47)","v":859.04305623154403},{"$f":"IF(CostData!$C$6=\"Proposed - Option 1\",Apdx_1_ProposedGoals!AW47,Apdx_1_AltGoals!AW47)","v":840.99058078808559},{"$f":"IF(CostData!$C$6=\"Proposed - Option 1\",Apdx_1_ProposedGoals!AX47,Apdx_1_AltGoals!AX47)","v":823.51890847283926},{"$f":"IF(CostData!$C$6=\"Proposed - Option 1\",Apdx_1_ProposedGoals!AY47,Apdx_1_AltGoals!AY47)","v":806.51231317596626},{"$f":"IF(CostData!$C$6=\"Proposed - Option 1\",Apdx_1_ProposedGoals!AZ47,Apdx_1_AltGoals!AZ47)","v":795.07389256981094},{"$f":"IF(CostData!$C$6=\"Proposed - Option 1\",Apdx_1_ProposedGoals!BA47,Apdx_1_AltGoals!BA47)","v":790.81914614755067},{"$f":"IF(CostData!$C$6=\"Proposed - Option 1\",Apdx_1_ProposedGoals!BB47,Apdx_1_AltGoals!BB47)","v":853.45920139165389},{"$f":"IF(CostData!$C$6=\"Proposed - Option 1\",Apdx_1_ProposedGoals!BC47,Apdx_1_AltGoals!BC47)","v":790.81914614755067}]
[null,"Utah",{"$f":"IF(CostData!$C$6=\"Proposed - Option 1\",Apdx_1_ProposedGoals!C48,Apdx_1_AltGoals!C48)","v":2070.8755593999999},{"$f":"IF(CostData!$C$6=\"Proposed - Option 1\",Apdx_1_ProposedGoals!D48,Apdx_1_AltGoals!D48)","v":884.48694069999999},{"$f":"IF(CostData!$C$6=\"Proposed - Option 1\",Apdx_1_ProposedGoals!E48,Apdx_1_AltGoals!E48)","v":1866.9743576999999},{"$f":"IF(CostData!$C$6=\"Proposed - Option 1\",Apdx_1_ProposedGoals!F48,Apdx_1_AltGoals!F48)","v":0},{"$f":"IF(CostData!$C$6=\"Proposed - Option 1\",Apdx_1_ProposedGoals!G48,Apdx_1_AltGoals!G48)","v":27332140},{"$f":"IF(CostData!$C$6=\"Proposed - Option 1\",Apdx_1_ProposedGoals!H48,Apdx_1_AltGoals!H48)","v":5447362},{"$f":"IF(CostData!$C$6=\"Proposed - Option 1\",Apdx_1_ProposedGoals!I48,Apdx_1_AltGoals!I48)","v":120348},{"$f":"IF(CostData!$C$6=\"Proposed - Option 1\",Apdx_1_ProposedGoals!J48,Apdx_1_AltGoals!J48)","v":0},{"$f":"IF(CostData!$C$6=\"Proposed - Option 1\",Apdx_1_ProposedGoals!K48,Apdx_1_AltGoals!K48)","v":1953.4},{"$f":"IF(CostData!$C$6=\"Proposed - Option 1\",Apdx_1_ProposedGoals!L48,Apdx_1_AltGoals!L48)","v":0},{"$f":"IF(CostData!$C$6=\"Proposed - Option 1\",Apdx_1_ProposedGoals!M48,Apdx_1_AltGoals!M48)","v":1946.6230258359999},{"$f":"IF(CostData!$C$6=\"Proposed - Option 1\",Apdx_1_ProposedGoals!N48,Apdx_1_AltGoals!N48)","v":20797210.471572965},{"$f":"IF(CostData!$C$6=\"Proposed - Option 1\",Apdx_1_ProposedGoals!O48,Apdx_1_AltGoals!O48)","v":91573.608427033643},{"$f":"IF(CostData!$C$6=\"Proposed - Option 1\",Apdx_1_ProposedGoals!P48,Apdx_1_AltGoals!P48)","v":12011065.92},{"$f":"IF(CostData!$C$6=\"Proposed - Option 1\",Apdx_1_ProposedGoals!Q48,Apdx_1_AltGoals!Q48)","v":0},{"$f":"IF(CostData!$C$6=\"Proposed - Option 1\",Apdx_1_ProposedGoals!R48,Apdx_1_AltGoals!R48)","v":0},{"$f":"IF(CostData!$C$6=\"Proposed - Option 1\",Apdx_1_ProposedGoals!S48,Apdx_1_AltGoals!S48)","v":0.31747002517491801},{"$f":"IF(CostData!$C$6=\"Proposed - Option 1\",Apdx_1_ProposedGoals!T48,Apdx_1_AltGoals!T48)","v":0.7},{"$f":"IF(CostData!$C$6=\"Proposed - Option 1\",Apdx_1_ProposedGoals!U48,Apdx_1_AltGoals!U48)","v":0},{"$f":"IF(CostData!$C$6=\"Proposed - Option 1\",Apdx_1_ProposedGoals!V48,Apdx_1_AltGoals!V48)","v":1393352.8905496513},{"$f":"IF(CostData!$C$6=\"Proposed - Option 1\",Apdx_1_ProposedGoals!W48,Apdx_1_AltGoals!W48)","v":1478275.8558171683},{"$f":"IF(CostData!$C$6=\"Proposed - Option 1\",Apdx_1_ProposedGoals!X48,Apdx_1_AltGoals!X48)","v":1568374.7604168833},{"$f":"IF(CostData!$C$6=\"Proposed - Option 1\",Apdx_1_ProposedGoals!Y48,Apdx_1_AltGoals!Y48)","v":1663965.0708175683},{"$f":"IF(CostData!$C$6=\"Proposed - Option 1\",Apdx_1_ProposedGoals!Z48,Apdx_1_AltGoals!Z48)","v":1765381.4807405835},{"$f":"IF(CostData!$C$6=\"Proposed - Option 1\",Apdx_1_ProposedGoals!AA48,Apdx_1_AltGoals!AA48)","v":1872979.0830347941},{"$f":"IF(CostData!$C$6=\"Proposed - Option 1\",Apdx_1_ProposedGoals!AB48,Apdx_1_AltGoals!AB48)","v":1987134.6129756719},{"$f":"IF(CostData!$C$6=\"Proposed - Option 1\",Apdx_1_ProposedGoals!AC48,Apdx_1_AltGoals!AC48)","v":2108247.7673417875},{"$f":"IF(CostData!$C$6=\"Proposed - Option 1\",Apdx_1_ProposedGoals!AD48,Apdx_1_AltGoals!AD48)","v":2236742.6038872222},{"$f":"IF(CostData!$C$6=\"Proposed - Option 1\",Apdx_1_ProposedGoals!AE48,Apdx_1_AltGoals!AE48)","v":2373069.0261099213},{"$f":"IF(CostData!$C$6=\"Proposed - Option 1\",Apdx_1_ProposedGoals!AF48,Apdx_1_AltGoals!AF48)","v":3.6246672129865529E-2},{"$f":"IF(CostData!$C$6=\"Proposed - Option 1\",Apdx_1_ProposedGoals!AG48,Apdx_1_AltGoals!AG48)","v":4.8191435133791996E-2},{"$f":"IF(CostData!$C$6=\"Proposed - Option 1\",Apdx_1_ProposedGoals!AH48,Apdx_1_AltGoals!AH48)","v":5.9116781491747379E-2},{"$f":"IF(CostData!$C$6=\"Proposed - Option 1\",Apdx_1_ProposedGoals!AI48,Apdx_1_AltGoals!AI48)","v":6.9063949874713079E-2},{"$f":"IF(CostData!$C$6=\"Proposed - Option 1\",Apdx_1_ProposedGoals!AJ48,Apdx_1_AltGoals!AJ48)","v":7.8072222274920333E-2},{"$f":"IF(CostData!$C$6=\"Proposed - Option 1\",Apdx_1_ProposedGoals!AK48,Apdx_1_AltGoals!AK48)","v":8.6179013010140498E-2},{"$f":"IF(CostData!$C$6=\"Proposed - Option 1\",Apdx_1_ProposedGoals!AL48,Apdx_1_AltGoals!AL48)","v":9.3419953635914196E-2},{"$f":"IF(CostData!$C$6=\"Proposed - Option 1\",Apdx_1_ProposedGoals!AM48,Apdx_1_AltGoals!AM48)","v":9.9828973953341782E-2},{"$f":"IF(CostData!$C$6=\"Proposed - Option 1\",Apdx_1_ProposedGoals!AN48,Apdx_1_AltGoals!AN48)","v":0.10543837929144889},{"$f":"IF(CostData!$C$6=\"Proposed - Option 1\",Apdx_1_ProposedGoals!AO48,Apdx_1_AltGoals!AO48)","v":0.11027892423492704},{"$f":"IF(CostData!$C$6=\"Proposed - Option 1\",Apdx_1_ProposedGoals!AP48,Apdx_1_AltGoals!AP48)","v":1.2729309156223021},{"$f":"IF(CostData!$C$6=\"Proposed - Option 1\",Apdx_1_ProposedGoals!AQ48,Apdx_1_AltGoals!AQ48)","v":31955592.936799999},{"$f":"IF(CostData!$C$6=\"Proposed - Option 1\",Apdx_1_ProposedGoals!AR48,Apdx_1_AltGoals!AR48)","v":1446.4534480354744},{"$f":"IF(CostData!$C$6=\"Proposed - Option 1\",Apdx_1_ProposedGoals!AS48,Apdx_1_AltGoals!AS48)","v":1427.6620574384879},{"$f":"IF(CostData!$C$6=\"Proposed - Option 1\",Apdx_1_ProposedGoals!AT48,Apdx_1_AltGoals!AT48)","v":1410.414792448842},{"$f":"IF(CostData!$C$6=\"Proposed - Option 1\",Apdx_1_ProposedGoals!AU48,Apdx_1_AltGoals!AU48)","v":1394.5558138747676},{"$f":"IF(CostData!$C$6=\"Proposed - Option 1\",Apdx_1_ProposedGoals!AV48,Apdx_1_AltGoals!AV48)","v":1379.9467420118249},{"$f":"IF(CostData!$C$6=\"Proposed - Option 1\",Apdx_1_ProposedGoals!AW48,Apdx_1_AltGoals!AW48)","v":1366.4639728732429},{"$f":"IF(CostData!$C$6=\"Proposed - Option 1\",Apdx_1_ProposedGoals!AX48,Apdx_1_AltGoals!AX48)","v":1353.9964476850048},{"$f":"IF(CostData!$C$6=\"Proposed - Option 1\",Apdx_1_ProposedGoals!AY48,Apdx_1_AltGoals!AY48)","v":1342.443787511856},{"$f":"IF(CostData!$C$6=\"Proposed - Option 1\",Apdx_1_ProposedGoals!AZ48,Apdx_1_AltGoals!AZ48)","v":1331.7147240242418},{"$f":"IF(CostData!$C$6=\"Proposed - Option 1\",Apdx_1_ProposedGoals!BA48,Apdx_1_AltGoals!BA48)","v":1321.7257720430241},{"$f":"IF(CostData!$C$6=\"Proposed - Option 1\",Apdx_1_ProposedGoals!BB48,Apdx_1_AltGoals!BB48)","v":1377.5377557946767},{"$f":"IF(CostData!$C$6=\"Proposed - Option 1\",Apdx_1_ProposedGoals!BC48,Apdx_1_AltGoals!BC48)","v":1321.7257720430241}]
[null,"Virginia",{"$f":"IF(CostData!$C$6=\"Proposed - Option 1\",Apdx_1_ProposedGoals!C49,Apdx_1_AltGoals!C49)","v":2267.8419319999998},{"$f":"IF(CostData!$C$6=\"Proposed - Option 1\",Apdx_1_ProposedGoals!D49,Apdx_1_AltGoals!D49)","v":903.25933120000002},{"$f":"IF(CostData!$C$6=\"Proposed - Option 1\",Apdx_1_ProposedGoals!E49,Apdx_1_AltGoals!E49)","v":1652.3647022},{"$f":"IF(CostData!$C$6=\"Proposed - Option 1\",Apdx_1_ProposedGoals!F49,Apdx_1_AltGoals!F49)","v":2581898592.1833081},{"$f":"IF(CostData!$C$6=\"Proposed - Option 1\",Apdx_1_ProposedGoals!G49,Apdx_1_AltGoals!G49)","v":13641552},{"$f":"IF(CostData!$C$6=\"Proposed - Option 1\",Apdx_1_ProposedGoals!H49,Apdx_1_AltGoals!H49)","v":23070349.8473},{"$f":"IF(CostData!$C$6=\"Proposed - Option 1\",Apdx_1_ProposedGoals!I49,Apdx_1_AltGoals!I49)","v":343908},{"$f":"IF(CostData!$C$6=\"Proposed - Option 1\",Apdx_1_ProposedGoals!J49,Apdx_1_AltGoals!J49)","v":1140287.9820959999},{"$f":"IF(CostData!$C$6=\"Proposed - Option 1\",Apdx_1_ProposedGoals!K49,Apdx_1_AltGoals!K49)","v":4346.1000000000004},{"$f":"IF(CostData!$C$6=\"Proposed - Option 1\",Apdx_1_ProposedGoals!L49,Apdx_1_AltGoals!L49)","v":1928},{"$f":"IF(CostData!$C$6=\"Proposed - Option 1\",Apdx_1_ProposedGoals!M49,Apdx_1_AltGoals!M49)","v":2131.7714160799997},{"$f":"IF(CostData!$C$6=\"Proposed - Option 1\",Apdx_1_ProposedGoals!N49,Apdx_1_AltGoals!N49)","v":7600564.6399364769},{"$f":"IF(CostData!$C$6=\"Proposed - Option 1\",Apdx_1_ProposedGoals!O49,Apdx_1_AltGoals!O49)","v":191612.72736351946},{"$f":"IF(CostData!$C$6=\"Proposed - Option 1\",Apdx_1_ProposedGoals!P49,Apdx_1_AltGoals!P49)","v":29263632.480000004},{"$f":"IF(CostData!$C$6=\"Proposed - Option 1\",Apdx_1_ProposedGoals!Q49,Apdx_1_AltGoals!Q49)","v":10995356047.345861},{"$f":"IF(CostData!$C$6=\"Proposed - Option 1\",Apdx_1_ProposedGoals!R49,Apdx_1_AltGoals!R49)","v":10454841.582096001},{"$f":"IF(CostData!$C$6=\"Proposed - Option 1\",Apdx_1_ProposedGoals!S49,Apdx_1_AltGoals!S49)","v":0.60431328041410481},{"$f":"IF(CostData!$C$6=\"Proposed - Option 1\",Apdx_1_ProposedGoals!T49,Apdx_1_AltGoals!T49)","v":0.7},{"$f":"IF(CostData!$C$6=\"Proposed - Option 1\",Apdx_1_ProposedGoals!U49,Apdx_1_AltGoals!U49)","v":1645274.9621480964},{"$f":"IF(CostData!$C$6=\"Proposed - Option 1\",Apdx_1_ProposedGoals!V49,Apdx_1_AltGoals!V49)","v":4458735.5631242758},{"$f":"IF(CostData!$C$6=\"Proposed - Option 1\",Apdx_1_ProposedGoals!W49,Apdx_1_AltGoals!W49)","v":5228273.178048416},{"$f":"IF(CostData!$C$6=\"Proposed - Option 1\",Apdx_1_ProposedGoals!X49,Apdx_1_AltGoals!X49)","v":6130626.0569412904},{"$f":"IF(CostData!$C$6=\"Proposed - Option 1\",Apdx_1_ProposedGoals!Y49,Apdx_1_AltGoals!Y49)","v":7188716.918590107},{"$f":"IF(CostData!$C$6=\"Proposed - Option 1\",Apdx_1_ProposedGoals!Z49,Apdx_1_AltGoals!Z49)","v":8429424.7366649546},{"$f":"IF(CostData!$C$6=\"Proposed - Option 1\",Apdx_1_ProposedGoals!AA49,Apdx_1_AltGoals!AA49)","v":9884267.5536922924},{"$f":"IF(CostData!$C$6=\"Proposed - Option 1\",Apdx_1_ProposedGoals!AB49,Apdx_1_AltGoals!AB49)","v":11192008.056032101},{"$f":"IF(CostData!$C$6=\"Proposed - Option 1\",Apdx_1_ProposedGoals!AC49,Apdx_1_AltGoals!AC49)","v":11192008.056032101},{"$f":"IF(CostData!$C$6=\"Proposed - Option 1\",Apdx_1_ProposedGoals!AD49,Apdx_1_AltGoals!AD49)","v":11192008.056032101},{"$f":"IF(CostData!$C$6=\"Proposed - Option 1\",Apdx_1_ProposedGoals!AE49,Apdx_1_AltGoals!AE49)","v":11192008.056032101},{"$f":"IF(CostData!$C$6=\"Proposed - Option 1\",Apdx_1_ProposedGoals!AF49,Apdx_1_AltGoals!AF49)","v":1.2275622849923361E-2},{"$f":"IF(CostData!$C$6=\"Proposed - Option 1\",Apdx_1_ProposedGoals!AG49,Apdx_1_AltGoals!AG49)","v":1.9552461953222907E-2},{"$f":"IF(CostData!$C$6=\"Proposed - Option 1\",Apdx_1_ProposedGoals!AH49,Apdx_1_AltGoals!AH49)","v":2.8216893718314835E-2},{"$f":"IF(CostData!$C$6=\"Proposed - Option 1\",Apdx_1_ProposedGoals!AI49,Apdx_1_AltGoals!AI49)","v":3.8114803171980259E-2},{"$f":"IF(CostData!$C$6=\"Proposed - Option 1\",Apdx_1_ProposedGoals!AJ49,Apdx_1_AltGoals!AJ49)","v":4.9091087361901521E-2},{"$f":"IF(CostData!$C$6=\"Proposed - Option 1\",Apdx_1_ProposedGoals!AK49,Apdx_1_AltGoals!AK49)","v":5.9800812969942711E-2},{"$f":"IF(CostData!$C$6=\"Proposed - Option 1\",Apdx_1_ProposedGoals!AL49,Apdx_1_AltGoals!AL49)","v":6.9531688707605732E-2},{"$f":"IF(CostData!$C$6=\"Proposed - Option 1\",Apdx_1_ProposedGoals!AM49,Apdx_1_AltGoals!AM49)","v":7.8324840961915429E-2},{"$f":"IF(CostData!$C$6=\"Proposed - Option 1\",Apdx_1_ProposedGoals!AN49,Apdx_1_AltGoals!AN49)","v":8.6219408041375317E-2},{"$f":"IF(CostData!$C$6=\"Proposed - Option 1\",Apdx_1_ProposedGoals!AO49,Apdx_1_AltGoals!AO49)","v":9.3252633235325691E-2},{"$f":"IF(CostData!$C$6=\"Proposed - Option 1\",Apdx_1_ProposedGoals!AP49,Apdx_1_AltGoals!AP49)","v":0.58009283195120465},{"$f":"IF(CostData!$C$6=\"Proposed - Option 1\",Apdx_1_ProposedGoals!AQ49,Apdx_1_AltGoals!AQ49)","v":115890388.37349999},{"$f":"IF(CostData!$C$6=\"Proposed - Option 1\",Apdx_1_ProposedGoals!AR49,Apdx_1_AltGoals!AR49)","v":990.95090834378868},{"$f":"IF(CostData!$C$6=\"Proposed - Option 1\",Apdx_1_ProposedGoals!AS49,Apdx_1_AltGoals!AS49)","v":968.55631848267194},{"$f":"IF(CostData!$C$6=\"Proposed - Option 1\",Apdx_1_ProposedGoals!AT49,Apdx_1_AltGoals!AT49)","v":943.40658865065666},{"$f":"IF(CostData!$C$6=\"Proposed - Option 1\",Apdx_1_ProposedGoals!AU49,Apdx_1_AltGoals!AU49)","v":915.80442107085582},{"$f":"IF(CostData!$C$6=\"Proposed - Option 1\",Apdx_1_ProposedGoals!AV49,Apdx_1_AltGoals!AV49)","v":886.04333030749251},{"$f":"IF(CostData!$C$6=\"Proposed - Option 1\",Apdx_1_ProposedGoals!AW49,Apdx_1_AltGoals!AW49)","v":855.48547843138738},{"$f":"IF(CostData!$C$6=\"Proposed - Option 1\",Apdx_1_ProposedGoals!AX49,Apdx_1_AltGoals!AX49)","v":829.67291004783476},{"$f":"IF(CostData!$C$6=\"Proposed - Option 1\",Apdx_1_ProposedGoals!AY49,Apdx_1_AltGoals!AY49)","v":822.19804661317141},{"$f":"IF(CostData!$C$6=\"Proposed - Option 1\",Apdx_1_ProposedGoals!AZ49,Apdx_1_AltGoals!AZ49)","v":815.60087529939335},{"$f":"IF(CostData!$C$6=\"Proposed - Option 1\",Apdx_1_ProposedGoals!BA49,Apdx_1_AltGoals!BA49)","v":809.81203257413097},{"$f":"IF(CostData!$C$6=\"Proposed - Option 1\",Apdx_1_ProposedGoals!BB49,Apdx_1_AltGoals!BB49)","v":883.75309098213836},{"$f":"IF(CostData!$C$6=\"Proposed - Option 1\",Apdx_1_ProposedGoals!BC49,Apdx_1_AltGoals!BC49)","v":809.81203257413097}]
[null,"Washington",{"$f":"IF(CostData!$C$6=\"Proposed - Option 1\",Apdx_1_ProposedGoals!C50,Apdx_1_AltGoals!C50)","v":2431.8756291},{"$f":"IF(CostData!$C$6=\"Proposed - Option 1\",Apdx_1_ProposedGoals!D50,Apdx_1_AltGoals!D50)","v":823.08344480000005},{"$f":"IF(CostData!$C$6=\"Proposed - Option 1\",Apdx_1_ProposedGoals!E50,Apdx_1_AltGoals!E50)","v":0},{"$f":"IF(CostData!$C$6=\"Proposed - Option 1\",Apdx_1_ProposedGoals!F50,Apdx_1_AltGoals!F50)","v":841079242.05249608},{"$f":"IF(CostData!$C$6=\"Proposed - Option 1\",Apdx_1_ProposedGoals!G50,Apdx_1_AltGoals!G50)","v":3735730},{"$f":"IF(CostData!$C$6=\"Proposed - Option 1\",Apdx_1_ProposedGoals!H50,Apdx_1_AltGoals!H50)","v":5665045},{"$f":"IF(CostData!$C$6=\"Proposed - Option 1\",Apdx_1_ProposedGoals!I50,Apdx_1_AltGoals!I50)","v":0},{"$f":"IF(CostData!$C$6=\"Proposed - Option 1\",Apdx_1_ProposedGoals!J50,Apdx_1_AltGoals!J50)","v":1181813.6844964998},{"$f":"IF(CostData!$C$6=\"Proposed - Option 1\",Apdx_1_ProposedGoals!K50,Apdx_1_AltGoals!K50)","v":3485.1},{"$f":"IF(CostData!$C$6=\"Proposed - Option 1\",Apdx_1_ProposedGoals!L50,Apdx_1_AltGoals!L50)","v":0},{"$f":"IF(CostData!$C$6=\"Proposed - Option 1\",Apdx_1_ProposedGoals!M50,Apdx_1_AltGoals!M50)","v":2285.963091354},{"$f":"IF(CostData!$C$6=\"Proposed - Option 1\",Apdx_1_ProposedGoals!N50,Apdx_1_AltGoals!N50)","v":0},{"$f":"IF(CostData!$C$6=\"Proposed - Option 1\",Apdx_1_ProposedGoals!O50,Apdx_1_AltGoals!O50)","v":0},{"$f":"IF(CostData!$C$6=\"Proposed - Option 1\",Apdx_1_ProposedGoals!P50,Apdx_1_AltGoals!P50)","v":9400775},{"$f":"IF(CostData!$C$6=\"Proposed - Option 1\",Apdx_1_ProposedGoals!Q50,Apdx_1_AltGoals!Q50)","v":841079242.05249608},{"$f":"IF(CostData!$C$6=\"Proposed - Option 1\",Apdx_1_ProposedGoals!R50,Apdx_1_AltGoals!R50)","v":1181813.6844964998},{"$f":"IF(CostData!$C$6=\"Proposed - Option 1\",Apdx_1_ProposedGoals!S50,Apdx_1_AltGoals!S50)","v":0.18505285629444404},{"$f":"IF(CostData!$C$6=\"Proposed - Option 1\",Apdx_1_ProposedGoals!T50,Apdx_1_AltGoals!T50)","v":0.30708322089787499},{"$f":"IF(CostData!$C$6=\"Proposed - Option 1\",Apdx_1_ProposedGoals!U50,Apdx_1_AltGoals!U50)","v":506700.34628760855},{"$f":"IF(CostData!$C$6=\"Proposed - Option 1\",Apdx_1_ProposedGoals!V50,Apdx_1_AltGoals!V50)","v":10407601.523484629},{"$f":"IF(CostData!$C$6=\"Proposed - Option 1\",Apdx_1_ProposedGoals!W50,Apdx_1_AltGoals!W50)","v":11041930.693569014},{"$f":"IF(CostData!$C$6=\"Proposed - Option 1\",Apdx_1_ProposedGoals!X50,Apdx_1_AltGoals!X50)","v":11714921.364587309},{"$f":"IF(CostData!$C$6=\"Proposed - Option 1\",Apdx_1_ProposedGoals!Y50,Apdx_1_AltGoals!Y50)","v":12428929.902484756},{"$f":"IF(CostData!$C$6=\"Proposed - Option 1\",Apdx_1_ProposedGoals!Z50,Apdx_1_AltGoals!Z50)","v":13186456.290508926},{"$f":"IF(CostData!$C$6=\"Proposed - Option 1\",Apdx_1_ProposedGoals!AA50,Apdx_1_AltGoals!AA50)","v":13990152.882489128},{"$f":"IF(CostData!$C$6=\"Proposed - Option 1\",Apdx_1_ProposedGoals!AB50,Apdx_1_AltGoals!AB50)","v":14842833.689616315},{"$f":"IF(CostData!$C$6=\"Proposed - Option 1\",Apdx_1_ProposedGoals!AC50,Apdx_1_AltGoals!AC50)","v":15747484.233239599},{"$f":"IF(CostData!$C$6=\"Proposed - Option 1\",Apdx_1_ProposedGoals!AD50,Apdx_1_AltGoals!AD50)","v":16707271.998177329},{"$f":"IF(CostData!$C$6=\"Proposed - Option 1\",Apdx_1_ProposedGoals!AE50,Apdx_1_AltGoals!AE50)","v":17725557.523143277},{"$f":"IF(CostData!$C$6=\"Proposed - Option 1\",Apdx_1_ProposedGoals!AF50,Apdx_1_AltGoals!AF50)","v":4.243741867449162E-2},{"$f":"IF(CostData!$C$6=\"Proposed - Option 1\",Apdx_1_ProposedGoals!AG50,Apdx_1_AltGoals!AG50)","v":5.3879822145822112E-2},{"$f":"IF(CostData!$C$6=\"Proposed - Option 1\",Apdx_1_ProposedGoals!AH50,Apdx_1_AltGoals!AH50)","v":6.4323294808073306E-2},{"$f":"IF(CostData!$C$6=\"Proposed - Option 1\",Apdx_1_ProposedGoals!AI50,Apdx_1_AltGoals!AI50)","v":7.3808105504954855E-2},{"$f":"IF(CostData!$C$6=\"Proposed - Option 1\",Apdx_1_ProposedGoals!AJ50,Apdx_1_AltGoals!AJ50)","v":8.2372610541069161E-2},{"$f":"IF(CostData!$C$6=\"Proposed - Option 1\",Apdx_1_ProposedGoals!AK50,Apdx_1_AltGoals!AK50)","v":9.0053340657129319E-2},{"$f":"IF(CostData!$C$6=\"Proposed - Option 1\",Apdx_1_ProposedGoals!AL50,Apdx_1_AltGoals!AL50)","v":9.6885084006153407E-2},{"$f":"IF(CostData!$C$6=\"Proposed - Option 1\",Apdx_1_ProposedGoals!AM50,Apdx_1_AltGoals!AM50)","v":0.10290096531398807},{"$f":"IF(CostData!$C$6=\"Proposed - Option 1\",Apdx_1_ProposedGoals!AN50,Apdx_1_AltGoals!AN50)","v":0.10813252139910264},{"$f":"IF(CostData!$C$6=\"Proposed - Option 1\",Apdx_1_ProposedGoals!AO50,Apdx_1_AltGoals!AO50)","v":0.11260977321856785},{"$f":"IF(CostData!$C$6=\"Proposed - Option 1\",Apdx_1_ProposedGoals!AP50,Apdx_1_AltGoals!AP50)","v":1.0769131559142726},{"$f":"IF(CostData!$C$6=\"Proposed - Option 1\",Apdx_1_ProposedGoals!AQ50,Apdx_1_AltGoals!AQ50)","v":99270907.719099998},{"$f":"IF(CostData!$C$6=\"Proposed - Option 1\",Apdx_1_ProposedGoals!AR50,Apdx_1_AltGoals!AR50)","v":333.67578410466757},{"$f":"IF(CostData!$C$6=\"Proposed - Option 1\",Apdx_1_ProposedGoals!AS50,Apdx_1_AltGoals!AS50)","v":312.18074715019526},{"$f":"IF(CostData!$C$6=\"Proposed - Option 1\",Apdx_1_ProposedGoals!AT50,Apdx_1_AltGoals!AT50)","v":293.89539744558454},{"$f":"IF(CostData!$C$6=\"Proposed - Option 1\",Apdx_1_ProposedGoals!AU50,Apdx_1_AltGoals!AU50)","v":278.12096877665471},{"$f":"IF(CostData!$C$6=\"Proposed - Option 1\",Apdx_1_ProposedGoals!AV50,Apdx_1_AltGoals!AV50)","v":264.3427404886117},{"$f":"IF(CostData!$C$6=\"Proposed - Option 1\",Apdx_1_ProposedGoals!AW50,Apdx_1_AltGoals!AW50)","v":252.17294920106056},{"$f":"IF(CostData!$C$6=\"Proposed - Option 1\",Apdx_1_ProposedGoals!AX50,Apdx_1_AltGoals!AX50)","v":241.31373313943178},{"$f":"IF(CostData!$C$6=\"Proposed - Option 1\",Apdx_1_ProposedGoals!AY50,Apdx_1_AltGoals!AY50)","v":231.53236763302505},{"$f":"IF(CostData!$C$6=\"Proposed - Option 1\",Apdx_1_ProposedGoals!AZ50,Apdx_1_AltGoals!AZ50)","v":222.64429088186347},{"$f":"IF(CostData!$C$6=\"Proposed - Option 1\",Apdx_1_ProposedGoals!BA50,Apdx_1_AltGoals!BA50)","v":214.50120936623983},{"$f":"IF(CostData!$C$6=\"Proposed - Option 1\",Apdx_1_ProposedGoals!BB50,Apdx_1_AltGoals!BB50)","v":264.43801881873344},{"$f":"IF(CostData!$C$6=\"Proposed - Option 1\",Apdx_1_ProposedGoals!BC50,Apdx_1_AltGoals!BC50)","v":214.50120936623983}]
[null,"West Virginia",{"$f":"IF(CostData!$C$6=\"Proposed - Option 1\",Apdx_1_ProposedGoals!C51,Apdx_1_AltGoals!C51)","v":2056.1693873999998},{"$f":"IF(CostData!$C$6=\"Proposed - Option 1\",Apdx_1_ProposedGoals!D51,Apdx_1_AltGoals!D51)","v":0},{"$f":"IF(CostData!$C$6=\"Proposed - Option 1\",Apdx_1_ProposedGoals!E51,Apdx_1_AltGoals!E51)","v":0},{"$f":"IF(CostData!$C$6=\"Proposed - Option 1\",Apdx_1_ProposedGoals!F51,Apdx_1_AltGoals!F51)","v":569069878.81547618},{"$f":"IF(CostData!$C$6=\"Proposed - Option 1\",Apdx_1_ProposedGoals!G51,Apdx_1_AltGoals!G51)","v":70074636},{"$f":"IF(CostData!$C$6=\"Proposed - Option 1\",Apdx_1_ProposedGoals!H51,Apdx_1_AltGoals!H51)","v":0},{"$f":"IF(CostData!$C$6=\"Proposed - Option 1\",Apdx_1_ProposedGoals!I51,Apdx_1_AltGoals!I51)","v":0},{"$f":"IF(CostData!$C$6=\"Proposed - Option 1\",Apdx_1_ProposedGoals!J51,Apdx_1_AltGoals!J51)","v":270212.83256560005},{"$f":"IF(CostData!$C$6=\"Proposed - Option 1\",Apdx_1_ProposedGoals!K51,Apdx_1_AltGoals!K51)","v":0},{"$f":"IF(CostData!$C$6=\"Proposed - Option 1\",Apdx_1_ProposedGoals!L51,Apdx_1_AltGoals!L51)","v":0},{"$f":"IF(CostData!$C$6=\"Proposed - Option 1\",Apdx_1_ProposedGoals!M51,Apdx_1_AltGoals!M51)","v":1932.7992241559996},{"$f":"IF(CostData!$C$6=\"Proposed - Option 1\",Apdx_1_ProposedGoals!N51,Apdx_1_AltGoals!N51)","v":70074636},{"$f":"IF(CostData!$C$6=\"Proposed - Option 1\",Apdx_1_ProposedGoals!O51,Apdx_1_AltGoals!O51)","v":0},{"$f":"IF(CostData!$C$6=\"Proposed - Option 1\",Apdx_1_ProposedGoals!P51,Apdx_1_AltGoals!P51)","v":0},{"$f":"IF(CostData!$C$6=\"Proposed - Option 1\",Apdx_1_ProposedGoals!Q51,Apdx_1_AltGoals!Q51)","v":569069878.81547618},{"$f":"IF(CostData!$C$6=\"Proposed - Option 1\",Apdx_1_ProposedGoals!R51,Apdx_1_AltGoals!R51)","v":270212.83256560005},{"$f":"IF(CostData!$C$6=\"Proposed - Option 1\",Apdx_1_ProposedGoals!S51,Apdx_1_AltGoals!S51)","v":0},{"$f":"IF(CostData!$C$6=\"Proposed - Option 1\",Apdx_1_ProposedGoals!T51,Apdx_1_AltGoals!T51)","v":0},{"$f":"IF(CostData!$C$6=\"Proposed - Option 1\",Apdx_1_ProposedGoals!U51,Apdx_1_AltGoals!U51)","v":0},{"$f":"IF(CostData!$C$6=\"Proposed - Option 1\",Apdx_1_ProposedGoals!V51,Apdx_1_AltGoals!V51)","v":2451206.0983753526},{"$f":"IF(CostData!$C$6=\"Proposed - Option 1\",Apdx_1_ProposedGoals!W51,Apdx_1_AltGoals!W51)","v":2874262.2020455897},{"$f":"IF(CostData!$C$6=\"Proposed - Option 1\",Apdx_1_ProposedGoals!X51,Apdx_1_AltGoals!X51)","v":3370333.9803142487},{"$f":"IF(CostData!$C$6=\"Proposed - Option 1\",Apdx_1_ProposedGoals!Y51,Apdx_1_AltGoals!Y51)","v":3952023.2812360222},{"$f":"IF(CostData!$C$6=\"Proposed - Option 1\",Apdx_1_ProposedGoals!Z51,Apdx_1_AltGoals!Z51)","v":4634106.9183818018},{"$f":"IF(CostData!$C$6=\"Proposed - Option 1\",Apdx_1_ProposedGoals!AA51,Apdx_1_AltGoals!AA51)","v":5433912.0503049381},{"$f":"IF(CostData!$C$6=\"Proposed - Option 1\",Apdx_1_ProposedGoals!AB51,Apdx_1_AltGoals!AB51)","v":6371756.3471237253},{"$f":"IF(CostData!$C$6=\"Proposed - Option 1\",Apdx_1_ProposedGoals!AC51,Apdx_1_AltGoals!AC51)","v":7471464.1258930843},{"$f":"IF(CostData!$C$6=\"Proposed - Option 1\",Apdx_1_ProposedGoals!AD51,Apdx_1_AltGoals!AD51)","v":8760971.5662944764},{"$f":"IF(CostData!$C$6=\"Proposed - Option 1\",Apdx_1_ProposedGoals!AE51,Apdx_1_AltGoals!AE51)","v":10273036.381104968},{"$f":"IF(CostData!$C$6=\"Proposed - Option 1\",Apdx_1_ProposedGoals!AF51,Apdx_1_AltGoals!AF51)","v":1.7726819280304597E-2},{"$f":"IF(CostData!$C$6=\"Proposed - Option 1\",Apdx_1_ProposedGoals!AG51,Apdx_1_AltGoals!AG51)","v":2.620262146234853E-2},{"$f":"IF(CostData!$C$6=\"Proposed - Option 1\",Apdx_1_ProposedGoals!AH51,Apdx_1_AltGoals!AH51)","v":3.6006145300687221E-2},{"$f":"IF(CostData!$C$6=\"Proposed - Option 1\",Apdx_1_ProposedGoals!AI51,Apdx_1_AltGoals!AI51)","v":4.6984718022848558E-2},{"$f":"IF(CostData!$C$6=\"Proposed - Option 1\",Apdx_1_ProposedGoals!AJ51,Apdx_1_AltGoals!AJ51)","v":5.828301504094046E-2},{"$f":"IF(CostData!$C$6=\"Proposed - Option 1\",Apdx_1_ProposedGoals!AK51,Apdx_1_AltGoals!AK51)","v":6.8631576395172936E-2},{"$f":"IF(CostData!$C$6=\"Proposed - Option 1\",Apdx_1_ProposedGoals!AL51,Apdx_1_AltGoals!AL51)","v":7.8060267244325895E-2},{"$f":"IF(CostData!$C$6=\"Proposed - Option 1\",Apdx_1_ProposedGoals!AM51,Apdx_1_AltGoals!AM51)","v":8.6597593868983136E-2},{"$f":"IF(CostData!$C$6=\"Proposed - Option 1\",Apdx_1_ProposedGoals!AN51,Apdx_1_AltGoals!AN51)","v":9.4270756075843037E-2},{"$f":"IF(CostData!$C$6=\"Proposed - Option 1\",Apdx_1_ProposedGoals!AO51,Apdx_1_AltGoals!AO51)","v":0.10110569743482145},{"$f":"IF(CostData!$C$6=\"Proposed - Option 1\",Apdx_1_ProposedGoals!AP51,Apdx_1_AltGoals!AP51)","v":2.3330020830253368},{"$f":"IF(CostData!$C$6=\"Proposed - Option 1\",Apdx_1_ProposedGoals!AQ51,Apdx_1_AltGoals!AQ51)","v":33131615.799099997},{"$f":"IF(CostData!$C$6=\"Proposed - Option 1\",Apdx_1_ProposedGoals!AR51,Apdx_1_AltGoals!AR51)","v":1853.4071988412061},{"$f":"IF(CostData!$C$6=\"Proposed - Option 1\",Apdx_1_ProposedGoals!AS51,Apdx_1_AltGoals!AS51)","v":1835.7987225681532},{"$f":"IF(CostData!$C$6=\"Proposed - Option 1\",Apdx_1_ProposedGoals!AT51,Apdx_1_AltGoals!AT51)","v":1815.6811791168357},{"$f":"IF(CostData!$C$6=\"Proposed - Option 1\",Apdx_1_ProposedGoals!AU51,Apdx_1_AltGoals!AU51)","v":1793.0508045192989},{"$f":"IF(CostData!$C$6=\"Proposed - Option 1\",Apdx_1_ProposedGoals!AV51,Apdx_1_AltGoals!AV51)","v":1768.4219441227917},{"$f":"IF(CostData!$C$6=\"Proposed - Option 1\",Apdx_1_ProposedGoals!AW51,Apdx_1_AltGoals!AW51)","v":1742.5327203615113},{"$f":"IF(CostData!$C$6=\"Proposed - Option 1\",Apdx_1_ProposedGoals!AX51,Apdx_1_AltGoals!AX51)","v":1715.0612010115187},{"$f":"IF(CostData!$C$6=\"Proposed - Option 1\",Apdx_1_ProposedGoals!AY51,Apdx_1_AltGoals!AY51)","v":1685.6732374649209},{"$f":"IF(CostData!$C$6=\"Proposed - Option 1\",Apdx_1_ProposedGoals!AZ51,Apdx_1_AltGoals!AZ51)","v":1654.0271994162258},{"$f":"IF(CostData!$C$6=\"Proposed - Option 1\",Apdx_1_ProposedGoals!BA51,Apdx_1_AltGoals!BA51)","v":1619.7812233003181},{"$f":"IF(CostData!$C$6=\"Proposed - Option 1\",Apdx_1_ProposedGoals!BB51,Apdx_1_AltGoals!BB51)","v":1748.3435430722777},{"$f":"IF(CostData!$C$6=\"Proposed - Option 1\",Apdx_1_ProposedGoals!BC51,Apdx_1_AltGoals!BC51)","v":1619.7812233003181}]
[null,"Wisconsin",{"$f":"IF(CostData!$C$6=\"Proposed - Option 1\",Apdx_1_ProposedGoals!C52,Apdx_1_AltGoals!C52)","v":2362.8620348999998},{"$f":"IF(CostData!$C$6=\"Proposed - Option 1\",Apdx_1_ProposedGoals!D52,Apdx_1_AltGoals!D52)","v":833.44731530000001},{"$f":"IF(CostData!$C$6=\"Proposed - Option 1\",Apdx_1_ProposedGoals!E52,Apdx_1_AltGoals!E52)","v":1797.8866324999999},{"$f":"IF(CostData!$C$6=\"Proposed - Option 1\",Apdx_1_ProposedGoals!F52,Apdx_1_AltGoals!F52)","v":133623054.35154198},{"$f":"IF(CostData!$C$6=\"Proposed - Option 1\",Apdx_1_ProposedGoals!G52,Apdx_1_AltGoals!G52)","v":32112721},{"$f":"IF(CostData!$C$6=\"Proposed - Option 1\",Apdx_1_ProposedGoals!H52,Apdx_1_AltGoals!H52)","v":10244272.9537},{"$f":"IF(CostData!$C$6=\"Proposed - Option 1\",Apdx_1_ProposedGoals!I52,Apdx_1_AltGoals!I52)","v":47668},{"$f":"IF(CostData!$C$6=\"Proposed - Option 1\",Apdx_1_ProposedGoals!J52,Apdx_1_AltGoals!J52)","v":160189.20979510003},{"$f":"IF(CostData!$C$6=\"Proposed - Option 1\",Apdx_1_ProposedGoals!K52,Apdx_1_AltGoals!K52)","v":2977.3},{"$f":"IF(CostData!$C$6=\"Proposed - Option 1\",Apdx_1_ProposedGoals!L52,Apdx_1_AltGoals!L52)","v":0},{"$f":"IF(CostData!$C$6=\"Proposed - Option 1\",Apdx_1_ProposedGoals!M52,Apdx_1_AltGoals!M52)","v":2221.0903128059995},{"$f":"IF(CostData!$C$6=\"Proposed - Option 1\",Apdx_1_ProposedGoals!N52,Apdx_1_AltGoals!N52)","v":24062121.992018439},{"$f":"IF(CostData!$C$6=\"Proposed - Option 1\",Apdx_1_ProposedGoals!O52,Apdx_1_AltGoals!O52)","v":35717.721681558382},{"$f":"IF(CostData!$C$6=\"Proposed - Option 1\",Apdx_1_ProposedGoals!P52,Apdx_1_AltGoals!P52)","v":18306822.240000002},{"$f":"IF(CostData!$C$6=\"Proposed - Option 1\",Apdx_1_ProposedGoals!Q52,Apdx_1_AltGoals!Q52)","v":133623054.35154198},{"$f":"IF(CostData!$C$6=\"Proposed - Option 1\",Apdx_1_ProposedGoals!R52,Apdx_1_AltGoals!R52)","v":160189.20979510003},{"$f":"IF(CostData!$C$6=\"Proposed - Option 1\",Apdx_1_ProposedGoals!S52,Apdx_1_AltGoals!S52)","v":0.39171140537550769},{"$f":"IF(CostData!$C$6=\"Proposed - Option 1\",Apdx_1_ProposedGoals!T52,Apdx_1_AltGoals!T52)","v":0.7},{"$f":"IF(CostData!$C$6=\"Proposed - Option 1\",Apdx_1_ProposedGoals!U52,Apdx_1_AltGoals!U52)","v":546885.33272974333},{"$f":"IF(CostData!$C$6=\"Proposed - Option 1\",Apdx_1_ProposedGoals!V52,Apdx_1_AltGoals!V52)","v":4066361.6280125463},{"$f":"IF(CostData!$C$6=\"Proposed - Option 1\",Apdx_1_ProposedGoals!W52,Apdx_1_AltGoals!W52)","v":4309594.7088892087},{"$f":"IF(CostData!$C$6=\"Proposed - Option 1\",Apdx_1_ProposedGoals!X52,Apdx_1_AltGoals!X52)","v":4567376.9954305105},{"$f":"IF(CostData!$C$6=\"Proposed - Option 1\",Apdx_1_ProposedGoals!Y52,Apdx_1_AltGoals!Y52)","v":4840578.7614688976},{"$f":"IF(CostData!$C$6=\"Proposed - Option 1\",Apdx_1_ProposedGoals!Z52,Apdx_1_AltGoals!Z52)","v":5130122.3370494274},{"$f":"IF(CostData!$C$6=\"Proposed - Option 1\",Apdx_1_ProposedGoals!AA52,Apdx_1_AltGoals!AA52)","v":5436985.2222189866},{"$f":"IF(CostData!$C$6=\"Proposed - Option 1\",Apdx_1_ProposedGoals!AB52,Apdx_1_AltGoals!AB52)","v":5762203.3870696044},{"$f":"IF(CostData!$C$6=\"Proposed - Option 1\",Apdx_1_ProposedGoals!AC52,Apdx_1_AltGoals!AC52)","v":6106874.7691768315},{"$f":"IF(CostData!$C$6=\"Proposed - Option 1\",Apdx_1_ProposedGoals!AD52,Apdx_1_AltGoals!AD52)","v":6472162.9802405462},{"$f":"IF(CostData!$C$6=\"Proposed - Option 1\",Apdx_1_ProposedGoals!AE52,Apdx_1_AltGoals!AE52)","v":6859301.2344418112},{"$f":"IF(CostData!$C$6=\"Proposed - Option 1\",Apdx_1_ProposedGoals!AF52,Apdx_1_AltGoals!AF52)","v":4.6755557578785641E-2},{"$f":"IF(CostData!$C$6=\"Proposed - Option 1\",Apdx_1_ProposedGoals!AG52,Apdx_1_AltGoals!AG52)","v":5.8199514903010917E-2},{"$f":"IF(CostData!$C$6=\"Proposed - Option 1\",Apdx_1_ProposedGoals!AH52,Apdx_1_AltGoals!AH52)","v":6.8694186368115542E-2},{"$f":"IF(CostData!$C$6=\"Proposed - Option 1\",Apdx_1_ProposedGoals!AI52,Apdx_1_AltGoals!AI52)","v":7.8268664247835837E-2},{"$f":"IF(CostData!$C$6=\"Proposed - Option 1\",Apdx_1_ProposedGoals!AJ52,Apdx_1_AltGoals!AJ52)","v":8.6950718853901834E-2},{"$f":"IF(CostData!$C$6=\"Proposed - Option 1\",Apdx_1_ProposedGoals!AK52,Apdx_1_AltGoals!AK52)","v":9.4766848508720178E-2},{"$f":"IF(CostData!$C$6=\"Proposed - Option 1\",Apdx_1_ProposedGoals!AL52,Apdx_1_AltGoals!AL52)","v":0.10174232746921354},{"$f":"IF(CostData!$C$6=\"Proposed - Option 1\",Apdx_1_ProposedGoals!AM52,Apdx_1_AltGoals!AM52)","v":0.10790125188277862},{"$f":"IF(CostData!$C$6=\"Proposed - Option 1\",Apdx_1_ProposedGoals!AN52,Apdx_1_AltGoals!AN52)","v":0.11326658385307191},{"$f":"IF(CostData!$C$6=\"Proposed - Option 1\",Apdx_1_ProposedGoals!AO52,Apdx_1_AltGoals!AO52)","v":0.11786019369020941},{"$f":"IF(CostData!$C$6=\"Proposed - Option 1\",Apdx_1_ProposedGoals!AP52,Apdx_1_AltGoals!AP52)","v":0.83970464605670592},{"$f":"IF(CostData!$C$6=\"Proposed - Option 1\",Apdx_1_ProposedGoals!AQ52,Apdx_1_AltGoals!AQ52)","v":73988478.759000003},{"$f":"IF(CostData!$C$6=\"Proposed - Option 1\",Apdx_1_ProposedGoals!AR52,Apdx_1_AltGoals!AR52)","v":1375.7128577901383},{"$f":"IF(CostData!$C$6=\"Proposed - Option 1\",Apdx_1_ProposedGoals!AS52,Apdx_1_AltGoals!AS52)","v":1349.9915179458387},{"$f":"IF(CostData!$C$6=\"Proposed - Option 1\",Apdx_1_ProposedGoals!AT52,Apdx_1_AltGoals!AT52)","v":1326.3477460751305},{"$f":"IF(CostData!$C$6=\"Proposed - Option 1\",Apdx_1_ProposedGoals!AU52,Apdx_1_AltGoals!AU52)","v":1304.548355882514},{"$f":"IF(CostData!$C$6=\"Proposed - Option 1\",Apdx_1_ProposedGoals!AV52,Apdx_1_AltGoals!AV52)","v":1284.3895103456618},{"$f":"IF(CostData!$C$6=\"Proposed - Option 1\",Apdx_1_ProposedGoals!AW52,Apdx_1_AltGoals!AW52)","v":1265.6918079002246},{"$f":"IF(CostData!$C$6=\"Proposed - Option 1\",Apdx_1_ProposedGoals!AX52,Apdx_1_AltGoals!AX52)","v":1248.2962902292295},{"$f":"IF(CostData!$C$6=\"Proposed - Option 1\",Apdx_1_ProposedGoals!AY52,Apdx_1_AltGoals!AY52)","v":1232.0611756206677},{"$f":"IF(CostData!$C$6=\"Proposed - Option 1\",Apdx_1_ProposedGoals!AZ52,Apdx_1_AltGoals!AZ52)","v":1216.8591684848723},{"$f":"IF(CostData!$C$6=\"Proposed - Option 1\",Apdx_1_ProposedGoals!BA52,Apdx_1_AltGoals!BA52)","v":1202.5752302204498},{"$f":"IF(CostData!$C$6=\"Proposed - Option 1\",Apdx_1_ProposedGoals!BB52,Apdx_1_AltGoals!BB52)","v":1280.6473660494726},{"$f":"IF(CostData!$C$6=\"Proposed - Option 1\",Apdx_1_ProposedGoals!BC52,Apdx_1_AltGoals!BC52)","v":1202.5752302204498}]
[null,"Wyoming",{"$f":"IF(CostData!$C$6=\"Proposed - Option 1\",Apdx_1_ProposedGoals!C53,Apdx_1_AltGoals!C53)","v":2330.5399379},{"$f":"IF(CostData!$C$6=\"Proposed - Option 1\",Apdx_1_ProposedGoals!D53,Apdx_1_AltGoals!D53)","v":0},{"$f":"IF(CostData!$C$6=\"Proposed - Option 1\",Apdx_1_ProposedGoals!E53,Apdx_1_AltGoals!E53)","v":0},{"$f":"IF(CostData!$C$6=\"Proposed - Option 1\",Apdx_1_ProposedGoals!F53,Apdx_1_AltGoals!F53)","v":0},{"$f":"IF(CostData!$C$6=\"Proposed - Option 1\",Apdx_1_ProposedGoals!G53,Apdx_1_AltGoals!G53)","v":42907427},{"$f":"IF(CostData!$C$6=\"Proposed - Option 1\",Apdx_1_ProposedGoals!H53,Apdx_1_AltGoals!H53)","v":0},{"$f":"IF(CostData!$C$6=\"Proposed - Option 1\",Apdx_1_ProposedGoals!I53,Apdx_1_AltGoals!I53)","v":0},{"$f":"IF(CostData!$C$6=\"Proposed - Option 1\",Apdx_1_ProposedGoals!J53,Apdx_1_AltGoals!J53)","v":0},{"$f":"IF(CostData!$C$6=\"Proposed - Option 1\",Apdx_1_ProposedGoals!K53,Apdx_1_AltGoals!K53)","v":0},{"$f":"IF(CostData!$C$6=\"Proposed - Option 1\",Apdx_1_ProposedGoals!L53,Apdx_1_AltGoals!L53)","v":220},{"$f":"IF(CostData!$C$6=\"Proposed - Option 1\",Apdx_1_ProposedGoals!M53,Apdx_1_AltGoals!M53)","v":2190.707541626},{"$f":"IF(CostData!$C$6=\"Proposed - Option 1\",Apdx_1_ProposedGoals!N53,Apdx_1_AltGoals!N53)","v":42617555},{"$f":"IF(CostData!$C$6=\"Proposed - Option 1\",Apdx_1_ProposedGoals!O53,Apdx_1_AltGoals!O53)","v":0},{"$f":"IF(CostData!$C$6=\"Proposed - Option 1\",Apdx_1_ProposedGoals!P53,Apdx_1_AltGoals!P53)","v":289872},{"$f":"IF(CostData!$C$6=\"Proposed - Option 1\",Apdx_1_ProposedGoals!Q53,Apdx_1_AltGoals!Q53)","v":964017648.00000012},{"$f":"IF(CostData!$C$6=\"Proposed - Option 1\",Apdx_1_ProposedGoals!R53,Apdx_1_AltGoals!R53)","v":1062864},{"$f":"IF(CostData!$C$6=\"Proposed - Option 1\",Apdx_1_ProposedGoals!S53,Apdx_1_AltGoals!S53)","v":0},{"$f":"IF(CostData!$C$6=\"Proposed - Option 1\",Apdx_1_ProposedGoals!T53,Apdx_1_AltGoals!T53)","v":0},{"$f":"IF(CostData!$C$6=\"Proposed - Option 1\",Apdx_1_ProposedGoals!U53,Apdx_1_AltGoals!U53)","v":0},{"$f":"IF(CostData!$C$6=\"Proposed - Option 1\",Apdx_1_ProposedGoals!V53,Apdx_1_AltGoals!V53)","v":5535669.1312646288},{"$f":"IF(CostData!$C$6=\"Proposed - Option 1\",Apdx_1_ProposedGoals!W53,Apdx_1_AltGoals!W53)","v":5873060.6424570326},{"$f":"IF(CostData!$C$6=\"Proposed - Option 1\",Apdx_1_ProposedGoals!X53,Apdx_1_AltGoals!X53)","v":6231015.7077791048},{"$f":"IF(CostData!$C$6=\"Proposed - Option 1\",Apdx_1_ProposedGoals!Y53,Apdx_1_AltGoals!Y53)","v":6610787.6479114676},{"$f":"IF(CostData!$C$6=\"Proposed - Option 1\",Apdx_1_ProposedGoals!Z53,Apdx_1_AltGoals!Z53)","v":7013706.1717271032},{"$f":"IF(CostData!$C$6=\"Proposed - Option 1\",Apdx_1_ProposedGoals!AA53,Apdx_1_AltGoals!AA53)","v":7441182.0320478771},{"$f":"IF(CostData!$C$6=\"Proposed - Option 1\",Apdx_1_ProposedGoals!AB53,Apdx_1_AltGoals!AB53)","v":7894711.9651630903},{"$f":"IF(CostData!$C$6=\"Proposed - Option 1\",Apdx_1_ProposedGoals!AC53,Apdx_1_AltGoals!AC53)","v":8375883.931404979},{"$f":"IF(CostData!$C$6=\"Proposed - Option 1\",Apdx_1_ProposedGoals!AD53,Apdx_1_AltGoals!AD53)","v":8886382.675130168},{"$f":"IF(CostData!$C$6=\"Proposed - Option 1\",Apdx_1_ProposedGoals!AE53,Apdx_1_AltGoals!AE53)","v":9427995.6235744376},{"$f":"IF(CostData!$C$6=\"Proposed - Option 1\",Apdx_1_ProposedGoals!AF53,Apdx_1_AltGoals!AF53)","v":1.6109767718954466E-2},{"$f":"IF(CostData!$C$6=\"Proposed - Option 1\",Apdx_1_ProposedGoals!AG53,Apdx_1_AltGoals!AG53)","v":2.4169111686105388E-2},{"$f":"IF(CostData!$C$6=\"Proposed - Option 1\",Apdx_1_ProposedGoals!AH53,Apdx_1_AltGoals!AH53)","v":3.3543356738429266E-2},{"$f":"IF(CostData!$C$6=\"Proposed - Option 1\",Apdx_1_ProposedGoals!AI53,Apdx_1_AltGoals!AI53)","v":4.4078154492566524E-2},{"$f":"IF(CostData!$C$6=\"Proposed - Option 1\",Apdx_1_ProposedGoals!AJ53,Apdx_1_AltGoals!AJ53)","v":5.5300439079744107E-2},{"$f":"IF(CostData!$C$6=\"Proposed - Option 1\",Apdx_1_ProposedGoals!AK53,Apdx_1_AltGoals!AK53)","v":6.553219255481714E-2},{"$f":"IF(CostData!$C$6=\"Proposed - Option 1\",Apdx_1_ProposedGoals!AL53,Apdx_1_AltGoals!AL53)","v":7.4813278502671873E-2},{"$f":"IF(CostData!$C$6=\"Proposed - Option 1\",Apdx_1_ProposedGoals!AM53,Apdx_1_AltGoals!AM53)","v":8.3181666327165629E-2},{"$f":"IF(CostData!$C$6=\"Proposed - Option 1\",Apdx_1_ProposedGoals!AN53,Apdx_1_AltGoals!AN53)","v":9.0673517381413937E-2},{"$f":"IF(CostData!$C$6=\"Proposed - Option 1\",Apdx_1_ProposedGoals!AO53,Apdx_1_AltGoals!AO53)","v":9.732326713778354E-2},{"$f":"IF(CostData!$C$6=\"Proposed - Option 1\",Apdx_1_ProposedGoals!AP53,Apdx_1_AltGoals!AP53)","v":2.5615024889708833},{"$f":"IF(CostData!$C$6=\"Proposed - Option 1\",Apdx_1_ProposedGoals!AQ53,Apdx_1_AltGoals!AQ53)","v":18245902.685399998},{"$f":"IF(CostData!$C$6=\"Proposed - Option 1\",Apdx_1_ProposedGoals!AR53,Apdx_1_AltGoals!AR53)","v":1899.392080353738},{"$f":"IF(CostData!$C$6=\"Proposed - Option 1\",Apdx_1_ProposedGoals!AS53,Apdx_1_AltGoals!AS53)","v":1881.093254104266},{"$f":"IF(CostData!$C$6=\"Proposed - Option 1\",Apdx_1_ProposedGoals!AT53,Apdx_1_AltGoals!AT53)","v":1861.5099699419302},{"$f":"IF(CostData!$C$6=\"Proposed - Option 1\",Apdx_1_ProposedGoals!AU53,Apdx_1_AltGoals!AU53)","v":1840.7888217977668},{"$f":"IF(CostData!$C$6=\"Proposed - Option 1\",Apdx_1_ProposedGoals!AV53,Apdx_1_AltGoals!AV53)","v":1819.2742127555118},{"$f":"IF(CostData!$C$6=\"Proposed - Option 1\",Apdx_1_ProposedGoals!AW53,Apdx_1_AltGoals!AW53)","v":1798.0350590622877},{"$f":"IF(CostData!$C$6=\"Proposed - Option 1\",Apdx_1_ProposedGoals!AX53,Apdx_1_AltGoals!AX53)","v":1776.9953374447309},{"$f":"IF(CostData!$C$6=\"Proposed - Option 1\",Apdx_1_ProposedGoals!AY53,Apdx_1_AltGoals!AY53)","v":1756.0839734654164},{"$f":"IF(CostData!$C$6=\"Proposed - Option 1\",Apdx_1_ProposedGoals!AZ53,Apdx_1_AltGoals!AZ53)","v":1735.2345002920363},{"$f":"IF(CostData!$C$6=\"Proposed - Option 1\",Apdx_1_ProposedGoals!BA53,Apdx_1_AltGoals!BA53)","v":1714.3847905317243},{"$f":"IF(CostData!$C$6=\"Proposed - Option 1\",Apdx_1_ProposedGoals!BB53,Apdx_1_AltGoals!BB53)","v":1808.2791999749406},{"$f":"IF(CostData!$C$6=\"Proposed - Option 1\",Apdx_1_ProposedGoals!BC53,Apdx_1_AltGoals!BC53)","v":1714.3847905317243}]
[]
[null,"U.S. Total",{"$f":"SUM(C5:C53)","v":104366.13239679998},37449.940378200001,53982.419190700013,64467045577.711678,1474059032.3538001,959171733.64020026,100063881.13590001,80160966.015414432,{"$f":"SUM(K5:K53)","v":247017.80000000002},{"$f":"SUM(L5:L53)","v":8938.2000000000007},98104.164452991972,1097840229.032166,35615158.91443409,1399839259.1833,107217728719.20699,129180165.85541442,{"$f":"H55/(8784*K55)","v":0.4420544789402403},{"$f":"(P55-(0.15*8784*L55))/(8784*K55)","v":0.63971771627094753},{"$f":"SUM(U5:U53)","v":88597368.000000015},{"$f":"AVERAGE(V5:V53)","v":5740711.4225056041},{"$f":"AVERAGE(W5:W53)","v":6201608.9935014676},6678309.2155686254,7181914.1661328468,7721777.03298424,8310141.0023192577,8943701.1963347699,9570167.2989430074,10167495.359107593,10667809.325644685,null,null,null,null,null,null,null,null,null,null,{"$f":"AVERAGE(AP5:AP53)","v":1.1206782761021992}]

{"sheet":"Apdx_1_ProposedGoals","index":17,"n_rows":53,"n_cols":63,"rows_kept":53,"cut":false,"hidden":true,"merged":[[2,2,2,11],[2,13,2,19],[2,21,2,30],[2,31,2,42],[2,43,2,54]]}
[]
[null,"Source","http://www2.epa.gov/sites/production/files/2014-06/20140602tsd-state-goal-data-computation.xlsx"]
[null,null,"Step 1 (2012 Data for Fossil Sources)",null,null,null,null,null,null,null,null,null,"Step 2 (HRI)","Step 3a & 3b (Redispatch)",null,null,null,null,null,null,"Step 4a Nuclear","Step 4b Renewable (MWh)",null,null,null,null,null,null,null,null,null,"Step 5 (Demand Side EE - % of avoided MWh sales)",null,null,null,null,null,null,null,null,null,null,null,"Step 6&7 (State Goal Phase I & II (lbs/MWh))",null,null,null,null,null,null,null,null,null,null,null,null,null,null,null,7.51E-2]
[null,"State","Coal Rate (lb/MWh)","NGCC Rate (lb/MWh)","O/G rate (lb/MWh)","Other Emissions (lbs)","Hist Coal Gen (MWh)","Hist NGCC Gen. (MWh)","Historic OG steam Gen. (MWh)","Other Gen. (MWh)","NGCC Capacity (MW )","Under Construction NGCC Capacity (MW)","Adj. Coal Rate (lbs/MWh)","Redispatched Coal Gen. (MWh)","Redispatch O/G steam Gen. (MWh)","Redispatched NGCC Gen. (MWh)","Other Emissions (lbs)","Other Gen. (MWh)","2012 NGCC Capacity Factor*","Post Redispatch Assumed NGCC Capacity Factor for Existing Fleet","Nuclear Generation Under Construction and \"At Risk\" (MWh)","2020 Existing and Incremental RE","2021 Existing and Incremental RE","2022 Existing and Incremental RE","2023 Existing and Incremental RE","2024 Existing and Incremental RE","2025 Existing and Incremental RE","2026 Existing and Incremental RE","2027 Existing and Incremental RE","2028 Existing and Incremental RE","2029 Existing and Incremental RE","2020 EE Potential","2021 EE Potential","2022 EE Potential","2023 EE Potential","2024 EE Potential","2025 EE Potential","2026 EE Potential","2027 EE Potential","2028 EE Potential","2029 EE Potential (%)","State Generation as % of sales","2012 Total MWh (sales x 1.0751)",2020,2021,2022,2023,2024,2025,2026,2027,2028,2029,"Interim Goal (2020 - 2029 average)","Final Goal (2030 and thereafter)",null,null,null,"Sales","Sales, scaled","Generation"]
[null,"Alabama",2264.0354115,876.68376069999999,0,0,46045176,53492095.964400001,0,0,10333.1,0,{"$f":"C5*0.94","v":2128.1932868099998},{"$f":"MAX(G5-((P5-H5)*(G5/(G5+I5))), 0)","v":36001106.6844},{"$f":"MAX(I5-((P5-H5)*(I5/(I5+G5))),0)","v":0},{"$f":"MIN(((K5*8784*0.7)+(0.15*L5*8784)), SUM(G5:I5))","v":63536165.280000001},{"$f":"0.55*8784*D5*L5+F5","v":0},{"$f":"L5*8784*0.55+J5","v":0},{"$f":"H5/(8784*K5)","v":0.5893409998866711},{"$f":"(P5-(0.15*8784*L5))/(8784*K5)","v":0.7},2329528.2830145163,4596882.7422880698,5214380.8872008417,5914827.408295366,6709364.7408451298,7610632.0807540147,8632966.4440490995,9792630.7346464135,11108072.448404405,12600217.128830224,14292801.242619921,1.3565448857668829E-2,2.1110249168110995E-2,3.0020743411710758E-2,4.0142900821594239E-2,5.1321765299617413E-2,6.1878068330440204E-2,7.1467168062364167E-2,8.0128552787421717E-2,8.7899819948471861E-2,9.4816763133538096E-2,1.5062729353312405,92654857.354800001,{"$f":"(($M5*$N5)+($O5*$E5)+($D5*$P5)+$Q5)/($N5+$O5+$P5+$R5+$U5+V5+(MIN(AF5*$AQ5,$AQ5*$AP5*AF5)))","v":1228.3486442470935},{"$f":"(($M5*$N5)+($O5*$E5)+($D5*$P5)+$Q5)/($N5+$O5+$P5+$R5+$U5+W5+(MIN(AG5*$AQ5,$AQ5*$AP5*AG5)))","v":1213.5170443569389},1196.767490824541,1178.3047438250137,1158.3242250929225,1138.3889073566238,1118.6767237964684,1098.9979027854151,1079.1694588194223,{"$f":"(($M5*$N5)+($O5*$E5)+($D5*$P5)+$Q5)/($N5+$O5+$P5+$R5+$U5+AE5+(MIN(AO5*$AQ5,$AQ5*$AP5*AO5)))","v":1059.0148661971609},{"$f":"AVERAGE(AR5:BA5)","v":1146.9510007301601},{"$f":"BA5","v":1059.0148661971609},null,null,{"$f":"INDEX(EIA_Generation!$H$5:$H$56,MATCH(B5,EIA_Generation!$I$5:$I$56,0))","v":"AL"},{"$f":"SUMIFS(EIA_Sales!$J$6:$J$2711,EIA_Sales!$B$6:$B$2711,2012,EIA_Sales!$C$6:$C$2711,BF5,EIA_Sales!$D$6:$D$2711,\"Total Electric Industry\")","v":86182548},{"$f":"BG5*(1+$BH$3)","v":92654857.354800001},{"$f":"SUMIFS(EIA_Generation!$E$5:$E$39232,EIA_Generation!$A$5:$A$39232,2012,EIA_Generation!$B$5:$B$39232,BF5,EIA_Generation!$C$5:$C$39232,\"Total Electric Power Industry\",EIA_Generation!$D$5:$D$39232,\"Total\")","v":152878687.69},{"$f":"BI5/BH5","v":1.6499802822488516},{"$f":"BJ5/AP5-1","v":9.5405914523724045E-2}]
[null,"Alaska",2851.8639784000002,1149.0343319000001,0,1179006933.8139415,215407,2204942.0011,0,741852.83059999999,589,0,{"$f":"C6*0.94","v":2680.7521396960001},{"$f":"MAX(G6-((P6-H6)*(G6/(G6+I6))), 0)","v":0},0,2420349.0011,{"$f":"0.55*8784*D6*L6+F6","v":1179006933.8139415},{"$f":"L6*8784*0.55+J6","v":741852.83059999999},{"$f":"H6/(8784*K6)","v":0.42617654902338253},{"$f":"(P6-(0.15*8784*L6))/(8784*K6)","v":0.46781093752416031},null,61595,68633,76475,85213,94950,105799,117887,131357,146365,163089,1.2212421844644984E-2,1.9521570512016733E-2,2.8244504204679194E-2,3.8228870530589272E-2,4.9320367399744186E-2,6.0204737187786357E-2,7.0126534583745154E-2,7.9121468770809833E-2,8.7223586883008228E-2,9.4465345874631207E-2,0.95575594451088541,6898283.4660999998,1198.4547266160848,1178.753237597163,1156.2605733137525,1131.6232464035427,1105.4472514645827,1080.5296163593198,1058.1526390736981,{"$f":"(($M6*$N6)+($O6*$E6)+($D6*$P6)+$Q6)/($N6+$O6+$P6+$R6+$U6+AC6+(MIN(AM6*$AQ6,$AQ6*$AP6*AM6)))","v":1037.9686275410008},1019.6806452543434,1003.0300713079674,{"$f":"AVERAGE(AR6:BA6)","v":1096.9900634931455},{"$f":"BA6","v":1003.0300713079674},null,null,{"$f":"INDEX(EIA_Generation!$H$5:$H$56,MATCH(B6,EIA_Generation!$I$5:$I$56,0))","v":"AK"},{"$f":"SUMIFS(EIA_Sales!$J$6:$J$2711,EIA_Sales!$B$6:$B$2711,2012,EIA_Sales!$C$6:$C$2711,BF6,EIA_Sales!$D$6:$D$2711,\"Total Electric Industry\")","v":6416411},{"$f":"BG6*(1+$BH$3)","v":6898283.4660999998},{"$f":"SUMIFS(EIA_Generation!$E$5:$E$39232,EIA_Generation!$A$5:$A$39232,2012,EIA_Generation!$B$5:$B$39232,BF6,EIA_Generation!$C$5:$C$39232,\"Total Electric Power Industry\",EIA_Generation!$D$5:$D$39232,\"Total\")","v":6946419.1100000003},{"$f":"BI6/BH6","v":1.0069779161927097},5.359314998353204E-2]
[null,"Arizona",2268.1042771000002,899.86091399999998,1562.9144492,17227768.092891555,24335930,26782325.404100001,1033871.4028,19361.3842611,11201.5,0,2132.018020474,0,0,52152126.806900002,17227768.092891555,19361.3842611,0.27219476733108133,0.53003373709484003,1818486.110605574,2150929.7962148427,2282026.0444199638,2421112.4308079784,2568675.943443425,2725233.2516516135,2891332.5150511358,3067555.3028444485,3254518.6300866101,3452877.1180618308,3663325.286332035,5.2367999867446578E-2,6.2772281450957992E-2,7.2197706945918413E-2,8.0688243125984341E-2,8.828567033371125E-2,9.5029689261253603E-2,0.10095802249991032,0.10610651111465083,0.11050920648721524,0.11419845765945275,1.4251222105415922,80700600.059299991,777.69083296047597,765.38314084976446,754.31853101159254,744.35880298741824,735.3845772872661,727.29201145726518,719.99016010742127,713.39883465656169,707.44685428414061,702.07060566763369,734.73343512695396,702.07060566763369,null,null,{"$f":"INDEX(EIA_Generation!$H$5:$H$56,MATCH(B7,EIA_Generation!$I$5:$I$56,0))","v":"AZ"},{"$f":"SUMIFS(EIA_Sales!$J$6:$J$2711,EIA_Sales!$B$6:$B$2711,2012,EIA_Sales!$C$6:$C$2711,BF7,EIA_Sales!$D$6:$D$2711,\"Total Electric Industry\")","v":75063343},80700600.059299991,{"$f":"SUMIFS(EIA_Generation!$E$5:$E$39232,EIA_Generation!$A$5:$A$39232,2012,EIA_Generation!$B$5:$B$39232,BF7,EIA_Generation!$C$5:$C$39232,\"Total Electric Power Industry\",EIA_Generation!$D$5:$D$39232,\"Total\")","v":110904993.59},1.3742771863964502,-3.5677658918682575E-2]
[null,"Arkansas",2276.1671658999999,827.20611759999997,1446.3626015,789080955.25707102,28378831,15651184.9989,860469.77339999995,1310917.1879999998,5588.4,0,2139.597135946,10218692.588789813,309839.26351019286,34361953.919999994,789080955.25707102,1310917.1879999998,0.31883604537555943,0.7,842037.12970128574,2288229.0213397061,2479266.0746687674,2686252.2115048999,2910518.9707317012,3153509.0572316013,3416785.6227859175,3702042.3218080997,4011114.2065985613,4345989.5322101079,4708822.5468645049,1.5237756645043206E-2,2.3140612618675508E-2,3.238611909352046E-2,4.2820567914841019E-2,5.4211349179579094E-2,6.4613667196547847E-2,7.4065695082287608E-2,8.2603816043337261E-2,9.026270259875846E-2,9.7075392238470892E-2,1.1398795462238362,50378720.481699996,1028.4673874588877,1016.5130974497691,1003.1981539342876,988.76096381723312,973.50133153565127,959.23225641246893,945.82479787364241,933.16245006438544,921.13906530978852,909.65714587854814,967.94566497346625,909.65714587854814,null,null,{"$f":"INDEX(EIA_Generation!$H$5:$H$56,MATCH(B8,EIA_Generation!$I$5:$I$56,0))","v":"AR"},{"$f":"SUMIFS(EIA_Sales!$J$6:$J$2711,EIA_Sales!$B$6:$B$2711,2012,EIA_Sales!$C$6:$C$2711,BF8,EIA_Sales!$D$6:$D$2711,\"Total Electric Industry\")","v":46859567},50378720.481699996,{"$f":"SUMIFS(EIA_Generation!$E$5:$E$39232,EIA_Generation!$A$5:$A$39232,2012,EIA_Generation!$B$5:$B$39232,BF8,EIA_Generation!$C$5:$C$39232,\"Total Electric Power Industry\",EIA_Generation!$D$5:$D$39232,\"Total\")","v":65005677.979999997},1.2903399959038901,0.13199679753750782]
[null,"California",2184.3824657999999,866.62532759999999,1405.0881457,9203690697.6602497,933157,81298989.272799999,10403921,14405899.252831599,20765.3,1855.2,2053.3195178519995,0,0,92636067.272799999,{"$f":"0.55*8784*D9*L9+F9","v":16971116790.127369},23368741.492831599,0.44571229003685803,0.49446530378017761,1034647.9267860011,37968065.870375805,40282167.89079991,41150704.3839375,41150704.3839375,41150704.3839375,41150704.3839375,41150704.3839375,41150704.3839375,41150704.3839375,41150704.3839375,4.9456007930732467E-2,6.0362560982640437E-2,7.0297770484374467E-2,7.9299469966344627E-2,8.7403710557806144E-2,9.4644840479344419E-2,0.10105558093639,0.10666709857602427,0.11150907466201147,0.11560977111600071,0.71065789075174424,279029344.65380001,{"$f":"(($M9*$N9)+($O9*$E9)+($D9*$P9)+$Q9)/($N9+$O9+$P9+$R9+$U9+V9+(MIN(AF9*$AQ9,$AQ9*$AP9*AF9)))","v":590.06916452261805},574.46511607979551,564.99147780527039,559.19264854905725,554.07284723596695,549.57697256944448,545.65712648563124,542.27157467269069,539.38388904670899,536.96223668956668,555.66430536567498,{"$f":"BA9","v":536.96223668956668},null,null,{"$f":"INDEX(EIA_Generation!$H$5:$H$56,MATCH(B9,EIA_Generation!$I$5:$I$56,0))","v":"CA"},{"$f":"SUMIFS(EIA_Sales!$J$6:$J$2711,EIA_Sales!$B$6:$B$2711,2012,EIA_Sales!$C$6:$C$2711,BF9,EIA_Sales!$D$6:$D$2711,\"Total Electric Industry\")","v":259538038},279029344.65380001,{"$f":"SUMIFS(EIA_Generation!$E$5:$E$39232,EIA_Generation!$A$5:$A$39232,2012,EIA_Generation!$B$5:$B$39232,BF9,EIA_Generation!$C$5:$C$39232,\"Total Electric Power Industry\",EIA_Generation!$D$5:$D$39232,\"Total\")","v":199518566.71000001},0.71504510379561914,6.1734529384229742E-3]
[null,"Colorado",2225.5359119,927.72581000000002,5177.3097086999996,45518965.42301061,34385542,8811705.9947999995,618,62201.513267400005,3315.3,200,2092.0037571859998,22548824.092225134,405.26257486344502,20648636.640000001,941924752.0774107,1028441.5132674001,0.30258321820227757,0.7,null,7845382.6098847017,8323548.0189554757,8830856.9599355459,9369085.6914919708,9940118.7328438237,10545955.46209573,10839819.603937499,10839819.603937499,10839819.603937499,10839819.603937499,3.9228631335671553E-2,5.0807901683125871E-2,6.1362024200276755E-2,7.0936075619047342E-2,7.9572920133531969E-2,8.7313315658690799E-2,9.419601496459197E-2,0.10025786193313616,0.10553388317229687,0.1100573752115831,0.89077328426401414,57717062.804699995,{"$f":"(($M10*$N10)+($O10*$E10)+($D10*$P10)+$Q10)/($N10+$O10+$P10+$R10+$U10+V10+(MIN(AF10*$AQ10,$AQ10*$AP10*AF10)))","v":1243.7480304031533},1219.5439009074303,1196.7652784513898,1175.2215342145689,1154.7444949238584,1135.1849533016407,1122.9115819349729,1117.1002406827974,1112.0909906847912,1107.8318527572528,1158.5142858261856,1107.8318527572528,null,null,{"$f":"INDEX(EIA_Generation!$H$5:$H$56,MATCH(B10,EIA_Generation!$I$5:$I$56,0))","v":"CO"},{"$f":"SUMIFS(EIA_Sales!$J$6:$J$2711,EIA_Sales!$B$6:$B$2711,2012,EIA_Sales!$C$6:$C$2711,BF10,EIA_Sales!$D$6:$D$2711,\"Total Electric Industry\")","v":53685297},57717062.804699995,{"$f":"SUMIFS(EIA_Generation!$E$5:$E$39232,EIA_Generation!$A$5:$A$39232,2012,EIA_Generation!$B$5:$B$39232,BF10,EIA_Generation!$C$5:$C$39232,\"Total Electric Power Industry\",EIA_Generation!$D$5:$D$39232,\"Total\")","v":52556701.100000001},0.91059209436624733,2.2248994724407556E-2]
[null,"Connecticut",3146.0400358000002,809.89153940000006,1763.5710523,16456559.380894523,99461,15299704.404100001,335267,30041.165594800012,2749.2,0,2957.2776336520001,0,0,15734432.404100001,16456559.380894523,30041.165594800012,0.63355508040905173,0.65155700552613161,971137.17235159245,1071107.7030567238,1205972.2984790099,1357817.8744754349,1528782.5288941138,1721273.5703268026,1938001.414791669,2182017.7503924733,2456758.5073407437,2766092.2383905915,3114374.590918418,4.7145464355645185E-2,5.8637358360722307E-2,6.9188970462192634E-2,7.8827091436025273E-2,8.7577290025711921E-2,9.5463956634188635E-2,0.10251034525589638,0.10873861371572592,0.11416986227898528,0.11882417069401892,1.0615943486491424,31707212.583799999,661.06749011690067,644.39990556812734,628.94972753482318,614.51430625329294,600.91414059717965,587.98808617079112,575.5896534109927,563.58417797466075,551.84671236814449,540.26053533608024,596.9114735330993,540.26053533608024,null,null,{"$f":"INDEX(EIA_Generation!$H$5:$H$56,MATCH(B11,EIA_Generation!$I$5:$I$56,0))","v":"CT"},{"$f":"SUMIFS(EIA_Sales!$J$6:$J$2711,EIA_Sales!$B$6:$B$2711,2012,EIA_Sales!$C$6:$C$2711,BF11,EIA_Sales!$D$6:$D$2711,\"Total Electric Industry\")","v":29492338},31707212.583799999,{"$f":"SUMIFS(EIA_Generation!$E$5:$E$39232,EIA_Generation!$A$5:$A$39232,2012,EIA_Generation!$B$5:$B$39232,BF11,EIA_Generation!$C$5:$C$39232,\"Total Electric Power Industry\",EIA_Generation!$D$5:$D$39232,\"Total\")","v":36117543.950000003},1.1390955245448902,7.30045106159114E-2]
[null,"Delaware",2136.9024003999998,979.35543659999996,1429.8429154999999,2008472.8334976812,1406502,5179270.0000999998,1076070,1432.3572751999891,1193,0,2008.6882563759998,184878.74518356379,141444.85491643636,7335518.3999999994,2008472.8334976812,1432.3572751999891,0.49423759881373891,0.7,null,247756.63915112716,290517.20444475126,340657.85832245945,399452.33762881707,468394.2147199444,549234.83909356908,644027.8274028264,755181.23204588471,885518.71358445205,1038351.2709709639,1.1441213707457557E-2,1.8631179655641407E-2,2.7271563041388301E-2,3.7211911935047963E-2,4.829886624966611E-2,5.9430845708344275E-2,6.9611011060983968E-2,7.8870750079824054E-2,8.7240017406983658E-2,9.4747391771909273E-2,0.45088760824127661,12384432.758099999,973.01256437907716,963.00096604266957,951.38428447637875,938.23584208836883,923.62282227275705,908.16475995347469,892.3284028245597,875.92401631757878,858.75911080103913,840.64059603933811,912.50733651952419,840.64059603933811,null,null,{"$f":"INDEX(EIA_Generation!$H$5:$H$56,MATCH(B12,EIA_Generation!$I$5:$I$56,0))","v":"DE"},{"$f":"SUMIFS(EIA_Sales!$J$6:$J$2711,EIA_Sales!$B$6:$B$2711,2012,EIA_Sales!$C$6:$C$2711,BF12,EIA_Sales!$D$6:$D$2711,\"Total Electric Industry\")","v":11519331},12384432.758099999,{"$f":"SUMIFS(EIA_Generation!$E$5:$E$39232,EIA_Generation!$A$5:$A$39232,2012,EIA_Generation!$B$5:$B$39232,BF12,EIA_Generation!$C$5:$C$39232,\"Total Electric Power Industry\",EIA_Generation!$D$5:$D$39232,\"Total\")","v":8633694},0.69714085163514328,0.5461521649583525]
[null,"Florida",2250.7272351000001,864.2511733,1528.8799706,6223480133.8529482,44537196,133320419.2579,10025973,3567382.7075262,29485.1,1157,2115.6836009939998,4131158.1657033339,929984.01219670847,182822446.07999995,11054383534.446081,9157081.1075261999,0.51475638061732198,0.7,1623103.9351455392,7489632.440006014,8495712.9508785289,9636940.0129957795,10931467.829839459,12399889.254646057,14065563.373637524,15954987.093427919,18098216.643676378,20529345.700089294,22109613.598999999,2.0262587995266979E-2,2.9107084939073068E-2,3.9157620306143726E-2,5.0258811566598685E-2,6.0819065123396063E-2,7.0401049920233952E-2,7.904704931545796E-2,8.6797278947351966E-2,9.368998529239235E-2,9.976153950164994E-2,0.90200148188543927,237246975.40829998,851.44826429331567,839.88175018719846,827.12147154927857,813.34496191627989,799.81230058763356,786.76435813221383,774.05689417737324,761.5523420771425,749.11836243948869,740.20908147114642,794.33097868310711,740.20908147114642,null,null,{"$f":"INDEX(EIA_Generation!$H$5:$H$56,MATCH(B13,EIA_Generation!$I$5:$I$56,0))","v":"FL"},{"$f":"SUMIFS(EIA_Sales!$J$6:$J$2711,EIA_Sales!$B$6:$B$2711,2012,EIA_Sales!$C$6:$C$2711,BF13,EIA_Sales!$D$6:$D$2711,\"Total Electric Industry\")","v":220674333},237246975.40829998,{"$f":"SUMIFS(EIA_Generation!$E$5:$E$39232,EIA_Generation!$A$5:$A$39232,2012,EIA_Generation!$B$5:$B$39232,BF13,EIA_Generation!$C$5:$C$39232,\"Total Electric Power Industry\",EIA_Generation!$D$5:$D$39232,\"Total\")","v":221096135.97},0.93192393955495312,3.3173401896155807E-2]
[null,"Georgia",2294.5501021999999,841.16901270000005,0,68345446.737178013,40972090,37591123.001900002,0,83815.36127129996,8354.9,0,2156.8770960679999,27190603.881900012,0,51372609.11999999,68345446.737178013,83815.36127129996,0.51221432105704978,0.7,19220561.263695512,5427968.0941611556,6157105.7330128942,6984188.254216129,7922372.5700843642,8986582.9577741623,10193748.468976259,11563072.230792977,12230636.385,12230636.385,12230636.385,1.7614935366131651E-2,2.5964685402505468E-2,3.5592358095439938E-2,4.6343175171739269E-2,5.7340124702598923E-2,6.7351792572890243E-2,7.6418531615615654E-2,8.4578764026585318E-2,9.1869070206791983E-2,9.8324273478208546E-2,0.87749338804973098,140815385.2872,966.39912152971397,950.52990280793802,932.98336707036799,914.02018851112382,894.58256411738489,875.79481878692638,857.45239761043911,845.53205687043828,839.26054382603593,833.78458382214069,891.0339544952509,833.78458382214069,null,null,{"$f":"INDEX(EIA_Generation!$H$5:$H$56,MATCH(B14,EIA_Generation!$I$5:$I$56,0))","v":"GA"},{"$f":"SUMIFS(EIA_Sales!$J$6:$J$2711,EIA_Sales!$B$6:$B$2711,2012,EIA_Sales!$C$6:$C$2711,BF14,EIA_Sales!$D$6:$D$2711,\"Total Electric Industry\")","v":130978872},140815385.2872,{"$f":"SUMIFS(EIA_Generation!$E$5:$E$39232,EIA_Generation!$A$5:$A$39232,2012,EIA_Generation!$B$5:$B$39232,BF14,EIA_Generation!$C$5:$C$39232,\"Total Electric Power Industry\",EIA_Generation!$D$5:$D$39232,\"Total\")","v":122306363.84999999},0.8685582445451544,-1.0182576445886826E-2]
[null,"Hawaii",2077.0173885999998,0,1694.9226693999999,366833182.50428218,1502308,0,4093831,250089.58781180004,0,0,1952.3963452839996,1502308,4093831,0,366833182.50428218,250089.58781180004,null,null,null,1046926.8679999999,1046926.8679999999,1046926.8679999999,1046926.8679999999,1046926.8679999999,1046926.8679999999,1046926.8679999999,1046926.8679999999,1046926.8679999999,1046926.8679999999,1.2935951595377262E-2,2.0390597459158413E-2,2.9243784150046345E-2,3.9342908474585984E-2,5.0533577190452539E-2,6.1312614687611545E-2,7.1133000748976744E-2,8.0030262278284595E-2,8.8038272014961574E-2,9.5189320054825319E-2,0.96236732407479131,10363057.6907,1458.0486917008009,1442.773633599732,1425.0435176504507,1405.3429028456842,1384.139583130479,1364.3124760900853,1346.7368507968874,1331.199821648358,1317.5190567969541,1305.5378190093093,1378.0654353268742,1305.5378190093093,null,null,{"$f":"INDEX(EIA_Generation!$H$5:$H$56,MATCH(B15,EIA_Generation!$I$5:$I$56,0))","v":"HI"},{"$f":"SUMIFS(EIA_Sales!$J$6:$J$2711,EIA_Sales!$B$6:$B$2711,2012,EIA_Sales!$C$6:$C$2711,BF15,EIA_Sales!$D$6:$D$2711,\"Total Electric Industry\")","v":9639157},10363057.6907,{"$f":"SUMIFS(EIA_Generation!$E$5:$E$39232,EIA_Generation!$A$5:$A$39232,2012,EIA_Generation!$B$5:$B$39232,BF15,EIA_Generation!$C$5:$C$39232,\"Total Electric Power Industry\",EIA_Generation!$D$5:$D$39232,\"Total\")","v":10469268.67},1.0102490000991999,4.9754054222945987E-2]
[null,"Idaho",0,857.9888373,0,0,0,1639922,0,0,620,0,null,null,null,1639922,0,0,{"$f":"H16/(8784*K16)","v":0.30111970444796993},0.30111970444796993,null,3185880.3281693324,3196687.1701874998,3196687.1701874998,3196687.1701874998,3196687.1701874998,3196687.1701874998,3196687.1701874998,3196687.1701874998,3196687.1701874998,3196687.1701874998,3.8043220220796779E-2,4.9842207824726745E-2,6.0627723450186154E-2,7.0440724340313246E-2,7.9320223868099643E-2,8.7303379951876967E-2,9.4425579405740506E-2,0.10072051841129301,0.10622027928854094,0.11095540373561535,0.46825537415146617,25492619.6109,266.48757347252729,259.0471251061341,253.04898379336336,247.82803686003507,243.28602263521299,239.34232427760162,235.93031820196978,232.99460549754644,230.48888819000945,228.37432304188948,243.68282010762897,228.37432304188948,null,null,{"$f":"INDEX(EIA_Generation!$H$5:$H$56,MATCH(B16,EIA_Generation!$I$5:$I$56,0))","v":"ID"},{"$f":"SUMIFS(EIA_Sales!$J$6:$J$2711,EIA_Sales!$B$6:$B$2711,2012,EIA_Sales!$C$6:$C$2711,BF16,EIA_Sales!$D$6:$D$2711,\"Total Electric Industry\")","v":23711859},25492619.6109,{"$f":"SUMIFS(EIA_Generation!$E$5:$E$39232,EIA_Generation!$A$5:$A$39232,2012,EIA_Generation!$B$5:$B$39232,BF16,EIA_Generation!$C$5:$C$39232,\"Total Electric Power Industry\",EIA_Generation!$D$5:$D$39232,\"Total\")","v":15499089.310000001},0.6079833907447072,0.29840130900033901]
[null,"Illinois",2334.1314781999999,865.11049949999995,0,502713810.86605561,79166165,7870423.0049999999,0,727383.22051619994,3395.6,0,2194.0835895079999,{"$f":"MAX(G17-((P17-H17)*(G17/(G17+I17))), 0)","v":66157722.725000001},{"$f":"MAX(I17-((P17-H17)*(I17/(I17+G17))),0)","v":0},20878865.279999997,502713810.86605561,727383.22051619994,0.26386951731411334,0.7,5305342.0031535765,10562948.774062034,11194781.062601805,11864406.968187384,12574087.150040077,13326217.490747312,14123337.184769994,14968137.310771216,15863469.916706521,16812357.648347016,17818003.953741267,4.361158168069415E-2,5.5268462953305439E-2,6.5964962928968585E-2,7.5731445301236738E-2,8.4596895879422415E-2,9.2588975782934665E-2,9.9734072436781632E-2,0.10605734845647309,0.11158278850697179,0.11633324421690042,1.2699014351631996,154319858.30039999,1483.4836900036169,1451.5142362231506,1422.256480126777,1395.3843139896371,1370.6162560260459,1347.7075115442829,1326.443631835695,1306.6354080359858,1288.1147289704923,1270.7311985672013,1366.2887455322884,1270.7311985672013,null,null,{"$f":"INDEX(EIA_Generation!$H$5:$H$56,MATCH(B17,EIA_Generation!$I$5:$I$56,0))","v":"IL"},{"$f":"SUMIFS(EIA_Sales!$J$6:$J$2711,EIA_Sales!$B$6:$B$2711,2012,EIA_Sales!$C$6:$C$2711,BF17,EIA_Sales!$D$6:$D$2711,\"Total Electric Industry\")","v":143540004},154319858.30039999,{"$f":"SUMIFS(EIA_Generation!$E$5:$E$39232,EIA_Generation!$A$5:$A$39232,2012,EIA_Generation!$B$5:$B$39232,BF17,EIA_Generation!$C$5:$C$39232,\"Total Electric Power Industry\",EIA_Generation!$D$5:$D$39232,\"Total\")","v":197565362.66999999},1.280232919119314,8.1356581464029354E-3]
[null,"Indiana",2158.1427699999999,913.95402869999998,0,2498940947.3439569,87213268,12839308.9999,0,1631176.6947404,2767.7,0,2028.6542037999998,83034543.239900008,0,17018033.759999998,2498940947.3439569,1631176.6947404,0.5281171977137975,0.7,null,4474097.5541361207,4741719.7264334615,5025349.9598511811,5325945.7909739129,5644522.03229897,5982154.1982466178,6339982.1361002298,6719213.8741344018,7121129.6999223102,7547086.4825906968,3.1956727591867851E-2,4.3265104376892377E-2,5.4906687375825887E-2,6.5587996988725653E-2,7.533938362006927E-2,8.4189820172546906E-2,9.216695522320105E-2,9.9297164001421079E-2,0.10560559725699863,0.11111622810286446,1.0283960752376078,113071949.2175,1698.9967631771033,1675.3964511180338,1651.6571872907925,1629.8851777227435,1609.8901267035665,1591.5036587468751,1574.5759602826856,1558.972989289362,1544.5741416516328,1531.270287193553,1606.6722743176347,1531.270287193553,null,null,{"$f":"INDEX(EIA_Generation!$H$5:$H$56,MATCH(B18,EIA_Generation!$I$5:$I$56,0))","v":"IN"},{"$f":"SUMIFS(EIA_Sales!$J$6:$J$2711,EIA_Sales!$B$6:$B$2711,2012,EIA_Sales!$C$6:$C$2711,BF18,EIA_Sales!$D$6:$D$2711,\"Total Electric Industry\")","v":105173425},113071949.2175,{"$f":"SUMIFS(EIA_Generation!$E$5:$E$39232,EIA_Generation!$A$5:$A$39232,2012,EIA_Generation!$B$5:$B$39232,BF18,EIA_Generation!$C$5:$C$39232,\"Total Electric Power Industry\",EIA_Generation!$D$5:$D$39232,\"Total\")","v":114695729.27},1.0143605913202802,-1.3647936097076929E-2]
[null,"Iowa",2251.3328427000001,894.23068499999999,2421.6860683,0,33055156,1437496.0001000001,305111,0,1263.9000000000001,0,2116.2528721379999,26779113.810829978,247180.86927002086,7771468.3200000003,0,0,0.129479675993841,0.7,277784.49248620583,8565920.5484688003,8565920.5484688003,8565920.5484688003,8565920.5484688003,8565920.5484688003,8565920.5484688003,8565920.5484688003,8565920.5484688003,8565920.5484688003,8565920.5484688003,4.6458138612440365E-2,5.7815701996899123E-2,6.821197409508474E-2,7.7679294154383863E-2,8.6248524613371208E-2,9.3949110781313627E-2,0.10080913799186138,0.10685538633593043,0.11211338307438524,0.11660745282691856,1.1303387570565711,49141853.409999996,1398.3700753170735,1381.5794044664328,1366.559507859894,1353.1630297673184,1341.261838859054,1330.7442339363813,1321.5126407071621,1313.4817033658012,1306.5766958665138,1300.7321938481659,1341.3981323993798,1300.7321938481659,null,null,{"$f":"INDEX(EIA_Generation!$H$5:$H$56,MATCH(B19,EIA_Generation!$I$5:$I$56,0))","v":"IA"},{"$f":"SUMIFS(EIA_Sales!$J$6:$J$2711,EIA_Sales!$B$6:$B$2711,2012,EIA_Sales!$C$6:$C$2711,BF19,EIA_Sales!$D$6:$D$2711,\"Total Electric Industry\")","v":45709100},49141853.409999996,{"$f":"SUMIFS(EIA_Generation!$E$5:$E$39232,EIA_Generation!$A$5:$A$39232,2012,EIA_Generation!$B$5:$B$39232,BF19,EIA_Generation!$C$5:$C$39232,\"Total Electric Power Industry\",EIA_Generation!$D$5:$D$39232,\"Total\")","v":56675403.920000002},1.1533021241007362,2.0315473481562485E-2]
[null,"Kansas",2363.8496110000001,0,1560.4262702000001,0,27979593,0,1632997,0,0,0,2222.0186343400001,27979593,1632997,0,0,0,null,null,542728.26516676403,7238912.608504938,7843266.6837039823,8498076.3822767045,8884938.154000001,8884938.154000001,8884938.154000001,8884938.154000001,8884938.154000001,8884938.154000001,8884938.154000001,1.2202151221238364E-2,1.9534734610548041E-2,2.8295512607355435E-2,3.8333184078348397E-2,4.9493956101871212E-2,6.0474232447864512E-2,7.0501697422929568E-2,7.9608983539726272E-2,8.7827226156891744E-2,9.5186124874907588E-2,1.1028009817174655,43319516.047600001,1706.606859935637,1666.0998329967611,1622.887160825361,1590.123499099323,1571.4563976417621,1553.5140098202473,1537.4828089401815,1523.2067750036558,1510.5500194751967,1499.3939005280477,1578.1321264266173,1499.3939005280477,null,null,{"$f":"INDEX(EIA_Generation!$H$5:$H$56,MATCH(B20,EIA_Generation!$I$5:$I$56,0))","v":"KS"},{"$f":"SUMIFS(EIA_Sales!$J$6:$J$2711,EIA_Sales!$B$6:$B$2711,2012,EIA_Sales!$C$6:$C$2711,BF20,EIA_Sales!$D$6:$D$2711,\"Total Electric Industry\")","v":40293476},43319516.047600001,{"$f":"SUMIFS(EIA_Generation!$E$5:$E$39232,EIA_Generation!$A$5:$A$39232,2012,EIA_Generation!$B$5:$B$39232,BF20,EIA_Generation!$C$5:$C$39232,\"Total Electric Power Industry\",EIA_Generation!$D$5:$D$39232,\"Total\")","v":44424690.770000003},1.0255121668761402,-7.0084100506474289E-2]
[null,"Kentucky",2166.3264045000001,0,0,0,84358283,0,0,0,0,640,2036.34682023,83515019,0,843264,{"$f":"0.55*8784*907*L21+F21","v":2804414976},3091968.0000000005,null,null,null,551117.60800162517,625149.10274459934,709125.23023801693,804381.85058958677,912434.26967159729,1035001.3440269917,1174032.8237816351,1331740.3685233609,1510632.729536535,1713555.6580576627,1.9098155139177377E-2,2.7766631172219353E-2,3.7692858540208533E-2,4.8722240471866421E-2,5.9597739467634629E-2,6.9503450308202555E-2,7.847692350865107E-2,8.6553943038222211E-2,9.3768604827720994E-2,0.10015339173226456,0.97179777525598399,95736031.598999992,{"$f":"(($M21*$N21)+($O21*$E21)+(907*$P21)+$Q21)/($N21+$O21+$P21+$R21+$U21+V21+(MIN(AF21*$AQ21,$AQ21*$AP21*AF21)))","v":1934.0421877472327},{"$f":"(($M21*$N21)+($O21*$E21)+(907*$P21)+$Q21)/($N21+$O21+$P21+$R21+$U21+W21+(MIN(AG21*$AQ21,$AQ21*$AP21*AG21)))","v":1915.2580212961911},1894.208039929928,1871.3155304426718,1848.9996944168099,1828.6667727792476,1810.1011422120071,1793.1064520852276,1777.501675398423,1763.11768826295,1843.6317204570689,1763.11768826295,null,null,{"$f":"INDEX(EIA_Generation!$H$5:$H$56,MATCH(B21,EIA_Generation!$I$5:$I$56,0))","v":"KY"},{"$f":"SUMIFS(EIA_Sales!$J$6:$J$2711,EIA_Sales!$B$6:$B$2711,2012,EIA_Sales!$C$6:$C$2711,BF21,EIA_Sales!$D$6:$D$2711,\"Total Electric Industry\")","v":89048490},95736031.598999992,{"$f":"SUMIFS(EIA_Generation!$E$5:$E$39232,EIA_Generation!$A$5:$A$39232,2012,EIA_Generation!$B$5:$B$39232,BF21,EIA_Generation!$C$5:$C$39232,\"Total Electric Power Industry\",EIA_Generation!$D$5:$D$39232,\"Total\")","v":89949688.700000003},0.93955940305488461,-3.3173951435119697E-2]
[null,"Louisiana",2323.2195671999998,766.29985739999995,1581.2103032,3267065650.0531979,24300393,19771182.009100001,14254748,5223728.3741199002,6508.4,0,2183.8263931679999,11538767.058381507,6768706.0307185017,40018849.919999994,3267065650.0531979,5223728.3741199002,0.34583271218529815,0.7,985225.01242613397,3348948.0774409864,3628541.2328899889,3931476.7426443659,4259703.3865433186,4615332.6419334197,5000652.2667724481,5418141.0167438947,5870484.5910571301,6360592.9095123401,6891618.831973345,1.1375467552923934E-2,1.8504370938637004E-2,2.7058013700924182E-2,3.6883833822775193E-2,4.7827391089439654E-2,5.8789903099980348E-2,6.8780532230988511E-2,7.7836674771267433E-2,8.5993971490029353E-2,9.3286385312307207E-2,0.90079198851709141,91094021.7993,1014.7819306724076,1002.1912323963659,987.94503579143395,972.33933926507052,955.65862343691367,939.1457877784095,923.77496218704107,909.39422023701707,895.86779918207844,883.07331730358283,948.41722482503189,883.07331730358283,null,null,{"$f":"INDEX(EIA_Generation!$H$5:$H$56,MATCH(B22,EIA_Generation!$I$5:$I$56,0))","v":"LA"},{"$f":"SUMIFS(EIA_Sales!$J$6:$J$2711,EIA_Sales!$B$6:$B$2711,2012,EIA_Sales!$C$6:$C$2711,BF22,EIA_Sales!$D$6:$D$2711,\"Total Electric Industry\")","v":84730743},91094021.7993,{"$f":"SUMIFS(EIA_Generation!$E$5:$E$39232,EIA_Generation!$A$5:$A$39232,2012,EIA_Generation!$B$5:$B$39232,BF22,EIA_Generation!$C$5:$C$39232,\"Total Electric Power Industry\",EIA_Generation!$D$5:$D$39232,\"Total\")","v":103407705.81},1.1351755446458356,0.26019720325731677]
[null,"Maine",0,847.59208590000003,2635.1274653999999,0,0,4053378.0000999998,59067,0,1388.6,0,0,0,0,4112445.0000999998,0,0,0.33231321951851234,0.33715578414900466,null,3611728.4319631737,3611728.4319631737,3611728.4319631737,3611728.4319631737,3611728.4319631737,3611728.4319631737,3611728.4319631737,3611728.4319631737,3611728.4319631737,3611728.4319631737,5.3736007062315301E-2,6.4714739161627025E-2,7.4768049126363714E-2,8.3922056188356853E-2,9.2201681659859827E-2,9.9630691656382706E-2,0.10623173809645967,0.11202639804365881,0.11703521145358933,0.12127771738620828,1.3252080576650536,12429294.5309,415.35332005989289,408.70759958124916,402.80590007440549,397.57845602840376,392.96583460395601,388.91725731789103,385.38925317750244,382.34457098973024,379.75129624808994,377.58213098950591,393.13956190706267,377.58213098950591,null,null,{"$f":"INDEX(EIA_Generation!$H$5:$H$56,MATCH(B23,EIA_Generation!$I$5:$I$56,0))","v":"ME"},{"$f":"SUMIFS(EIA_Sales!$J$6:$J$2711,EIA_Sales!$B$6:$B$2711,2012,EIA_Sales!$C$6:$C$2711,BF23,EIA_Sales!$D$6:$D$2711,\"Total Electric Industry\")","v":11561059},12429294.5309,{"$f":"SUMIFS(EIA_Generation!$E$5:$E$39232,EIA_Generation!$A$5:$A$39232,2012,EIA_Generation!$B$5:$B$39232,BF23,EIA_Generation!$C$5:$C$39232,\"Total Electric Power Industry\",EIA_Generation!$D$5:$D$39232,\"Total\")","v":14428595.91},1.1608539707647616,-0.1240213458933197]
[null,"Maryland",2157.9958127,975.17739540000002,1544.2413833000001,48214762.492757589,16297835,676555.59400000004,2892354,20917.47183750011,288.8,0,2028.5160639379999,15364291.766884193,2726679.3871158077,1775773.44,48214762.492757589,20917.47183750011,0.26669444712496659,0.7,787533.354986666,1697994.5225357746,1991053.089595275,2334690.9268391752,2737637.5609216713,3210129.1562030497,3764168.5468530674,4413830.1481542345,5175617.4927508356,5982068.5757632507,5982068.5757632507,4.2074781713191504E-2,5.3795009159865084E-2,6.4544470420188085E-2,7.4355427813469654E-2,8.3258675750193675E-2,9.1283599414817479E-2,9.8458230981317119E-2,0.10480930346314697,0.1103623022950582,0.1151415147401727,0.60820033171625643,66455749.755199999,1543.4744323724074,1495.8308864490257,1450.398128179017,1406.504888048039,1363.544231009691,1320.9642138359736,1278.2636868130107,1234.9927043846469,1194.0790886907871,1186.7124341020524,1347.4764693884649,1186.7124341020524,null,null,{"$f":"INDEX(EIA_Generation!$H$5:$H$56,MATCH(B24,EIA_Generation!$I$5:$I$56,0))","v":"MD"},{"$f":"SUMIFS(EIA_Sales!$J$6:$J$2711,EIA_Sales!$B$6:$B$2711,2012,EIA_Sales!$C$6:$C$2711,BF24,EIA_Sales!$D$6:$D$2711,\"Total Electric Industry\")","v":61813552},66455749.755199999,{"$f":"SUMIFS(EIA_Generation!$E$5:$E$39232,EIA_Generation!$A$5:$A$39232,2012,EIA_Generation!$B$5:$B$39232,BF24,EIA_Generation!$C$5:$C$39232,\"Total Electric Power Industry\",EIA_Generation!$D$5:$D$39232,\"Total\")","v":37809743.549999997},0.56894615874891208,-6.4541518510150331E-2]
[null,"Massachusetts",2082.5040770999999,886.31744089999995,1756.554529,33906455.554328367,2268133,23603159.816199999,329883.23700000002,34983.969129000077,6625.1,0,1957.5538324739998,4.6566128730773926E-10,5.8207660913467407E-11,26201176.053199999,33906455.554328367,34983.969129000077,0.40558826592891373,0.4502316487905918,316260.46226356021,2962380.3259656811,3335377.5726553947,3755339.3987472332,4228179.17689473,4760554.8403667752,5359962.6316649299,6034842.6551538287,6794697.7199636595,7650227.1465605469,8613477.4210801758,4.4340193491464598E-2,5.604529365023047E-2,6.6803887842410314E-2,7.6643046825041278E-2,8.5588609248013744E-2,9.3665225750441936E-2,0.10089640128180878,0.10730453571523049,0.11291096281755593,0.11773598763848463,0.74767633692062474,59467354.632399999,738.62246249769248,718.24210492413215,698.85372102978147,680.24576961721596,662.22937827581404,644.6348936942702,627.30948564557491,610.11562744362243,592.93031516589542,575.64490969352948,654.88286679875284,575.64490969352948,null,null,{"$f":"INDEX(EIA_Generation!$H$5:$H$56,MATCH(B25,EIA_Generation!$I$5:$I$56,0))","v":"MA"},{"$f":"SUMIFS(EIA_Sales!$J$6:$J$2711,EIA_Sales!$B$6:$B$2711,2012,EIA_Sales!$C$6:$C$2711,BF25,EIA_Sales!$D$6:$D$2711,\"Total Electric Industry\")","v":55313324},59467354.632399999,{"$f":"SUMIFS(EIA_Generation!$E$5:$E$39232,EIA_Generation!$A$5:$A$39232,2012,EIA_Generation!$B$5:$B$39232,BF25,EIA_Generation!$C$5:$C$39232,\"Total Electric Power Industry\",EIA_Generation!$D$5:$D$39232,\"Total\")","v":36198121.490000002},0.60870576325044623,-0.18586996379013665]
[null,"Michigan",2254.9510461,810.28612769999995,1586.13537,3044925860.3700438,53210780,18499950.609700002,774872,4299172.8757443,5008.3999999999996,0,2119.6539833339998,41091564.491654843,598388.19804516248,30795649.919999994,3044925860.3700438,4299172.8757443,0.4205128146485308,0.7,1827908.7970816612,4775710.4785206858,5061373.8993692854,5364124.5348591302,5684984.4721140405,6025036.9353191201,6385429.9426891059,6767380.1821815707,7172177.1190393995,7601187.3490296174,8055859.2120751143,4.5925301256458884E-2,5.7447475252927635E-2,6.8019871965554771E-2,7.7671255549376234E-2,8.6429083608699164E-2,9.4319556124933548E-2,0.1013676623859309,0.1075972259952423,0.11303094803657514,0.11769044846571815,1.0389198760429761,112690037.1441,1310.3247986281974,1287.2994775312359,1266.3110136087121,1247.1432704371809,1229.6080933070223,1213.5406398999182,1198.7955841250985,1185.244005966231,1172.7708246129985,1161.2726650816751,1227.231037319827,1161.2726650816751,null,null,{"$f":"INDEX(EIA_Generation!$H$5:$H$56,MATCH(B26,EIA_Generation!$I$5:$I$56,0))","v":"MI"},{"$f":"SUMIFS(EIA_Sales!$J$6:$J$2711,EIA_Sales!$B$6:$B$2711,2012,EIA_Sales!$C$6:$C$2711,BF26,EIA_Sales!$D$6:$D$2711,\"Total Electric Industry\")","v":104818191},112690037.1441,{"$f":"SUMIFS(EIA_Generation!$E$5:$E$39232,EIA_Generation!$A$5:$A$39232,2012,EIA_Generation!$B$5:$B$39232,BF26,EIA_Generation!$C$5:$C$39232,\"Total Electric Power Industry\",EIA_Generation!$D$5:$D$39232,\"Total\")","v":108166077.67},0.95985484086481332,-7.6103111511644728E-2]
[null,"Minnesota",2317.9822393999998,862.64948679999998,1590.7834353999999,83925611.73884958,21989584,5715510.0219999999,29243,97924.447742399992,2768.2,0,2178.9033050359999,10699000.722071774,14228.139928228969,17021108.159999996,83925611.73884958,97924.447742399992,0.2350526756420071,0.7,840189.54411773931,7888544.3585652001,7888544.3585652001,7888544.3585652001,7888544.3585652001,7888544.3585652001,7888544.3585652001,7888544.3585652001,7888544.3585652001,7888544.3585652001,7888544.3585652001,4.8008468033873729E-2,5.924360710051195E-2,6.9521643169629638E-2,7.8874725617712527E-2,8.7333534705797786E-2,9.492734093371212E-2,0.10168406188202468,0.10763031664615251,0.11279147796268493,0.11719172212380437,0.82836500905863464,73094473.978499994,965.39062608530605,949.03291665828226,934.54679431037823,921.7433879627788,910.46255864323768,900.56796913922881,891.94316297556838,884.48842249325651,878.11823426853812,872.75923243264003,910.90533049692147,872.75923243264003,null,null,{"$f":"INDEX(EIA_Generation!$H$5:$H$56,MATCH(B27,EIA_Generation!$I$5:$I$56,0))","v":"MN"},{"$f":"SUMIFS(EIA_Sales!$J$6:$J$2711,EIA_Sales!$B$6:$B$2711,2012,EIA_Sales!$C$6:$C$2711,BF27,EIA_Sales!$D$6:$D$2711,\"Total Electric Industry\")","v":67988535},73094473.978499994,{"$f":"SUMIFS(EIA_Generation!$E$5:$E$39232,EIA_Generation!$A$5:$A$39232,2012,EIA_Generation!$B$5:$B$39232,BF27,EIA_Generation!$C$5:$C$39232,\"Total Electric Power Industry\",EIA_Generation!$D$5:$D$39232,\"Total\")","v":52193624.18},0.71405704616401278,-0.13799226385059771]
[null,"Mississippi",2493.9278509999999,848.17551279999998,1388.2063624,0,7503114,31813676.742600001,4402778,0,7894.4,150,2344.2921799399996,0,0,43719568.742600001,{"$f":"0.55*8784*D28*L28+4703731231","v":5318387061.6159039},{"$f":"L28*8784*0.55+5836968","v":6561648},0.45877781534389189,0.62761986140840986,631874.26957287942,2498625.7029471667,2834265.4881885191,3214991.6844533328,3646860.7384096175,4136742.657738775,4692430.296589396,5322763.3213195838,5458429.5010000002,5458429.5010000002,5458429.5010000002,1.399843513390662E-2,2.1653477031590512E-2,3.0677656086512427E-2,4.0917598983544558E-2,5.2218631526603387E-2,6.2796481544960814E-2,7.2417279926557013E-2,8.1117727177937152E-2,8.8932799077439673E-2,9.5895822965259531E-2,0.9863437987582192,52021589.392499998,783.30427334259525,772.90329029143879,761.19548114009979,748.33467262134945,734.46766221318444,720.75344435645707,707.2405957609119,700.43972777644331,695.83026267402477,691.77415940892911,731.62435695854333,691.77415940892911,null,null,{"$f":"INDEX(EIA_Generation!$H$5:$H$56,MATCH(B28,EIA_Generation!$I$5:$I$56,0))","v":"MS"},{"$f":"SUMIFS(EIA_Sales!$J$6:$J$2711,EIA_Sales!$B$6:$B$2711,2012,EIA_Sales!$C$6:$C$2711,BF28,EIA_Sales!$D$6:$D$2711,\"Total Electric Industry\")","v":48387675},52021589.392499998,{"$f":"SUMIFS(EIA_Generation!$E$5:$E$39232,EIA_Generation!$A$5:$A$39232,2012,EIA_Generation!$B$5:$B$39232,BF28,EIA_Generation!$C$5:$C$39232,\"Total Electric Power Industry\",EIA_Generation!$D$5:$D$39232,\"Total\")","v":54584295},1.0492623473720599,6.3789673228597854E-2]
[null,"Missouri",2084.5587934,889.72164320000002,0,0,72939512,4854569.0000999998,0,0,2078.6999999999998,0,1959.4852657959998,65012570.440099999,0,12781510.559999997,0,0,0.26586828560817621,0.7,549656.71110506309,1638287.3021962619,1736282.9317854273,1840140.258163491,1950209.903999944,2066863.4647748449,2190494.7632863624,2321521.1791978134,2460385.0581127568,2607555.2049351796,2763528.4665563675,1.5757543520218836E-2,2.3825480768057888E-2,3.3256812711147735E-2,4.3899367525245384E-2,5.5411895225225667E-2,6.5962570404294527E-2,7.5582765644706562E-2,8.4302426062777575E-2,9.215012571687714E-2,9.915312165697672E-2,0.99471654687004885,88626254.460899994,1705.3109331430821,1688.5183589851297,1669.5173934047641,1648.7228988362199,1626.8500994989763,1606.9969602668184,1588.9793722290678,1572.6355690215044,1557.8227443921003,1544.4142493563741,1620.9768579134038,1544.4142493563741,null,null,{"$f":"INDEX(EIA_Generation!$H$5:$H$56,MATCH(B29,EIA_Generation!$I$5:$I$56,0))","v":"MO"},{"$f":"SUMIFS(EIA_Sales!$J$6:$J$2711,EIA_Sales!$B$6:$B$2711,2012,EIA_Sales!$C$6:$C$2711,BF29,EIA_Sales!$D$6:$D$2711,\"Total Electric Industry\")","v":82435359},88626254.460899994,{"$f":"SUMIFS(EIA_Generation!$E$5:$E$39232,EIA_Generation!$A$5:$A$39232,2012,EIA_Generation!$B$5:$B$39232,BF29,EIA_Generation!$C$5:$C$39232,\"Total Electric Power Industry\",EIA_Generation!$D$5:$D$39232,\"Total\")","v":91804320.599999994},1.0358591949804457,4.1361177955524298E-2]
[null,"Montana",2437.9229869000001,0,0,637810628.83775425,14447406,0,0,257516.70187340002,0,0,2291.6476076859999,14447406,0,0,637810628.83775425,257516.70187340002,null,null,null,1598643.1130111066,1696078.2383710877,1799451.9022182696,1909126.0504036348,2025484.6888859384,2148935.2282653004,2279909.9102642927,2418867.3211511099,2566293.9974038242,2722706.1292376984,3.3626861682224486E-2,4.5119684316196486E-2,5.6299844647805346E-2,6.6491472684185815E-2,7.5734341090530163E-2,8.4066332531141416E-2,9.1523525608059944E-2,9.8140276848189559E-2,0.10394929892009647,0.10898173525334133,2.0767694708207758,14904523.063299999,2008.1320852127728,1976.5248554911652,1945.7537397667911,1916.8438039791326,1889.5689534025482,1863.726588678506,1839.1340834419666,1815.6258775655717,1793.0510711169341,1771.2714290773936,1881.9632487732783,1771.2714290773936,null,null,{"$f":"INDEX(EIA_Generation!$H$5:$H$56,MATCH(B30,EIA_Generation!$I$5:$I$56,0))","v":"MT"},{"$f":"SUMIFS(EIA_Sales!$J$6:$J$2711,EIA_Sales!$B$6:$B$2711,2012,EIA_Sales!$C$6:$C$2711,BF30,EIA_Sales!$D$6:$D$2711,\"Total Electric Industry\")","v":13863383},14904523.063299999,{"$f":"SUMIFS(EIA_Generation!$E$5:$E$39232,EIA_Generation!$A$5:$A$39232,2012,EIA_Generation!$B$5:$B$39232,BF30,EIA_Generation!$C$5:$C$39232,\"Total Electric Power Industry\",EIA_Generation!$D$5:$D$39232,\"Total\")","v":27804783.620000001},1.8655265587440921,-0.10171707310065414]
[null,"Nebraska",2181.1538467999999,1097.0761336,1754.9565611,0,24660983,423637.99900000001,37524,0,468.3,0,2050.284615992,22208869.080452744,33792.878547254535,2879483.04,0,0,0.10298605519829698,0.7,574830.0646808832,1856031.6434920561,2010985.8953398997,2178876.7909405134,2360784.3700449225,2557878.8415304027,2771428.1113375952,3002805.9388914481,3253500.7744761179,3525125.3344145454,3819426.9756496958,2.1965192447987017E-2,3.1265636816348329E-2,4.1791465810764636E-2,5.3388253533933172E-2,6.4078451624106705E-2,7.3829168577336735E-2,8.267173486315256E-2,9.0636044720045314E-2,9.7750614114476164E-2,0.10404263624554734,1.1343799134526367,33143117.218899999,1723.8717483495604,1696.0923251433262,1666.1392605015794,1634.5080734510493,1604.840184905388,1576.978692198491,1550.6730570508876,1525.6979784169539,{"$f":"(($M31*$N31)+($O31*$E31)+($D31*$P31)+$Q31)/($N31+$O31+$P31+$R31+$U31+AD31+(MIN(AN31*$AQ31,$AQ31*$AP31*AN31)))","v":1501.8492186747974},1478.940222784646,1595.9590761476679,1478.940222784646,null,null,{"$f":"INDEX(EIA_Generation!$H$5:$H$56,MATCH(B31,EIA_Generation!$I$5:$I$56,0))","v":"NE"},{"$f":"SUMIFS(EIA_Sales!$J$6:$J$2711,EIA_Sales!$B$6:$B$2711,2012,EIA_Sales!$C$6:$C$2711,BF31,EIA_Sales!$D$6:$D$2711,\"Total Electric Industry\")","v":30827939},33143117.218899999,{"$f":"SUMIFS(EIA_Generation!$E$5:$E$39232,EIA_Generation!$A$5:$A$39232,2012,EIA_Generation!$B$5:$B$39232,BF31,EIA_Generation!$C$5:$C$39232,\"Total Electric Power Industry\",EIA_Generation!$D$5:$D$39232,\"Total\")","v":34217292.57},1.032410208852879,-8.9890259330667521E-2]
[null,"Nevada",2274.5965673999999,882.52729220000003,1459.1431344,172680511.95826149,4133662,23783255.668000001,279983,198036.66767519998,6381.2,0,2138.120773356,0,0,28196900.668000001,172680511.95826149,198036.66767519998,0.42430350654649585,0.50304483095950003,null,3761261.8300788491,3990505.6274859933,4233721.5228282996,4491761.0964883901,4765527.8315160042,5055980.2770250319,5364135.4043952916,5691072.1680302508,6037935.2831380907,6405939.2337633893,2.9520039364355946E-2,4.0216966295059435E-2,5.1803241604187956E-2,6.2384478414965673E-2,7.2001231542197341E-2,8.0692130210130469E-2,8.8493965627214025E-2,9.5441774534338206E-2,0.10156891891116983,0.10690716201672849,0.96669309080459698,37821929.841799997,{"$f":"(($M32*$N32)+($O32*$E32)+($D32*$P32)+$Q32)/($N32+$O32+$P32+$R32+$U32+V32+(MIN(AF32*$AQ32,$AQ32*$AP32*AF32)))","v":753.92885072027593},740.11447942609072,725.81853251276686,712.50828277703727,700.05931268113704,688.36234535457584,677.32075488413739,666.84855388405686,656.8687583988476,647.31205393369419,696.91419245726206,647.31205393369419,null,null,{"$f":"INDEX(EIA_Generation!$H$5:$H$56,MATCH(B32,EIA_Generation!$I$5:$I$56,0))","v":"NV"},{"$f":"SUMIFS(EIA_Sales!$J$6:$J$2711,EIA_Sales!$B$6:$B$2711,2012,EIA_Sales!$C$6:$C$2711,BF32,EIA_Sales!$D$6:$D$2711,\"Total Electric Industry\")","v":35179918},37821929.841799997,{"$f":"SUMIFS(EIA_Generation!$E$5:$E$39232,EIA_Generation!$A$5:$A$39232,2012,EIA_Generation!$B$5:$B$39232,BF32,EIA_Generation!$C$5:$C$39232,\"Total Electric Power Industry\",EIA_Generation!$D$5:$D$39232,\"Total\")","v":35173263.200000003},0.92997008209579135,-3.7988280932307439E-2]
[null,"New Hampshire",2382.0218552000001,877.57721819999995,1889.4471039,0,1281341,6946868.9999000002,72614,0,1505.5,0,2239.1005438880002,0,0,8300823.9999000002,0,0,0.52531042824004759,0.6276942044243965,575615.28855389054,2219729.5940269795,2499218.6993625145,2813898.6496601808,3168200.3710115771,3567112.6933054491,4016252.5966367796,4521944.3025346696,4822223.0163039416,4822223.0163039416,4822223.0163039416,2.83924112831937E-2,3.9040235823837852E-2,5.0805216401189783E-2,6.1933846394983012E-2,7.2131960918839E-2,8.1425889927688719E-2,8.9840757568304119E-2,9.7400525212454875E-2,0.10412803275509067,0.11004503824332053,1.9497193290751607,11686617.6011,637.43670779605736,615.6754332741325,593.01262964182376,570.51729405404342,548.27059371204871,526.18202887429845,504.18422054725124,490.97803058800093,488.39002431331016,486.13625709794945,546.07832198989149,486.13625709794945,null,null,{"$f":"INDEX(EIA_Generation!$H$5:$H$56,MATCH(B33,EIA_Generation!$I$5:$I$56,0))","v":"NH"},{"$f":"SUMIFS(EIA_Sales!$J$6:$J$2711,EIA_Sales!$B$6:$B$2711,2012,EIA_Sales!$C$6:$C$2711,BF33,EIA_Sales!$D$6:$D$2711,\"Total Electric Industry\")","v":10870261},11686617.6011,{"$f":"SUMIFS(EIA_Generation!$E$5:$E$39232,EIA_Generation!$A$5:$A$39232,2012,EIA_Generation!$B$5:$B$39232,BF33,EIA_Generation!$C$5:$C$39232,\"Total Electric Power Industry\",EIA_Generation!$D$5:$D$39232,\"Total\")","v":19264434.920000002},1.6484183514472779,-0.1545355647526987]
[null,"New Jersey",2101.7207950000002,889.19617849999997,1472.6911917,2431861783.9217291,2602990,20015729.511599999,173972,2295215.174348,5832.3,0,1975.6175473000001,0,0,22792691.511599999,2431861783.9217291,2295215.174348,0.39069624869848135,0.44490104975504319,1616036.9202884741,2421244.2101994306,2839129.1617259495,3329137.2935482459,3903716.4172397573,4577462.7245802898,5367491.5786371576,6293872.3000485832,7380137.9935051166,8653883.3656916264,10147465.721223755,1.2476028539265065E-2,1.9875783190353269E-2,2.8704592736062139E-2,3.8811523622819859E-2,5.0042963652574345E-2,6.1027674442962324E-2,7.1065442355277286E-2,8.0187433052134036E-2,8.8423387938261586E-2,9.5801681004806252E-2,0.76186477247071394,80689387.841399997,759.36459469423858,737.82192635135414,713.85827488976145,687.98351840891144,660.66678828803424,633.64286802088202,607.46987065622568,581.82432572144728,556.43617942184437,531.08638610036337,647.01547325530623,531.08638610036337,null,null,{"$f":"INDEX(EIA_Generation!$H$5:$H$56,MATCH(B34,EIA_Generation!$I$5:$I$56,0))","v":"NJ"},{"$f":"SUMIFS(EIA_Sales!$J$6:$J$2711,EIA_Sales!$B$6:$B$2711,2012,EIA_Sales!$C$6:$C$2711,BF34,EIA_Sales!$D$6:$D$2711,\"Total Electric Industry\")","v":75052914},80689387.841399997,{"$f":"SUMIFS(EIA_Generation!$E$5:$E$39232,EIA_Generation!$A$5:$A$39232,2012,EIA_Generation!$B$5:$B$39232,BF34,EIA_Generation!$C$5:$C$39232,\"Total Electric Power Industry\",EIA_Generation!$D$5:$D$39232,\"Total\")","v":65263407.950000003},0.80882269274714647,6.1635505372100052E-2]
[null,"New Mexico",2340.9359761999999,907.40862790000006,1313.4459059999999,0,11353987,5730957,2208001,0,1662.4,0,2200.4798176279996,7594318.6524115447,1476861.2275884538,10221765.120000001,0,0,0.39246351808169894,0.7,null,3261075.8320251782,3459833.9725480471,3670706.1516455952,3894430.70350732,4131790.9627882536,4383618.0073261885,4650793.5680237878,4721995.6329768756,4721995.6329768756,4721995.6329768756,3.1035013241784176E-2,4.1948637868847644E-2,5.321881813557619E-2,6.3470746305540199E-2,7.2750343651852012E-2,8.110124952435338E-2,8.8564932808121916E-2,9.5180797921778831E-2,0.10098628562294884,0.10601696887513207,1.5006422353948949,24919278.456799999,1197.143742129196,1173.4646815715885,1149.7093665326272,1127.4664519941609,1106.5321479544323,1086.727828021732,1067.8959438963634,1058.3422012025451,1052.5713567834578,1047.6213492874169,1106.747506937352,1047.6213492874169,null,null,{"$f":"INDEX(EIA_Generation!$H$5:$H$56,MATCH(B35,EIA_Generation!$I$5:$I$56,0))","v":"NM"},{"$f":"SUMIFS(EIA_Sales!$J$6:$J$2711,EIA_Sales!$B$6:$B$2711,2012,EIA_Sales!$C$6:$C$2711,BF35,EIA_Sales!$D$6:$D$2711,\"Total Electric Industry\")","v":23178568},24919278.456799999,{"$f":"SUMIFS(EIA_Generation!$E$5:$E$39232,EIA_Generation!$A$5:$A$39232,2012,EIA_Generation!$B$5:$B$39232,BF35,EIA_Generation!$C$5:$C$39232,\"Total Electric Power Industry\",EIA_Generation!$D$5:$D$39232,\"Total\")","v":36635909.439999998},1.4701833965021067,-2.0297202207408827E-2]
[null,"New York",2219.4027956,933.76639460000001,1366.2534776,1921012399.6359246,4156143.4079999998,44002776.7729,12502558,2590211.4823018005,9847.6,0,2086.2386278639997,27582.203066219576,82973.097833776847,60550922.880000003,1921012399.6359246,2590211.4823018005,0.50869486831890876,0.7,2410637.290132205,8344247.8219562788,9394883.1627347302,10577805.396573586,11909670.942114362,13409233.449822094,15097607.867233478,16998567.753011588,19138880.026208654,21548681.8642537,24261905.056667082,4.4177939806613338E-2,5.58919541577729E-2,6.6658701415474086E-2,7.6505373345477676E-2,8.5457924616214306E-2,9.3541117197171855E-2,0.10077856296868844,0.10719276461114169,0.1128051548388648,0.11763613404156197,0.93050619567916049,153914184.36679998,729.86016064824616,705.88680964224989,683.46517439154945,662.29559013222206,642.11911780243281,622.71006378573384,603.87056191358863,585.42675823525701,567.22626232483719,549.13660729089474,635.19971061670117,549.13660729089474,null,null,{"$f":"INDEX(EIA_Generation!$H$5:$H$56,MATCH(B36,EIA_Generation!$I$5:$I$56,0))","v":"NY"},{"$f":"SUMIFS(EIA_Sales!$J$6:$J$2711,EIA_Sales!$B$6:$B$2711,2012,EIA_Sales!$C$6:$C$2711,BF36,EIA_Sales!$D$6:$D$2711,\"Total Electric Industry\")","v":143162668},153914184.36679998,{"$f":"SUMIFS(EIA_Generation!$E$5:$E$39232,EIA_Generation!$A$5:$A$39232,2012,EIA_Generation!$B$5:$B$39232,BF36,EIA_Generation!$C$5:$C$39232,\"Total Electric Power Industry\",EIA_Generation!$D$5:$D$39232,\"Total\")","v":135768251.06999999},0.88210356718289473,-5.2017524140113292E-2]
[null,"North Carolina",2044.2853448000001,851.23011589999999,0,826846418.97859919,50607838,15195335.001800001,0,362531.25863500009,4709.1000000000004,2249,1921.628224112,33884576.521799996,0,31918596.48,10075775561.898846,11227900.058635,0.36734999564750009,0.7,2295625.0875564399,4476628.244452402,5077972.6318094656,5760095.4650099985,6533847.6931109373,7411537.8705267711,8407127.9568040334,9536455.4181320574,10817485.163695855,11668176.311000001,11668176.311000001,2.3711701365905294E-2,3.3248180578932023E-2,4.3920817462107686E-2,5.5100638222559672E-2,6.5281844829774741E-2,7.4506518935239296E-2,8.2814709395660768E-2,9.0244527440311195E-2,9.6832237352173431E-2,0.10261234287404637,0.86123824559614315,137704068.46430001,1181.7685767602823,1158.5963293656523,1133.6031186748994,1107.8425761732351,1083.39298086796,1059.9503224109412,1037.2373731628027,1014.9987918832596,998.83501034897074,992.19803486218882,1076.8423114510192,992.19803486218882,null,null,{"$f":"INDEX(EIA_Generation!$H$5:$H$56,MATCH(B37,EIA_Generation!$I$5:$I$56,0))","v":"NC"},{"$f":"SUMIFS(EIA_Sales!$J$6:$J$2711,EIA_Sales!$B$6:$B$2711,2012,EIA_Sales!$C$6:$C$2711,BF37,EIA_Sales!$D$6:$D$2711,\"Total Electric Industry\")","v":128084893},137704068.46430001,{"$f":"SUMIFS(EIA_Generation!$E$5:$E$39232,EIA_Generation!$A$5:$A$39232,2012,EIA_Generation!$B$5:$B$39232,BF37,EIA_Generation!$C$5:$C$39232,\"Total Electric Power Industry\",EIA_Generation!$D$5:$D$39232,\"Total\")","v":116681763.09999999},0.84733707871710362,{"$f":"BJ37/AP37-1","v":-1.6140907524859416E-2}]
[null,"North Dakota",2367.8470266999998,0,0,0,28186691,0,0,0,0,0,2225.7762050979995,28186691,0,0,0,0,null,null,null,5459956.5101004001,5459956.5101004001,5459956.5101004001,5459956.5101004001,5459956.5101004001,5459956.5101004001,5459956.5101004001,5459956.5101004001,5459956.5101004001,5459956.5101004001,1.3905077599230736E-2,2.1588731916621539E-2,3.0668948227100919E-2,4.0993977973776304E-2,5.240981445235255E-2,6.3172354804844968E-2,7.2992897255679534E-2,8.1902885547603055E-2,8.993232259045425E-2,9.7109828614531768E-2,2.5949466162513546,15822199.395599999,1852.478891016201,1845.8527693351105,1838.0831512852844,1829.327485233855,1819.7434011411597,1810.7993035687825,1802.7144158786748,1795.4413661747471,1788.9371842674393,1783.1628631579874,1816.654083105924,1783.1628631579874,null,null,{"$f":"INDEX(EIA_Generation!$H$5:$H$56,MATCH(B38,EIA_Generation!$I$5:$I$56,0))","v":"ND"},{"$f":"SUMIFS(EIA_Sales!$J$6:$J$2711,EIA_Sales!$B$6:$B$2711,2012,EIA_Sales!$C$6:$C$2711,BF38,EIA_Sales!$D$6:$D$2711,\"Total Electric Industry\")","v":14716956},15822199.395599999,{"$f":"SUMIFS(EIA_Generation!$E$5:$E$39232,EIA_Generation!$A$5:$A$39232,2012,EIA_Generation!$B$5:$B$39232,BF38,EIA_Generation!$C$5:$C$39232,\"Total Electric Power Industry\",EIA_Generation!$D$5:$D$39232,\"Total\")","v":36125158.859999999},2.2831945140348857,-0.12013815631661207]
[null,"Ohio",2126.4919454000001,962.64416500000004,1331.8594760999999,284732505.57003486,86473075,20907183.119899999,321602,214178.34231189999,4342.5,539,1998.902428676,79993007.737065971,297501.98283403117,27411350.399999999,2791474083.6520076,2818195.1423119004,0.54810450150899792,0.7,993077.25115620636,3286936.6168206702,3854232.2836537608,4519438.0750571536,5299452.3970188377,6214090.1682591476,7286586.1840701681,8544185.3562218938,10018834.82296209,11747995.510970866,13775593.765601883,4.1676898585901109E-2,5.3480896117270589E-2,6.4319755857136771E-2,7.4224054995581046E-2,8.3222984559671156E-2,9.134440294933982E-2,9.8614887260712103E-2,0.10505978248567323,0.11070324867286038,0.11556830613179882,0.85969038999059932,163906374.48639998,1570.1420952798715,1541.6454559191857,1514.6257512249808,1488.7342717847371,1463.6334073772452,1438.9909771251409,1414.4757862366203,1389.754468187673,1364.4897703473891,1338.3405300152783,1452.4832513498122,1338.3405300152783,null,null,{"$f":"INDEX(EIA_Generation!$H$5:$H$56,MATCH(B39,EIA_Generation!$I$5:$I$56,0))","v":"OH"},{"$f":"SUMIFS(EIA_Sales!$J$6:$J$2711,EIA_Sales!$B$6:$B$2711,2012,EIA_Sales!$C$6:$C$2711,BF39,EIA_Sales!$D$6:$D$2711,\"Total Electric Industry\")","v":152456864},163906374.48639998,{"$f":"SUMIFS(EIA_Generation!$E$5:$E$39232,EIA_Generation!$A$5:$A$39232,2012,EIA_Generation!$B$5:$B$39232,BF39,EIA_Generation!$C$5:$C$39232,\"Total Electric Power Industry\",EIA_Generation!$D$5:$D$39232,\"Total\")","v":129745730.61},0.7915844091882196,-7.9221521602823142E-2]
[null,"Oklahoma",2304.7120074999998,891.47868089999997,1382.0249091000001,13854903.0142067,29102160,29943376.000300001,8488757.7226999998,13846.757718600027,8035.1,0,2166.4292870499999,14034401.129976669,4093669.7130233301,49406222.880000003,13854903.0142067,13846.757718600027,0.42424540833893432,0.7,null,11742784.579366207,12723152.778090764,13785368.838246694,14936265.980688779,15579317.626,15579317.626,15579317.626,15579317.626,15579317.626,15579317.626,1.8556648857496666E-2,2.7118253019082054E-2,3.6949700287380462E-2,4.7896499759402737E-2,5.8844852296362979E-2,6.8820837546218247E-2,7.7862076239610223E-2,8.6004420288822089E-2,9.3282031330115645E-2,9.9727455722362829E-2,1.1444401272607516,63797104.862399995,995.59806119083339,977.06356510323667,957.33995779220436,936.64344233829161,922.18087950840425,915.47469717006982,909.48058571930403,904.14920023628667,899.4366431899889,895.30379340656816,931.26708256551888,895.30379340656816,null,null,{"$f":"INDEX(EIA_Generation!$H$5:$H$56,MATCH(B40,EIA_Generation!$I$5:$I$56,0))","v":"OK"},{"$f":"SUMIFS(EIA_Sales!$J$6:$J$2711,EIA_Sales!$B$6:$B$2711,2012,EIA_Sales!$C$6:$C$2711,BF40,EIA_Sales!$D$6:$D$2711,\"Total Electric Industry\")","v":59340624},63797104.862399995,{"$f":"SUMIFS(EIA_Generation!$E$5:$E$39232,EIA_Generation!$A$5:$A$39232,2012,EIA_Generation!$B$5:$B$39232,BF40,EIA_Generation!$C$5:$C$39232,\"Total Electric Power Industry\",EIA_Generation!$D$5:$D$39232,\"Total\")","v":77896588.109999999},1.2210050640700749,6.6901653468393718E-2]
[null,"Oregon",2079.5252223000002,852.62905750000004,0,103545341.24990836,2640259,11424290.9999,0,123816.30492919998,3434.6,0,1954.753708962,0,0,14064549.9999,103545341.24990836,123816.30492919998,0.37866988193424211,0.4661839835808626,null,9131577.0351819769,9688134.2466795612,10278612.863918623,10905080.350483691,11569730.179055318,12274889.511493251,12567372.3718125,12567372.3718125,12567372.3718125,12567372.3718125,4.65591326838556E-2,5.7660886724314978E-2,6.7777560375592044E-2,7.6948766242878636E-2,8.5212234253425556E-2,9.2603897258988654E-2,9.9157972702194452E-2,0.10490704052729076,0.10988211750746797,0.11411272815303566,1.1121495781525226,50195189.085599996,471.42671002503823,451.81277749901784,434.00738292816698,417.7175449877833,402.70524895308091,388.77518806171184,381.16132897233166,377.72633663062891,374.80337705793858,372.35316403718747,407.24890591528862,372.35316403718747,null,null,{"$f":"INDEX(EIA_Generation!$H$5:$H$56,MATCH(B41,EIA_Generation!$I$5:$I$56,0))","v":"OR"},{"$f":"SUMIFS(EIA_Sales!$J$6:$J$2711,EIA_Sales!$B$6:$B$2711,2012,EIA_Sales!$C$6:$C$2711,BF41,EIA_Sales!$D$6:$D$2711,\"Total Electric Industry\")","v":46688856},50195189.085599996,{"$f":"SUMIFS(EIA_Generation!$E$5:$E$39232,EIA_Generation!$A$5:$A$39232,2012,EIA_Generation!$B$5:$B$39232,BF41,EIA_Generation!$C$5:$C$39232,\"Total Electric Power Industry\",EIA_Generation!$D$5:$D$39232,\"Total\")","v":60932714.520000003},1.2139154295462229,9.1503744993323144E-2]
[null,"Pennsylvania",2107.9581696,854.6162266,1514.9898418,3150956118.2280765,87052562,50028719.1127,1638387,3804205.3246400007,9581.7999999999993,0,1981.4806794239998,78328894.485853195,1474201.7868468198,58916571.839999989,3150956118.2280765,3804205.3246400007,0.59440157981347352,0.7,4480395.0401000939,8430147.0121484883,9885114.4874214325,11591196.249438304,13591732.363237385,15937542.998879563,18688219.43022972,21913637.848504532,25695734.446409348,30130586.865815494,35330854.884566806,4.6705125897233669E-2,5.8063621574088252E-2,6.8463551920541696E-2,7.7936627795995084E-2,8.6513114251711098E-2,9.4221888285348679E-2,0.10109049416651014,0.1071451964333793,0.11241103065637184,0.11691185206073457,1.4220124802014906,155577427.49770001,1296.5072287621053,1271.3300524368981,1246.3606188372657,1221.2897406335499,1195.8109556881668,1169.6207432122792,1142.4206308491775,1113.9214249837109,1083.849761529634,1051.9570690241305,1179.3068225956918,1051.9570690241305,null,null,{"$f":"INDEX(EIA_Generation!$H$5:$H$56,MATCH(B42,EIA_Generation!$I$5:$I$56,0))","v":"PA"},{"$f":"SUMIFS(EIA_Sales!$J$6:$J$2711,EIA_Sales!$B$6:$B$2711,2012,EIA_Sales!$C$6:$C$2711,BF42,EIA_Sales!$D$6:$D$2711,\"Total Electric Industry\")","v":144709727},155577427.49770001,{"$f":"SUMIFS(EIA_Generation!$E$5:$E$39232,EIA_Generation!$A$5:$A$39232,2012,EIA_Generation!$B$5:$B$39232,BF42,EIA_Generation!$C$5:$C$39232,\"Total Electric Power Industry\",EIA_Generation!$D$5:$D$39232,\"Total\")","v":223419715.47},1.4360676806621124,9.8840204683929844E-3]
[null,"Rhode Island",0,917.88145899999995,0,0,0,8140017.2830999997,0,0,1960.7,0,null,null,null,8140017.2830999997,0,0,0.47263061619265745,0.47263061619265745,null,163745.59714949719,184363.02306168678,207576.41649083217,233712.63915952627,263139.70838456665,296271.97903255722,333575.9779424314,375576.97296787467,422866.36913661537,476110.03606996813,3.8955415446190925E-2,5.106145733699289E-2,6.2209206832177351E-2,7.2426262786619511E-2,8.1738972910374089E-2,9.0172478628589278E-2,9.7750758137175278E-2,0.1044966677227059,0.11043198141235709,0.11557742901711443,0.97630150346734335,8287229.8833999997,866.87769603862273,855.11442357893259,844.15772835089865,833.90685061833108,824.26788789904344,815.15220778711046,806.47506790609373,798.15440746883507,790.10978550571804,782.26144999347662,821.64775051470622,782.26144999347662,null,null,{"$f":"INDEX(EIA_Generation!$H$5:$H$56,MATCH(B43,EIA_Generation!$I$5:$I$56,0))","v":"RI"},{"$f":"SUMIFS(EIA_Sales!$J$6:$J$2711,EIA_Sales!$B$6:$B$2711,2012,EIA_Sales!$C$6:$C$2711,BF43,EIA_Sales!$D$6:$D$2711,\"Total Electric Industry\")","v":7708334},8287229.8833999997,{"$f":"SUMIFS(EIA_Generation!$E$5:$E$39232,EIA_Generation!$A$5:$A$39232,2012,EIA_Generation!$B$5:$B$39232,BF43,EIA_Generation!$C$5:$C$39232,\"Total Electric Power Industry\",EIA_Generation!$D$5:$D$39232,\"Total\")","v":8309035.8300000001},1.0026312708717879,2.6968889539690455E-2]
[null,"South Carolina",2164.0502320999999,846.748332,1730.3936679000001,10850546.867435602,28460318,11209393.612,405616,14670.8146452,2839.2,0,2034.2072181739998,{"$f":"MAX(G44-((P44-H44)*(G44/(G44+I44))), 0)","v":22299837.719094746},{"$f":"MAX(I44-((P44-H44)*(I44/(I44+G44))),0)","v":317816.93290525896},17457672.959999997,10850546.867435602,14670.8146452,0.4494628548935769,0.7,20340660.485616934,3548748.6630712007,4025451.2110934323,4566189.0968829272,5179564.1718457248,5875333.7720029447,6664565.9339591488,7559815.4609941235,8575323.640070105,9675568.1879999992,9675568.1879999992,2.3204885959542832E-2,3.2642132100273065E-2,4.3226922417851046E-2,5.4466253944154872E-2,6.4704449928647031E-2,7.398371366214973E-2,8.2344209944421001E-2,8.9824160520004429E-2,9.6459935015243956E-2,0.10228613758821378,1.1508102920268912,83622302.570299998,920.89927357451495,903.5483274158679,884.77109540654567,865.18497680374105,846.46284278786743,828.38373759553451,810.74460088007118,793.35727510784375,776.55953723301047,771.74969795971606,840.16613647647137,771.74969795971606,null,null,{"$f":"INDEX(EIA_Generation!$H$5:$H$56,MATCH(B44,EIA_Generation!$I$5:$I$56,0))","v":"SC"},{"$f":"SUMIFS(EIA_Sales!$J$6:$J$2711,EIA_Sales!$B$6:$B$2711,2012,EIA_Sales!$C$6:$C$2711,BF44,EIA_Sales!$D$6:$D$2711,\"Total Electric Industry\")","v":77780953},83622302.570299998,{"$f":"SUMIFS(EIA_Generation!$E$5:$E$39232,EIA_Generation!$A$5:$A$39232,2012,EIA_Generation!$B$5:$B$39232,BF44,EIA_Generation!$C$5:$C$39232,\"Total Electric Power Industry\",EIA_Generation!$D$5:$D$39232,\"Total\")","v":96755681.879999995},1.1570559396957405,5.4271739765630045E-3]
[null,"South Dakota",2266.0022379000002,1131.2330233,0,0,2923161,27096,0,0,324,0,2130.042103626,958045.8,0,1992211.2,0,0,9.5206773257775074E-3,0.7,null,1818849.89484,1818849.89484,1818849.89484,1818849.89484,1818849.89484,1818849.89484,1818849.89484,1818849.89484,1818849.89484,1818849.89484,1.6003474697297845E-2,2.4110092585231172E-2,3.3569275788236125E-2,4.4228452949196959E-2,5.5676055361100783E-2,6.6158554687825125E-2,7.5708448625496708E-2,8.4356751428672674E-2,9.2133053866746958E-2,9.9065580642971718E-2,0.82317432466696505,12615449.171,870.12631087357158,855.5328760244048,839.11152655494868,821.34639053348701,803.08634119088958,787.06363943214933,773.01306599339989,760.71495264380758,749.98624987147639,740.6736579425733,800.06550110607088,740.6736579425733,null,null,{"$f":"INDEX(EIA_Generation!$H$5:$H$56,MATCH(B45,EIA_Generation!$I$5:$I$56,0))","v":"SD"},{"$f":"SUMIFS(EIA_Sales!$J$6:$J$2711,EIA_Sales!$B$6:$B$2711,2012,EIA_Sales!$C$6:$C$2711,BF45,EIA_Sales!$D$6:$D$2711,\"Total Electric Industry\")","v":11734210},12615449.171,{"$f":"SUMIFS(EIA_Generation!$E$5:$E$39232,EIA_Generation!$A$5:$A$39232,2012,EIA_Generation!$B$5:$B$39232,BF45,EIA_Generation!$C$5:$C$39232,\"Total Electric Power Industry\",EIA_Generation!$D$5:$D$39232,\"Total\")","v":12034206},0.95392608197129092,0.1588384785412551]
[null,"Tennessee",2244.4869758,812.86077809999995,0,0,34373696,6548896.9570000004,0,0,1601.3,0,2109.8177572519999,31076519.517000001,0,9846073.4399999995,0,0,0.46558944515652534,0.7,10416619.073491586,1384845.6235017879,1570871.6005484168,1781886.4020162455,2021246.770634796,2292760.3595710834,2600746.3031194261,2950103.923837339,3346390.6690943465,3795910.5168185099,4305814.2567654671,2.2118709592617098E-2,3.1384971539776818E-2,4.1842743208428478E-2,5.3317221509695985E-2,6.3798626486043397E-2,7.3325602731252715E-2,8.1934979654626747E-2,8.9661852184241234E-2,9.6539657826840167E-2,0.10260025024814533,0.71806389617157262,103619720.54719999,1353.1273231658745,1331.6839398630125,1308.2603839845351,1283.3143901727312,1260.2022544121412,1238.6278002932859,1218.3221554820093,1199.0375306693174,1180.5422122451953,1162.6165528197819,1253.5734543107883,1162.6165528197819,null,null,{"$f":"INDEX(EIA_Generation!$H$5:$H$56,MATCH(B46,EIA_Generation!$I$5:$I$56,0))","v":"TN"},{"$f":"SUMIFS(EIA_Sales!$J$6:$J$2711,EIA_Sales!$B$6:$B$2711,2012,EIA_Sales!$C$6:$C$2711,BF46,EIA_Sales!$D$6:$D$2711,\"Total Electric Industry\")","v":96381472},103619720.54719999,{"$f":"SUMIFS(EIA_Generation!$E$5:$E$39232,EIA_Generation!$A$5:$A$39232,2012,EIA_Generation!$B$5:$B$39232,BF46,EIA_Generation!$C$5:$C$39232,\"Total Electric Power Industry\",EIA_Generation!$D$5:$D$39232,\"Total\")","v":77724263.799999997},0.75009142458163347,4.4602616258551331E-2]
[null,"Texas",2238.6050648999999,837.48263850000001,1376.7255286,23395881438.071762,138705137.94580001,148010277.7022,20911868,35025953.075113818,37547.699999999997,0,2104.2887610059997,66698232.66889292,10055753.219107125,230873297.75999996,23395881438.071762,35025953.075113818,0.44876213662111297,0.7,2291006.123597574,46879905.640585087,50793761.70586583,55034373.320041567,59629020.277502485,64607259.876982592,70001117.063243374,75845290.443089426,82177375.501014039,85962501.958000004,85962501.958000004,1.7819564615706177E-2,2.6232718655108574E-2,3.5930729210992454E-2,4.675920898737785E-2,5.779823045222629E-2,6.7860476133727837E-2,7.6983942350949144E-2,8.5204837053023702E-2,9.2557659469418907E-2,9.9075276158266765E-2,0.98116863932860832,392523451.23809999,930.41555850281895,914.0145088364693,896.39841111023611,877.80563808121804,859.04305623154403,840.99058078808559,823.51890847283926,806.51231317596626,795.07389256981094,790.81914614755067,853.45920139165389,790.81914614755067,null,null,{"$f":"INDEX(EIA_Generation!$H$5:$H$56,MATCH(B47,EIA_Generation!$I$5:$I$56,0))","v":"TX"},{"$f":"SUMIFS(EIA_Sales!$J$6:$J$2711,EIA_Sales!$B$6:$B$2711,2012,EIA_Sales!$C$6:$C$2711,BF47,EIA_Sales!$D$6:$D$2711,\"Total Electric Industry\")","v":365104131},392523451.23809999,{"$f":"SUMIFS(EIA_Generation!$E$5:$E$39232,EIA_Generation!$A$5:$A$39232,2012,EIA_Generation!$B$5:$B$39232,BF47,EIA_Generation!$C$5:$C$39232,\"Total Electric Power Industry\",EIA_Generation!$D$5:$D$39232,\"Total\")","v":429812509.79000002},1.094998294838901,0.11601436383880315]
[null,"Utah",2070.8755593999999,884.48694069999999,1866.9743576999999,0,27332140,5447362,120348,0,1953.4,0,1946.6230258359999,20797210.471572965,91573.608427033643,12011065.92,0,0,0.31747002517491801,0.7,null,1393352.8905496513,1478275.8558171683,1568374.7604168833,1663965.0708175683,1765381.4807405835,1872979.0830347941,1987134.6129756719,2108247.7673417875,2236742.6038872222,2373069.0261099213,3.6246672129865529E-2,4.8191435133791996E-2,5.9116781491747379E-2,6.9063949874713079E-2,7.8072222274920333E-2,8.6179013010140498E-2,9.3419953635914196E-2,9.9828973953341782E-2,0.10543837929144889,0.11027892423492704,1.2729309156223021,31955592.936799999,1446.4534480354744,1427.6620574384879,1410.414792448842,1394.5558138747676,1379.9467420118249,1366.4639728732429,1353.9964476850048,1342.443787511856,1331.7147240242418,1321.7257720430241,1377.5377557946767,1321.7257720430241,null,null,{"$f":"INDEX(EIA_Generation!$H$5:$H$56,MATCH(B48,EIA_Generation!$I$5:$I$56,0))","v":"UT"},{"$f":"SUMIFS(EIA_Sales!$J$6:$J$2711,EIA_Sales!$B$6:$B$2711,2012,EIA_Sales!$C$6:$C$2711,BF48,EIA_Sales!$D$6:$D$2711,\"Total Electric Industry\")","v":29723368},31955592.936799999,{"$f":"SUMIFS(EIA_Generation!$E$5:$E$39232,EIA_Generation!$A$5:$A$39232,2012,EIA_Generation!$B$5:$B$39232,BF48,EIA_Generation!$C$5:$C$39232,\"Total Electric Power Industry\",EIA_Generation!$D$5:$D$39232,\"Total\")","v":39402960.75},1.2330536575531235,-3.1327118840289714E-2]
[null,"Virginia",2267.8419319999998,903.25933120000002,1652.3647022,2581898592.1833081,13641552,23070349.8473,343908,1140287.9820959999,4346.1000000000004,1928,2131.7714160799997,7600564.6399364769,191612.72736351946,29263632.480000004,10995356047.345861,10454841.582096001,0.60431328041410481,0.7,1645274.9621480964,4458735.5631242758,5228273.178048416,6130626.0569412904,7188716.918590107,8429424.7366649546,9884267.5536922924,11192008.056032101,11192008.056032101,11192008.056032101,11192008.056032101,1.2275622849923361E-2,1.9552461953222907E-2,2.8216893718314835E-2,3.8114803171980259E-2,4.9091087361901521E-2,5.9800812969942711E-2,6.9531688707605732E-2,7.8324840961915429E-2,8.6219408041375317E-2,9.3252633235325691E-2,0.58009283195120465,115890388.37349999,990.95090834378868,968.55631848267194,943.40658865065666,915.80442107085582,886.04333030749251,855.48547843138738,829.67291004783476,822.19804661317141,815.60087529939335,809.81203257413097,883.75309098213836,809.81203257413097,null,null,{"$f":"INDEX(EIA_Generation!$H$5:$H$56,MATCH(B49,EIA_Generation!$I$5:$I$56,0))","v":"VA"},{"$f":"SUMIFS(EIA_Sales!$J$6:$J$2711,EIA_Sales!$B$6:$B$2711,2012,EIA_Sales!$C$6:$C$2711,BF49,EIA_Sales!$D$6:$D$2711,\"Total Electric Industry\")","v":107794985},115890388.37349999,{"$f":"SUMIFS(EIA_Generation!$E$5:$E$39232,EIA_Generation!$A$5:$A$39232,2012,EIA_Generation!$B$5:$B$39232,BF49,EIA_Generation!$C$5:$C$39232,\"Total Electric Power Industry\",EIA_Generation!$D$5:$D$39232,\"Total\")","v":70739234.939999998},0.61039777269549256,5.2241536311272707E-2]
[null,"Washington",2431.8756291,823.08344480000005,0,841079242.05249608,3735730,5665045,0,1181813.6844964998,3485.1,0,2285.963091354,0,0,9400775,841079242.05249608,1181813.6844964998,0.18505285629444404,0.30708322089787499,506700.34628760855,10407601.523484629,11041930.693569014,11714921.364587309,12428929.902484756,13186456.290508926,13990152.882489128,14842833.689616315,15747484.233239599,16707271.998177329,17725557.523143277,4.243741867449162E-2,5.3879822145822112E-2,6.4323294808073306E-2,7.3808105504954855E-2,8.2372610541069161E-2,9.0053340657129319E-2,9.6885084006153407E-2,0.10290096531398807,0.10813252139910264,0.11260977321856785,1.0769131559142726,99270907.719099998,333.67578410466757,312.18074715019526,293.89539744558454,278.12096877665471,264.3427404886117,252.17294920106056,241.31373313943178,231.53236763302505,222.64429088186347,214.50120936623983,264.43801881873344,214.50120936623983,null,null,{"$f":"INDEX(EIA_Generation!$H$5:$H$56,MATCH(B50,EIA_Generation!$I$5:$I$56,0))","v":"WA"},{"$f":"SUMIFS(EIA_Sales!$J$6:$J$2711,EIA_Sales!$B$6:$B$2711,2012,EIA_Sales!$C$6:$C$2711,BF50,EIA_Sales!$D$6:$D$2711,\"Total Electric Industry\")","v":92336441},99270907.719099998,{"$f":"SUMIFS(EIA_Generation!$E$5:$E$39232,EIA_Generation!$A$5:$A$39232,2012,EIA_Generation!$B$5:$B$39232,BF50,EIA_Generation!$C$5:$C$39232,\"Total Electric Power Industry\",EIA_Generation!$D$5:$D$39232,\"Total\")","v":116835473.55},1.1769356827138242,9.2878916234090392E-2]
[null,"West Virginia",2056.1693873999998,0,0,569069878.81547618,70074636,0,0,270212.83256560005,0,0,1932.7992241559996,70074636,0,0,569069878.81547618,270212.83256560005,null,null,null,2451206.0983753526,2874262.2020455897,3370333.9803142487,3952023.2812360222,4634106.9183818018,5433912.0503049381,6371756.3471237253,7471464.1258930843,8760971.5662944764,10273036.381104968,1.7726819280304597E-2,2.620262146234853E-2,3.6006145300687221E-2,4.6984718022848558E-2,5.828301504094046E-2,6.8631576395172936E-2,7.8060267244325895E-2,8.6597593868983136E-2,9.4270756075843037E-2,0.10110569743482145,2.3330020830253368,33131615.799099997,1853.4071988412061,1835.7987225681532,1815.6811791168357,1793.0508045192989,1768.4219441227917,1742.5327203615113,1715.0612010115187,1685.6732374649209,1654.0271994162258,1619.7812233003181,1748.3435430722777,1619.7812233003181,null,null,{"$f":"INDEX(EIA_Generation!$H$5:$H$56,MATCH(B51,EIA_Generation!$I$5:$I$56,0))","v":"WV"},{"$f":"SUMIFS(EIA_Sales!$J$6:$J$2711,EIA_Sales!$B$6:$B$2711,2012,EIA_Sales!$C$6:$C$2711,BF51,EIA_Sales!$D$6:$D$2711,\"Total Electric Industry\")","v":30817241},33131615.799099997,{"$f":"SUMIFS(EIA_Generation!$E$5:$E$39232,EIA_Generation!$A$5:$A$39232,2012,EIA_Generation!$B$5:$B$39232,BF51,EIA_Generation!$C$5:$C$39232,\"Total Electric Power Industry\",EIA_Generation!$D$5:$D$39232,\"Total\")","v":73413404.700000003},2.2158111800268503,-5.0231803842420208E-2]
[null,"Wisconsin",2362.8620348999998,833.44731530000001,1797.8866324999999,133623054.35154198,32112721,10244272.9537,47668,160189.20979510003,2977.3,0,2221.0903128059995,24062121.992018439,35717.721681558382,18306822.240000002,133623054.35154198,160189.20979510003,{"$f":"H52/(8784*K52)","v":0.39171140537550769},0.7,546885.33272974333,4066361.6280125463,4309594.7088892087,4567376.9954305105,4840578.7614688976,5130122.3370494274,5436985.2222189866,5762203.3870696044,6106874.7691768315,6472162.9802405462,6859301.2344418112,4.6755557578785641E-2,5.8199514903010917E-2,6.8694186368115542E-2,7.8268664247835837E-2,8.6950718853901834E-2,9.4766848508720178E-2,0.10174232746921354,0.10790125188277862,0.11326658385307191,0.11786019369020941,0.83970464605670592,73988478.759000003,1375.7128577901383,1349.9915179458387,1326.3477460751305,1304.548355882514,1284.3895103456618,1265.6918079002246,1248.2962902292295,1232.0611756206677,1216.8591684848723,1202.5752302204498,1280.6473660494726,1202.5752302204498,null,null,{"$f":"INDEX(EIA_Generation!$H$5:$H$56,MATCH(B52,EIA_Generation!$I$5:$I$56,0))","v":"WI"},{"$f":"SUMIFS(EIA_Sales!$J$6:$J$2711,EIA_Sales!$B$6:$B$2711,2012,EIA_Sales!$C$6:$C$2711,BF52,EIA_Sales!$D$6:$D$2711,\"Total Electric Industry\")","v":68820090},73988478.759000003,{"$f":"SUMIFS(EIA_Generation!$E$5:$E$39232,EIA_Generation!$A$5:$A$39232,2012,EIA_Generation!$B$5:$B$39232,BF52,EIA_Generation!$C$5:$C$39232,\"Total Electric Power Industry\",EIA_Generation!$D$5:$D$39232,\"Total\")","v":63742909.890000001},0.86152480709364865,2.5985519002915236E-2]
[null,"Wyoming",2330.5399379,0,0,0,42907427,0,0,0,0,220,2190.707541626,42617555,0,289872,{"$f":"0.55*8784*907*L53+F53","v":964017648.00000012},1062864,null,null,null,5535669.1312646288,5873060.6424570326,6231015.7077791048,6610787.6479114676,7013706.1717271032,7441182.0320478771,7894711.9651630903,8375883.931404979,8886382.675130168,9427995.6235744376,1.6109767718954466E-2,2.4169111686105388E-2,3.3543356738429266E-2,4.4078154492566524E-2,5.5300439079744107E-2,6.553219255481714E-2,7.4813278502671873E-2,8.3181666327165629E-2,9.0673517381413937E-2,9.732326713778354E-2,2.5615024889708833,18245902.685399998,{"$f":"(($M53*$N53)+($O53*$E53)+(907*$P53)+$Q53)/($N53+$O53+$P53+$R53+$U53+V53+(MIN(AF53*$AQ53,$AQ53*$AP53*AF53)))","v":1899.392080353738},{"$f":"(($M53*$N53)+($O53*$E53)+(907*$P53)+$Q53)/($N53+$O53+$P53+$R53+$U53+W53+(MIN(AG53*$AQ53,$AQ53*$AP53*AG53)))","v":1881.093254104266},1861.5099699419302,1840.7888217977668,1819.2742127555118,1798.0350590622877,1776.9953374447309,1756.0839734654164,1735.2345002920363,1714.3847905317243,1808.2791999749406,1714.3847905317243,null,null,{"$f":"INDEX(EIA_Generation!$H$5:$H$56,MATCH(B53,EIA_Generation!$I$5:$I$56,0))","v":"WY"},{"$f":"SUMIFS(EIA_Sales!$J$6:$J$2711,EIA_Sales!$B$6:$B$2711,2012,EIA_Sales!$C$6:$C$2711,BF53,EIA_Sales!$D$6:$D$2711,\"Total Electric Industry\")","v":16971354},18245902.685399998,{"$f":"SUMIFS(EIA_Generation!$E$5:$E$39232,EIA_Generation!$A$5:$A$39232,2012,EIA_Generation!$B$5:$B$39232,BF53,EIA_Generation!$C$5:$C$39232,\"Total Electric Power Industry\",EIA_Generation!$D$5:$D$39232,\"Total\")","v":49588606.210000001},2.717794074922903,6.1015590117506457E-2]

{"sheet":"Apdx_1_AltGoals","index":18,"n_rows":53,"n_cols":55,"rows_kept":53,"cut":false,"hidden":true,"merged":[[2,2,2,11],[2,13,2,19],[2,31,2,42],[2,43,2,54],[2,21,2,30]]}
[]
[null,"Source","http://www2.epa.gov/sites/production/files/2014-06/20140602tsd-state-goal-data-computation.xlsx"]
[null,null,"Step 1 (2012 Data for Fossil Sources)",null,null,null,null,null,null,null,null,null,"Step 2 (HRI)","Steps 3a & 3b (Redispatch)",null,null,null,null,null,null,"Step 4a Nuclear","Step 4b - Existing and New Renewable (MWh)",null,null,null,null,null,null,null,null,null,"Step 5 (Demand Side EE - % of avoided MWh sales)",null,null,null,null,null,null,null,null,null,null,null,"Steps 6&7 (State Goal Phase I & II)"]
[null,"State","Coal Rate (lb/MWh)","NGCC Rate (lb/MWh)","O/G rate (lb/MWh)","Other Emissions (lbs)","Hist Coal Gen. (MWh)","Hist NGCC Gen (MWh)","Historic OG steam Gen. (MWh)","Other Gen. (MWh)","NGCC Capacity (MW )","Under Construction NGCC Capacity (MW)","Adj. Coal Rate (lbs/MWh)","Redispatched Coal Gen. (MWh)","Redispatch O/G steam Gen. (MWh)","Redispatched NGCC Gen. (MWh)","Other Emissions (lbs)","Other Gen. (MWh)","2012 NGCC Capacity Factor*","Post Redispatch Assumed  NGCC Capacity Factor for Existing Fleet","Nuclear Generation Under Construction and \"At Risk\" MWh","2020 Existing and Incremental RE","2021 Existing and Incremental RE","2022 Existing and Incremental RE","2023 Existing and Incremental RE","2024 Existing and Incremental RE","2025 Existing and Incremental RE","2026 Existing and Incremental RE","2027 Existing and Incremental RE","2028 Existing and Incremental RE","2029 Existing and Incremental RE","2020 EE Potential","2021 EE Potential","2022 EE Potential","2023 EE Potential","2024 EE Potential","2025 EE Potential","2026 EE Potential","2027 EE Potential","2028 EE Potential","2029 EE Potential (%)","State Generation as % of sales","2012 Total MWh",2020,2021,2022,2023,2024,2025,2026,2027,2028,2029,"Interim Goal (2020 - 2024 average)","Final Goal (2025 and thereafter)"]
[null,"Alabama",2264.0354115,876.68376069999999,0,0,46045176,53492095.964400001,0,0,10333.1,0,{"$f":"C5*0.96","v":2173.4739950399999},{"$f":"MAX(G5-((P5-H5)*(G5/(G5+I5))), 0)","v":40539404.204399996},{"$f":"MAX(I5-((P5-H5)*(I5/(I5+G5))),0)","v":0},{"$f":"MIN(((K5*8784*0.65)+(0.1*L5*8784)), SUM(G5:I5))","v":58997867.760000005},{"$f":"0.55*8784*D5*L5+F5","v":0},{"$f":"L5*8784*0.55+J5","v":0},{"$f":"H5/(8784*K5)","v":0.5893409998866711},{"$f":"(P5-(0.1*L5*8784))/(8784*K5)","v":0.65},2329528.2830145163,4596882.7422880698,5214380.8872008417,5914827.408295366,6709364.7408451298,7610632.0807540147,{"$f":"$Z5","v":7610632.0807540147},{"$f":"$Z5","v":7610632.0807540147},7610632.0807540147,7610632.0807540147,7610632.0807540147,1.074199265092114E-2,1.6533562846708469E-2,2.335660621955165E-2,3.1102900681908418E-2,3.8586172491681683E-2,{"$f":"$AJ5","v":3.8586172491681683E-2},{"$f":"$AJ5","v":3.8586172491681683E-2},3.8586172491681683E-2,3.8586172491681683E-2,3.8586172491681683E-2,1.5062729353312405,92654857.354800001,{"$f":"(($M5*$N5)+($O5*$E5)+($D5*$P5)+$Q5)/($N5+$O5+$P5+$R5+$U5+V5+(MIN(AF5*$AQ5,$AQ5*$AP5*AF5)))","v":1301.2761927422816},{"$f":"(($M5*$N5)+($O5*$E5)+($D5*$P5)+$Q5)/($N5+$O5+$P5+$R5+$U5+W5+(MIN(AG5*$AQ5,$AQ5*$AP5*AG5)))","v":1287.4489218137539},{"$f":"(($M5*$N5)+($O5*$E5)+($D5*$P5)+$Q5)/($N5+$O5+$P5+$R5+$U5+X5+(MIN(AH5*$AQ5,$AQ5*$AP5*AH5)))","v":1271.8439591741887},{"$f":"(($M5*$N5)+($O5*$E5)+($D5*$P5)+$Q5)/($N5+$O5+$P5+$R5+$U5+Y5+(MIN(AI5*$AQ5,$AQ5*$AP5*AI5)))","v":1254.5875004649356},{"$f":"(($M5*$N5)+($O5*$E5)+($D5*$P5)+$Q5)/($N5+$O5+$P5+$R5+$U5+Z5+(MIN(AJ5*$AQ5,$AQ5*$AP5*AJ5)))","v":1236.8913052319392},{"$f":"$AV5","v":1236.8913052319392},{"$f":"$AV5","v":1236.8913052319392},1236.8913052319392,1236.8913052319392,1236.8913052319392,{"$f":"AVERAGE(AR5:AW5)","v":1264.8231974431731},{"$f":"AV5","v":1236.8913052319392}]
[null,"Alaska",2851.8639784000002,1149.0343319000001,0,1179006933.8139415,215407,2204942.0011,0,741852.83059999999,589,0,{"$f":"C6*0.96","v":2737.7894192640001},0,0,{"$f":"MIN(((K6*8784*0.65)+(0.1*L6*8784)), SUM(G6:I6))","v":2420349.0011},{"$f":"0.55*8784*D6*L6+F6","v":1179006933.8139415},{"$f":"L6*8784*0.55+J6","v":741852.83059999999},{"$f":"H6/(8784*K6)","v":0.42617654902338253},{"$f":"(P6-(0.1*L6*8784))/(8784*K6)","v":0.46781093752416031},0,61595,68633,76475,85213,94950,{"$f":"$Z6","v":94950},94950,94950,94950,94950,9.3742991748030826E-3,1.4916056726227239E-2,2.15313007494373E-2,2.9113085330953383E-2,3.6851060853078939E-2,{"$f":"$AJ6","v":3.6851060853078939E-2},3.6851060853078939E-2,3.6851060853078939E-2,3.6851060853078939E-2,3.6851060853078939E-2,0.95575594451088541,6898283.4660999998,1205.280091075492,1189.5043171727693,1171.3988129119141,1151.3977869864248,1131.4121257060697,{"$f":"$AV6","v":1131.4121257060697},1131.4121257060697,1131.4121257060697,1131.4121257060697,1131.4121257060697,{"$f":"AVERAGE(AR6:AV6)","v":1169.7986267705342},{"$f":"AV6","v":1131.4121257060697}]
[null,"Arizona",2268.1042771000002,899.86091399999998,1562.9144492,17227768.092891555,24335930,26782325.404100001,1033871.4028,19361.3842611,11201.5,0,2177.3801060160004,0,0,52152126.806900002,17227768.092891555,19361.3842611,0.27219476733108133,0.53003373709484003,1818486.110605574,2150929.7962148427,2282026.0444199638,2421112.4308079784,2568675.943443425,2725233.2516516135,2725233.2516516135,2725233.2516516135,2725233.2516516135,2725233.2516516135,2725233.2516516135,3.5174871195163757E-2,4.2263231878044032E-2,4.8721162676135688E-2,5.4572661042498305E-2,5.9840731383995482E-2,5.9840731383995482E-2,5.9840731383995482E-2,5.9840731383995482E-2,5.9840731383995482E-2,5.9840731383995482E-2,1.4251222105415922,80700600.059299991,795.98603862366804,786.60839785504413,778.00167923956189,770.0920526075987,762.81344074285778,762.81344074285778,762.81344074285778,762.81344074285778,762.81344074285778,762.81344074285778,778.7003218137462,762.81344074285778]
[null,"Arkansas",2276.1671658999999,827.20611759999997,1446.3626015,789080955.25707102,28378831,15651184.9989,860469.77339999995,1310917.1879999998,5588.4,0,2185.1204792639996,12600887.729605697,382069.40269430599,31907528.639999997,789080955.25707102,1310917.1879999998,0.31883604537555943,0.65,842037.12970128574,2288229.0213397061,2479266.0746687674,2686252.2115048999,2910518.9707317012,3153509.0572316013,3153509.0572316013,3153509.0572316013,3153509.0572316013,3153509.0572316013,3153509.0572316013,1.2410675581398984E-2,1.8557780922620993E-2,2.5712673828303237E-2,3.3688245780596641E-2,4.1024977369042086E-2,4.1024977369042086E-2,4.1024977369042086E-2,4.1024977369042086E-2,4.1024977369042086E-2,4.1024977369042086E-2,1.1398795462238362,50378720.481699996,1106.3586647724312,1095.3796240269253,1083.1981057835549,1070.0686085852733,1057.5258840213571,1057.5258840213571,1057.5258840213571,1057.5258840213571,1057.5258840213571,1057.5258840213571,1082.5061774379083,1057.5258840213571]
[null,"California",2184.3824657999999,866.62532759999999,1405.0881457,9203690697.6602497,933157,81298989.272799999,10403921,14405899.252831599,20765.3,1855.2,2097.0071671679998,0,0,92636067.272799999,16971116790.127369,23368741.492831599,0.44571229003685803,0.49893237143631541,1034647.9267860011,37968065.870375805,40282167.89079991,41150704.3839375,41150704.3839375,41150704.3839375,41150704.3839375,41150704.3839375,41150704.3839375,41150704.3839375,41150704.3839375,3.5517039908893128E-2,4.2749706892985899E-2,4.9365723403308727E-2,5.538467448688833E-2,6.0825387560107601E-2,6.0825387560107601E-2,6.0825387560107601E-2,6.0825387560107601E-2,6.0825387560107601E-2,6.0825387560107601E-2,0.71065789075174424,279029344.65380001,600.13370665963612,586.56616076181638,578.95222912835254,574.86768211414721,571.22481571110268,571.22481571110268,571.22481571110268,571.22481571110268,571.22481571110268,571.22481571110268,582.3489188750109,571.22481571110268]
[null,"Colorado",2225.5359119,927.72581000000002,5177.3097086999996,45518965.42301061,34385542,8811705.9947999995,618,62201.513267400005,3315.3,200,2136.514475424,24092716.104363445,433.01043655198481,19104716.880000003,941924752.0774107,1028441.5132674001,0.30258321820227757,0.65,0,7845382.6098847017,8323548.0189554757,8830856.9599355459,9369085.6914919708,9940118.7328438237,9940118.7328438237,9940118.7328438237,9940118.7328438237,9940118.7328438237,9940118.7328438237,3.3223332139751531E-2,4.0508398729088346E-2,4.7159533846534575E-2,5.3200098868307531E-2,5.8652503141838105E-2,5.8652503141838105E-2,5.8652503141838105E-2,5.8652503141838105E-2,5.8652503141838105E-2,5.8652503141838105E-2,0.89077328426401414,57717062.804699995,1304.2545425991566,1283.8975694341382,1264.2448776069216,1245.1951837584033,1226.6560181533864,1226.6560181533864,1226.6560181533864,1226.6560181533864,1226.6560181533864,1226.6560181533864,1264.8496383104011,1226.6560181533864]
[null,"Connecticut",3146.0400358000002,809.89153940000006,1763.5710523,16456559.380894523,99461,15299704.404100001,335267,30041.165594800012,2749.2,0,3020.1984343680001,8602.4869911078567,28997.597108894552,15696832.319999998,16456559.380894523,30041.165594800012,0.63355508040905173,0.65,971137.17235159245,1071107.7030567238,1205972.2984790099,1357817.8744754349,1528782.5288941138,1721273.5703268026,1721273.5703268026,1721273.5703268026,1721273.5703268026,1721273.5703268026,1721273.5703268026,3.6096338984595612E-2,4.3576068587835776E-2,5.0464201126653049E-2,5.6772949624148847E-2,6.2514057527199032E-2,6.2514057527199032E-2,6.2514057527199032E-2,6.2514057527199032E-2,6.2514057527199032E-2,6.2514057527199032E-2,1.0615943486491424,31707212.583799999,675.75070011727348,662.74063722789174,650.2807392770361,638.25689342469764,626.56145008435647,626.56145008435647,626.56145008435647,626.56145008435647,626.56145008435647,626.56145008435647,650.71808402625118,626.56145008435647]
[null,"Delaware",2136.9024003999998,979.35543659999996,1429.8429154999999,2008472.8334976812,1406502,5179270.0000999998,1076070,1432.3572751999891,1193,0,2051.4263043839996,481731.63175893796,368557.56834106194,6811552.7999999998,2008472.8334976812,1432.3572751999891,0.49423759881373891,0.65,0,247756.63915112716,290517.20444475126,340657.85832245945,399452.33762881707,468394.2147199444,468394.2147199444,468394.2147199444,468394.2147199444,468394.2147199444,468394.2147199444,8.5888486066409662E-3,1.3997891092707212E-2,2.0511320003863284E-2,2.8023712806235057E-2,3.594453504186023E-2,3.594453504186023E-2,3.594453504186023E-2,3.594453504186023E-2,3.594453504186023E-2,3.594453504186023E-2,0.45088760824127661,12384432.758099999,1028.7932339673641,1019.4473809988244,1008.5840025548773,996.22170022119076,982.69087004657263,982.69087004657263,982.69087004657263,982.69087004657263,982.69087004657263,982.69087004657263,1007.1474375577658,982.69087004657263]
[null,"Florida",2250.7272351000001,864.2511733,1528.8799706,6223480133.8529482,44537196,133320419.2579,10025973,3567382.7075262,29485.1,1157,2160.6981456960002,15116261.384174045,3402891.1137259649,169364435.75999999,11054383534.446081,9157081.1075261999,0.51475638061732198,0.65,1623103.9351455392,7489632.440006014,8495712.9508785289,9636940.0129957795,10931467.829839459,12399889.254646057,12399889.254646057,12399889.254646057,12399889.254646057,12399889.254646057,12399889.254646057,1.7461888157549114E-2,2.4577254196632588E-2,3.254561396370001E-2,3.9856658557826441E-2,4.6534365612860666E-2,4.6534365612860666E-2,4.6534365612860666E-2,4.6534365612860666E-2,4.6534365612860666E-2,4.6534365612860666E-2,0.90200148188543927,237246975.40829998,930.44880732428931,919.37224879526809,907.21547925333709,895.32413538082585,883.58710581215826,883.58710581215826,883.58710581215826,883.58710581215826,883.58710581215826,883.58710581215826,907.18955531317567,883.58710581215826]
[null,"Georgia",2294.5501021999999,841.16901270000005,0,68345446.737178013,40972090,37591123.001900002,0,83815.36127129996,8354.9,0,2202.7680981119997,30860075.961900003,0,47703137.039999999,68345446.737178013,83815.36127129996,0.51221432105704978,0.65,19220561.263695512,5427968.0941611556,6157105.7330128942,6984188.254216129,7922372.5700843642,8986582.9577741623,8986582.9577741623,8986582.9577741623,8986582.9577741623,8986582.9577741623,8986582.9577741623,1.480082382373472E-2,2.1407885870977868E-2,2.8963833738141584E-2,3.662482376974377E-2,4.3648268614303501E-2,4.3648268614303501E-2,4.3648268614303501E-2,4.3648268614303501E-2,4.3648268614303501E-2,4.3648268614303501E-2,0.87749338804973098,140815385.2872,1028.9934723338124,1014.0844294347382,997.61742195529666,980.57248570953971,963.6943963368733,963.6943963368733,963.6943963368733,963.6943963368733,963.6943963368733,963.6943963368733,996.99244115405202,963.6943963368733]
[null,"Hawaii",2077.0173885999998,0,1694.9226693999999,366833182.50428218,1502308,0,4093831,250089.58781180004,0,0,1993.9366930559997,1502308,4093831,0,366833182.50428218,250089.58781180004,null,null,0,1046926.8679999999,1046926.8679999999,1046926.8679999999,1046926.8679999999,1046926.8679999999,1046926.8679999999,1046926.8679999999,1046926.8679999999,1046926.8679999999,1046926.8679999999,1.0099499643200912E-2,1.5788646997110363E-2,2.2536975652808638E-2,3.023738009662004E-2,3.7885748799589683E-2,3.7885748799589683E-2,3.7885748799589683E-2,3.7885748799589683E-2,3.7885748799589683E-2,3.7885748799589683E-2,0.96236732407479131,10363057.6907,1472.8690615697551,1461.016478686551,1447.2022344997806,1431.7547433387153,1416.7346535908705,1416.7346535908705,1416.7346535908705,1416.7346535908705,1416.7346535908705,1416.7346535908705,1445.9154343371345,1416.7346535908705]
[null,"Idaho",0,857.9888373,0,0,0,1639922,0,0,620,0,null,null,null,1639922,0,0,0.30111970444796993,0.30111970444796993,0,3185880.3281693324,3196687.1701874998,3196687.1701874998,3196687.1701874998,3196687.1701874998,3196687.1701874998,3196687.1701874998,3196687.1701874998,3196687.1701874998,3196687.1701874998,3.2759200225059383E-2,4.0180324884145767E-2,4.6974830230407806E-2,5.3163443671843079E-2,5.8766082132851977E-2,5.8766082132851977E-2,5.8766082132851977E-2,5.8766082132851977E-2,5.8766082132851977E-2,5.8766082132851977E-2,0.46825537415146617,25492619.6109,269.7096083679196,264.66708067207907,260.68990844743985,257.17000863919952,254.06438295191364,254.06438295191364,254.06438295191364,254.06438295191364,254.06438295191364,254.06438295191364,261.26019781571028,254.06438295191364]
[null,"Illinois",2334.1314781999999,865.11049949999995,0,502713810.86605561,79166165,7870423.0049999999,0,727383.22051619994,3395.6,0,2240.7662190719998,{"$f":"MAX(G17-((P17-H17)*(G17/(G17+I17))), 0)","v":67649070.245000005},{"$f":"MAX(I17-((P17-H17)*(I17/(I17+G17))),0)","v":0},19387517.759999998,502713810.86605561,727383.22051619994,0.26386951731411334,0.64999999999999991,5305342.0031535765,10562948.774062034,11194781.062601805,11864406.968187384,12574087.150040077,13326217.490747312,13326217.490747312,13326217.490747312,13326217.490747312,13326217.490747312,13326217.490747312,3.5150761995376589E-2,4.2620763097034248E-2,4.9490475905068408E-2,5.577422073533992E-2,6.148577990227249E-2,6.148577990227249E-2,6.148577990227249E-2,6.148577990227249E-2,6.148577990227249E-2,6.148577990227249E-2,1.2699014351631996,154319858.30039999,1548.3759854045541,1523.4463430952301,1500.037178306917,1477.9878806330948,1457.1536995853667,1457.1536995853667,1457.1536995853667,1457.1536995853667,1457.1536995853667,1457.1536995853667,1501.4002174050324,1457.1536995853667]
[null,"Indiana",2158.1427699999999,913.95402869999998,0,2498940947.3439569,87213268,12839308.9999,0,1631176.6947404,2767.7,0,2071.8170591999997,84250117.079899997,0,15802459.919999998,2498940947.3439569,1631176.6947404,0.5281171977137975,0.65,0,4474097.5541361207,4741719.7264334615,5025349.9598511811,5325945.7909739129,5644522.03229897,5644522.03229897,5644522.03229897,5644522.03229897,5644522.03229897,5644522.03229897,2.8932664501521661E-2,3.6860832562341357E-2,4.4177542041736552E-2,5.0897528225117832E-2,5.7034975702518607E-2,5.7034975702518607E-2,5.7034975702518607E-2,5.7034975702518607E-2,5.7034975702518607E-2,5.7034975702518607E-2,1.0283960752376078,113071949.2175,1749.9193600547119,1731.500192035935,1714.2797230682445,1698.1586706714468,1683.0460862641066,1683.0460862641066,1683.0460862641066,1683.0460862641066,1683.0460862641066,1683.0460862641066,1715.3808064188888,1683.0460862641066]
[null,"Iowa",2251.3328427000001,894.23068499999999,2421.6860683,0,33055156,1437496.0001000001,305111,0,1263.9000000000001,0,2161.279528992,27329141.734909881,252257.82519011825,7216363.4400000013,0,0,0.129479675993841,0.65,277784.49248620583,8565920.5484688003,8565920.5484688003,8565920.5484688003,8565920.5484688003,8565920.5484688003,8565920.5484688003,8565920.5484688003,8565920.5484688003,8565920.5484688003,8565920.5484688003,3.5817374371114929E-2,4.3177699626667967E-2,4.9934091408042489E-2,5.6102295936979643E-2,6.1697468465434571E-2,6.1697468465434571E-2,6.1697468465434571E-2,6.1697468465434571E-2,6.1697468465434571E-2,6.1697468465434571E-2,1.1303387570565711,49141853.409999996,1456.5543321270673,1445.0421436401687,1434.6335987729447,1425.2612610960891,1416.8649195945509,1416.8649195945509,1416.8649195945509,1416.8649195945509,1416.8649195945509,1416.8649195945509,1435.6712510461643,1416.8649195945509]
[null,"Kansas",2363.8496110000001,0,1560.4262702000001,0,27979593,0,1632997,0,0,0,2269.2956265600001,27979593,1632997,0,0,0,null,null,542728.26516676403,7238912.608504938,7843266.6837039823,8498076.3822767045,8884938.154000001,8884938.154000001,8884938.154000001,8884938.154000001,8884938.154000001,8884938.154000001,8884938.154000001,9.3554607834558361E-3,1.4912739004496019E-2,2.1554667140314031E-2,2.9175162716331759E-2,3.6975976232088391E-2,3.6975976232088391E-2,3.6975976232088391E-2,3.6975976232088391E-2,3.6975976232088391E-2,3.6975976232088391E-2,1.1028009817174655,43319516.047600001,1747.1694300732415,1708.9617584886989,1668.2728818108885,1638.5956388689165,1624.9711627778752,1624.9711627778752,1624.9711627778752,1624.9711627778752,1624.9711627778752,1624.9711627778752,1677.5941744039242,1624.9711627778752]
[null,"Kentucky",2166.3264045000001,0,0,0,84358283,0,0,0,0,640,2079.6733483200001,83796107,0,562176,{"$f":"0.55*8784*907*L21+F21","v":2804414976},3091968.0000000005,null,null,0,551117.60800162517,625149.10274459934,709125.23023801693,804381.85058958677,912434.26967159729,912434.26967159729,912434.26967159729,912434.26967159729,912434.26967159729,912434.26967159729,1.6280809733955681E-2,2.3204354475951809E-2,3.1056050308293719E-2,3.8604865223857067E-2,4.5527420140987158E-2,4.5527420140987158E-2,4.5527420140987158E-2,4.5527420140987158E-2,4.5527420140987158E-2,4.5527420140987158E-2,0.97179777525598399,95736031.598999992,{"$f":"(($M21*$N21)+($O21*$E21)+(907*$P21)+$Q21)/($N21+$O21+$P21+$R21+$U21+V21+(MIN(AF21*$AQ21,$AQ21*$AP21*AF21)))","v":1983.8095770418608},{"$f":"(($M21*$N21)+($O21*$E21)+(907*$P21)+$Q21)/($N21+$O21+$P21+$R21+$U21+W21+(MIN(AG21*$AQ21,$AQ21*$AP21*AG21)))","v":1968.0205134534449},{"$f":"(($M21*$N21)+($O21*$E21)+(907*$P21)+$Q21)/($N21+$O21+$P21+$R21+$U21+X21+(MIN(AH21*$AQ21,$AQ21*$AP21*AH21)))","v":1950.4157855293593},{"$f":"(($M21*$N21)+($O21*$E21)+(907*$P21)+$Q21)/($N21+$O21+$P21+$R21+$U21+Y21+(MIN(AI21*$AQ21,$AQ21*$AP21*AI21)))","v":1933.4788937849596},{"$f":"(($M21*$N21)+($O21*$E21)+(907*$P21)+$Q21)/($N21+$O21+$P21+$R21+$U21+Z21+(MIN(AJ21*$AQ21,$AQ21*$AP21*AJ21)))","v":1917.7748513974773},1917.7748513974773,1917.7748513974773,1917.7748513974773,1917.7748513974773,1917.7748513974773,1950.6999242414204,1917.7748513974773]
[null,"Louisiana",2323.2195671999998,766.29985739999995,1581.2103032,3267065650.0531979,24300393,19771182.009100001,14254748,5223728.3741199002,6508.4,0,2230.2907845119998,13340405.208019888,7825557.1610801145,37160360.640000001,3267065650.0531979,5223728.3741199002,0.34583271218529815,0.65000000000000013,985225.01242613397,3348948.0774409864,3628541.2328899889,3931476.7426443659,4259703.3865433186,4615332.6419334197,{"$f":"$Z22","v":4615332.6419334197},4615332.6419334197,4615332.6419334197,4615332.6419334197,4615332.6419334197,8.539470834685231E-3,1.3902536704274394E-2,2.035048813894413E-2,2.7776150825977793E-2,3.5589546850881074E-2,{"$f":"$AJ22","v":3.5589546850881074E-2},3.5589546850881074E-2,3.5589546850881074E-2,3.5589546850881074E-2,3.5589546850881074E-2,0.90079198851709141,91094021.7993,{"$f":"(($M22*$N22)+($O22*$E22)+($D22*$P22)+$Q22)/($N22+$O22+$P22+$R22+$U22+V22+(MIN(AF22*$AQ22,$AQ22*$AP22*AF22)))","v":1077.0567539189844},{"$f":"(($M22*$N22)+($O22*$E22)+($D22*$P22)+$Q22)/($N22+$O22+$P22+$R22+$U22+W22+(MIN(AG22*$AQ22,$AQ22*$AP22*AG22)))","v":1065.8724431797359},{"$f":"(($M22*$N22)+($O22*$E22)+($D22*$P22)+$Q22)/($N22+$O22+$P22+$R22+$U22+X22+(MIN(AH22*$AQ22,$AQ22*$AP22*AH22)))","v":1053.227960604951},{"$f":"(($M22*$N22)+($O22*$E22)+($D22*$P22)+$Q22)/($N22+$O22+$P22+$R22+$U22+Y22+(MIN(AI22*$AQ22,$AQ22*$AP22*AI22)))","v":1039.3346421024005},{"$f":"(($M22*$N22)+($O22*$E22)+($D22*$P22)+$Q22)/($N22+$O22+$P22+$R22+$U22+Z22+(MIN(AJ22*$AQ22,$AQ22*$AP22*AJ22)))","v":1024.9602155153254},{"$f":"$AV22","v":1024.9602155153254},1024.9602155153254,1024.9602155153254,1024.9602155153254,1024.9602155153254,1052.0904030642794,1024.9602155153254]
[null,"Maine",0,847.59208590000003,2635.1274653999999,0,0,4053378.0000999998,59067,0,1388.6,0,0,0,0,4112445.0000999998,0,0,0.33231321951851234,0.33715578414900466,0,3611728.4319631737,3611728.4319631737,3611728.4319631737,3611728.4319631737,3611728.4319631737,3611728.4319631737,3611728.4319631737,3611728.4319631737,3611728.4319631737,3611728.4319631737,3.6096338984595612E-2,4.3576068587835783E-2,5.0464201126653049E-2,5.6772949624148861E-2,6.2514057527199018E-2,6.2514057527199018E-2,6.2514057527199018E-2,6.2514057527199018E-2,6.2514057527199018E-2,6.2514057527199018E-2,1.3252080576650536,12429294.5309,426.49581255671245,421.69889104748069,417.37583625627042,413.49345094094076,410.02263438662555,410.02263438662555,410.02263438662555,410.02263438662555,410.02263438662555,410.02263438662555,417.81732503760605,410.02263438662555]
[null,"Maryland",2157.9958127,975.17739540000002,1544.2413833000001,48214762.492757589,16297835,676555.59400000004,2892354,20917.47183750011,288.8,0,2071.6759801919998,15472015.199796792,2745796.9142032084,1648932.4800000002,48214762.492757589,20917.47183750011,0.26669444712496659,0.65,787533.354986666,1697994.5225357746,1991053.089595275,2334690.9268391752,2737637.5609216713,3210129.1562030497,3210129.1562030497,3210129.1562030497,3210129.1562030497,3210129.1562030497,3210129.1562030497,3.473435083377955E-2,4.2193804945367223E-2,4.9048420507487096E-2,5.531364065177781E-2,6.1004329655151658E-2,6.1004329655151658E-2,6.1004329655151658E-2,6.1004329655151658E-2,6.1004329655151658E-2,6.1004329655151658E-2,0.60820033171625643,66455749.755199999,1596.0481506410797,1557.1118152456945,1518.4405948430242,1479.5936945955582,1440.1487412826414,1440.1487412826414,1440.1487412826414,1440.1487412826414,1440.1487412826414,1440.1487412826414,1518.2685993215996,1440.1487412826414]
[null,"Massachusetts",2082.5040770999999,886.31744089999995,1756.554529,33906455.554328367,2268133,23603159.816199999,329883.23700000002,34983.969129000077,6625.1,0,1999.2039140159998,4.6566128730773926E-10,5.8207660913467407E-11,26201176.053199999,33906455.554328367,34983.969129000077,0.40558826592891373,0.4502316487905918,316260.46226356021,2962380.3259656811,3335377.5726553947,3755339.3987472332,4228179.17689473,4760554.8403667752,4760554.8403667752,4760554.8403667752,4760554.8403667752,4760554.8403667752,4760554.8403667752,3.5480153667569785E-2,4.30059440552178E-2,4.9939169667948625E-2,5.6292080330828262E-2,6.2076455283059342E-2,6.2076455283059342E-2,6.2076455283059342E-2,6.2076455283059342E-2,6.2076455283059342E-2,6.2076455283059342E-2,0.74767633692062474,59467354.632399999,747.98076661976881,731.33671914393312,714.96381111493588,698.73907137838307,682.54743836260707,682.54743836260707,682.54743836260707,682.54743836260707,682.54743836260707,682.54743836260707,715.11356132392552,682.54743836260707]
[null,"Michigan",2254.9510461,810.28612769999995,1586.13537,3044925860.3700438,53210780,18499950.609700002,774872,4299172.8757443,5008.3999999999996,0,2164.7530042559997,43259680.982059337,629960.98764066759,28595960.639999997,3044925860.3700438,4299172.8757443,0.4205128146485308,0.65,1827908.7970816612,4775710.4785206858,5061373.8993692854,5364124.5348591302,5684984.4721140405,6025036.9353191201,6025036.9353191201,6025036.9353191201,6025036.9353191201,6025036.9353191201,6025036.9353191201,3.5921390621420426E-2,4.3366739180419854E-2,5.0216121049475003E-2,5.6482946071661183E-2,6.2180116888052459E-2,6.2180116888052459E-2,6.2180116888052459E-2,6.2180116888052459E-2,6.2180116888052459E-2,6.2180116888052459E-2,1.0389198760429761,112690037.1441,1382.2800893613748,1364.7258409237641,1348.3646644237645,1333.0897763120199,1318.8043692836668,1318.8043692836668,1318.8043692836668,1318.8043692836668,1318.8043692836668,1318.8043692836668,1349.4529480609181,1318.8043692836668]
[null,"Minnesota",2317.9822393999998,862.64948679999998,1590.7834353999999,83925611.73884958,21989584,5715510.0219999999,29243,97924.447742399992,2768.2,0,2225.2629498239999,11913179.478075849,15842.823924153001,15805314.719999999,83925611.73884958,97924.447742399992,0.2350526756420071,0.65,840189.54411773931,7888544.3585652001,7888544.3585652001,7888544.3585652001,7888544.3585652001,7888544.3585652001,7888544.3585652001,7888544.3585652001,7888544.3585652001,7888544.3585652001,7888544.3585652001,3.581737437111495E-2,4.3177699626667981E-2,4.9934091408042502E-2,5.6102295936979664E-2,6.1697468465434599E-2,6.1697468465434599E-2,6.1697468465434599E-2,6.1697468465434599E-2,6.1697468465434599E-2,6.1697468465434599E-2,0.82836500905863464,73094473.978499994,1039.3453491510932,1027.5217362554968,1016.9026409330053,1007.3978739899393,998.92850179588561,998.92850179588561,998.92850179588561,998.92850179588561,998.92850179588561,998.92850179588561,1018.0192204250841,998.92850179588561]
[null,"Mississippi",2493.9278509999999,848.17551279999998,1388.2063624,0,7503114,31813676.742600001,4402778,0,7894.4,150,2394.1707369599999,0,0,43719568.742600001,{"$f":"0.55*8784*D28*L28+4703731231","v":5318387061.6159039},{"$f":"L28*8784*0.55+5836968","v":6561648},0.45877781534389189,0.62856990194347262,631874.26957287942,2498625.7029471667,2834265.4881885191,3214991.6844533328,3646860.7384096175,4136742.657738775,4136742.657738775,4136742.657738775,4136742.657738775,4136742.657738775,4136742.657738775,1.1168492206419823E-2,1.7064547893711084E-2,2.3993279272325543E-2,3.1847025911548976E-2,3.933276239609651E-2,3.933276239609651E-2,3.933276239609651E-2,3.933276239609651E-2,3.933276239609651E-2,3.933276239609651E-2,0.9863437987582192,52021589.392499998,785.41119666723091,776.2350465670163,765.91153991024123,754.5326804272687,742.97718772660573,742.97718772660573,742.97718772660573,742.97718772660573,742.97718772660573,742.97718772660573,765.01353025967251,742.97718772660573]
[null,"Missouri",2084.5587934,889.72164320000002,0,0,72939512,4854569.0000999998,0,0,2078.6999999999998,0,2001.1764416639999,65925535.480100006,0,11868545.519999998,0,0,0.26586828560817621,0.65,549656.71110506309,1638287.3021962619,1736282.9317854273,1840140.258163491,1950209.903999944,2066863.4647748449,2066863.4647748449,2066863.4647748449,2066863.4647748449,2066863.4647748449,2066863.4647748449,1.2913626069140456E-2,1.9210557394602978E-2,2.6529923492430111E-2,3.4574688893090913E-2,4.2001064895854659E-2,4.2001064895854659E-2,4.2001064895854659E-2,4.2001064895854659E-2,4.2001064895854659E-2,4.2001064895854659E-2,0.99471654687004885,88626254.460899994,1756.5028903162072,1742.4738115085361,1726.6561216248822,1709.6825036773955,1694.0041300706168,1694.0041300706168,1694.0041300706168,1694.0041300706168,1694.0041300706168,1694.0041300706168,1725.8638914395274,1694.0041300706168]
[null,"Montana",2437.9229869000001,0,0,637810628.83775425,14447406,0,0,257516.70187340002,0,0,2340.406067424,14447406,0,0,637810628.83775425,257516.70187340002,null,null,0,1598643.1130111066,1696078.2383710877,1799451.9022182696,1909126.0504036348,2025484.6888859384,2025484.6888859384,2025484.6888859384,2025484.6888859384,2025484.6888859384,2025484.6888859384,3.0066918339936549E-2,3.7699441438103207E-2,4.4698290748560215E-2,5.1084468911452845E-2,5.6878157735988762E-2,5.6878157735988762E-2,5.6878157735988762E-2,5.6878157735988762E-2,5.6878157735988762E-2,5.6878157735988762E-2,2.0767694708207758,14904523.063299999,2056.5440860889726,2030.9393578292204,2006.3739642191447,1982.7187379077202,1959.8540716044702,1959.8540716044702,1959.8540716044702,1959.8540716044702,1959.8540716044702,1959.8540716044702,2007.2860435299058,1959.8540716044702]
[null,"Nebraska",2181.1538467999999,1097.0761336,1754.9565611,0,24660983,423637.99900000001,37524,0,468.3,0,2093.907692928,22414233.958517838,34105.360482160155,2673805.6800000002,0,0,0.10298605519829698,0.65,574830.0646808832,1856031.6434920561,2010985.8953398997,2178876.7909405134,2360784.3700449225,2557878.8415304027,2557878.8415304027,2557878.8415304027,2557878.8415304027,2557878.8415304027,2557878.8415304027,1.9138837621786659E-2,2.6687485881463056E-2,3.4707864847413068E-2,4.2106625533887665E-2,4.890016990540063E-2,4.890016990540063E-2,4.890016990540063E-2,4.890016990540063E-2,4.890016990540063E-2,4.890016990540063E-2,1.1343799134526367,33143117.218899999,1771.2413082156245,1746.1437652890929,1720.052759186789,1695.1089188678952,1671.1506708319546,1671.1506708319546,1671.1506708319546,1671.1506708319546,1671.1506708319546,1671.1506708319546,1720.7394844782714,1671.1506708319546]
[null,"Nevada",2274.5965673999999,882.52729220000003,1459.1431344,172680511.95826149,4133662,23783255.668000001,279983,198036.66767519998,6381.2,0,2183.612704704,0,0,28196900.668000001,172680511.95826149,198036.66767519998,0.42430350654649585,0.50304483095950003,0,3761261.8300788491,3990505.6274859933,4233721.5228282996,4491761.0964883901,4765527.8315160042,4765527.8315160042,4765527.8315160042,4765527.8315160042,4765527.8315160042,4765527.8315160042,2.6731098555113984E-2,3.4621219740400486E-2,4.1869052887502582E-2,4.8495936546372811E-2,5.4522375806022441E-2,5.4522375806022441E-2,5.4522375806022441E-2,5.4522375806022441E-2,5.4522375806022441E-2,5.4522375806022441E-2,0.96669309080459698,37821929.841799997,756.24909670849638,744.61422300294851,733.53611825325618,722.94713164900634,712.78573515715459,712.78573515715459,712.78573515715459,712.78573515715459,712.78573515715459,712.78573515715459,734.02646095417242,712.78573515715459]
[null,"New Hampshire",2382.0218552000001,877.57721819999995,1889.4471039,0,1281341,6946868.9999000002,72614,0,1505.5,0,2286.740980992,0,0,8300823.9999000002,0,0,0.52531042824004759,0.6276942044243965,575615.28855389054,2219729.5940269795,2499218.6993625145,2813898.6496601808,3168200.3710115771,3567112.6933054491,3567112.6933054491,3567112.6933054491,3567112.6933054491,3567112.6933054491,3567112.6933054491,2.5565919175774839E-2,3.3797071063267493E-2,4.1420601112954543E-2,4.844932613863534E-2,5.4895576739642821E-2,5.4895576739642821E-2,5.4895576739642821E-2,5.4895576739642821E-2,5.4895576739642821E-2,5.4895576739642821E-2,1.9497193290751607,11686617.6011,639.28453489712547,618.88048027296031,598.35484654651771,577.64662609940376,556.71079982967876,556.71079982967876,556.71079982967876,556.71079982967876,556.71079982967876,556.71079982967876,598.17545752913725,556.71079982967876]
[null,"New Jersey",2101.7207950000002,889.19617849999997,1472.6911917,2431861783.9217291,2602990,20015729.511599999,173972,2295215.174348,5832.3,0,2017.6519632000002,0,0,22792691.511599999,2431861783.9217291,2295215.174348,0.39069624869848135,0.44490104975504319,1616036.9202884741,2421244.2101994306,2839129.1617259495,3329137.2935482459,3903716.4172397573,4577462.7245802898,4577462.7245802898,4577462.7245802898,4577462.7245802898,4577462.7245802898,4577462.7245802898,9.6260563439104496E-3,1.5247606492111581E-2,2.195353845230023E-2,2.9638085482325265E-2,3.7434145752190708E-2,3.7434145752190708E-2,3.7434145752190708E-2,3.7434145752190708E-2,3.7434145752190708E-2,3.7434145752190708E-2,0.76186477247071394,80689387.841399997,763.84153328037974,744.70900423110868,723.29862581534951,699.94713010242469,675.91560777550956,675.91560777550956,675.91560777550956,675.91560777550956,675.91560777550956,675.91560777550956,721.54238024095446,675.91560777550956]
[null,"New Mexico",2340.9359761999999,907.40862790000006,1313.4459059999999,0,11353987,5730957,2208001,0,1662.4,0,2247.2985371519999,8205574.3194038002,1595731.6405961986,9491639.040000001,0,0,0.39246351808169894,0.65,0,3261075.8320251782,3459833.9725480471,3670706.1516455952,3894430.70350732,4131790.9627882536,4131790.9627882536,4131790.9627882536,4131790.9627882536,4131790.9627882536,4131790.9627882536,2.8141874291353258E-2,3.580778093954716E-2,4.2821154289317577E-2,4.9206905772203893E-2,5.4988916372842742E-2,5.4988916372842742E-2,5.4988916372842742E-2,5.4988916372842742E-2,5.4988916372842742E-2,5.4988916372842742E-2,1.5006422353948949,24919278.456799999,1253.4382478022053,1232.7754344304333,1212.9920936710303,1193.969993004421,1175.6020933399577,1175.6020933399577,1175.6020933399577,1175.6020933399577,1175.6020933399577,1175.6020933399577,1213.7555724496094,1175.6020933399577]
[null,"New York",2219.4027956,933.76639460000001,1366.2534776,1921012399.6359246,4156143.4079999998,44002776.7729,12502558,2590211.4823018005,9847.6,0,2130.6266837759999,1106633.5512067792,3328987.669693213,56225856.960000008,1921012399.6359246,2590211.4823018005,0.50869486831890876,0.65,2410637.290132205,8344247.8219562788,9394883.1627347302,10577805.396573586,11909670.942114362,13409233.449822094,13409233.449822094,13409233.449822094,13409233.449822094,13409233.449822094,13409233.449822094,3.5425738679413565E-2,4.2952953475503798E-2,4.988728056930837E-2,5.6241039932068103E-2,6.2026078845708855E-2,6.2026078845708855E-2,6.2026078845708855E-2,6.2026078845708855E-2,6.2026078845708855E-2,6.2026078845708855E-2,0.93050619567916049,153914184.36679998,775.52795992915571,755.19960744697812,735.49163586248278,716.23533930263034,697.27723499900117,697.27723499900117,697.27723499900117,697.27723499900117,697.27723499900117,697.27723499900117,735.94635550804958,697.27723499900117]
[null,"North Carolina",2044.2853448000001,851.23011589999999,0,826846418.97859919,50607838,15195335.001800001,0,362531.25863500009,4709.1000000000004,2249,1962.5139310080001,36940574.041799992,0,28862598.960000005,10075775561.898846,11227900.058635,0.36734999564750009,0.65,2295625.0875564399,4476628.244452402,5077972.6318094656,5760095.4650099985,6533847.6931109373,7411537.8705267711,7411537.8705267711,7411537.8705267711,7411537.8705267711,7411537.8705267711,7411537.8705267711,2.0915154272456382E-2,2.8727967819277216E-2,3.6395365060931044E-2,4.3420972955697967E-2,4.9827339088528232E-2,4.9827339088528232E-2,4.9827339088528232E-2,4.9827339088528232E-2,4.9827339088528232E-2,4.9827339088528232E-2,0.86123824559614315,137704068.46430001,1241.7267752107618,1220.1208786102786,1198.4017759271526,1177.2416489815805,1156.4349952930033,1156.4349952930033,1156.4349952930033,1156.4349952930033,1156.4349952930033,1156.4349952930033,1198.7852148045554,1156.4349952930033]
[null,"North Dakota",2367.8470266999998,0,0,0,28186691,0,0,0,0,0,2273.1331456319999,28186691,0,0,0,0,null,null,0,5459956.5101004001,5459956.5101004001,5459956.5101004001,5459956.5101004001,5459956.5101004001,{"$f":"$Z38","v":5459956.5101004001},5459956.5101004001,5459956.5101004001,5459956.5101004001,5459956.5101004001,1.1060057868368837E-2,1.697078211303155E-2,2.3935890865384876E-2,3.1849026087177455E-2,3.9460294108027053E-2,{"$f":"$AJ38","v":3.9460294108027053E-2},3.9460294108027053E-2,3.9460294108027053E-2,3.9460294108027053E-2,3.9460294108027053E-2,2.5949466162513546,15822199.395599999,1894.4113260549059,1889.1875093517949,1883.0686986746557,1876.1649708888287,1869.5721972655269,{"$f":"$AV38","v":1869.5721972655269},1869.5721972655269,1869.5721972655269,1869.5721972655269,1869.5721972655269,1882.4809404471423,1869.5721972655269]
[null,"Ohio",2126.4919454000001,962.64416500000004,1331.8594760999999,284732505.57003486,86473075,20907183.119899999,321602,214178.34231189999,4342.5,539,2041.4322675840001,82129018.499765277,305446.02013472415,25267395.600000001,2791474083.6520076,2818195.1423119004,0.54810450150899792,0.65,993077.25115620636,3286936.6168206702,3854232.2836537608,4519438.0750571536,5299452.3970188377,6214090.1682591476,6214090.1682591476,6214090.1682591476,6214090.1682591476,6214090.1682591476,6214090.1682591476,3.4676753555524638E-2,4.2182902333554755E-2,4.9087889235972744E-2,5.5406067178868687E-2,6.1151250081496064E-2,6.1151250081496064E-2,6.1151250081496064E-2,6.1151250081496064E-2,6.1151250081496064E-2,6.1151250081496064E-2,0.85969038999059932,163906374.48639998,1630.7846535318415,1608.9401226934333,1587.5026064613085,1566.2250310434026,1544.8511535497901,1544.8511535497901,1544.8511535497901,1544.8511535497901,1544.8511535497901,1544.8511535497901,1587.6607134559551,1544.8511535497901]
[null,"Oklahoma",2304.7120074999998,891.47868089999997,1382.0249091000001,13854903.0142067,29102160,29943376.000300001,8488757.7226999998,13846.757718600027,8035.1,0,2212.5235271999995,16766496.863951486,4890589.8990485072,45877206.960000008,13854903.0142067,13846.757718600027,0.42424540833893432,0.65,0,11742784.579366207,12723152.778090764,13785368.838246694,14936265.980688779,15579317.626,15579317.626,15579317.626,15579317.626,15579317.626,15579317.626,1.5737887560981254E-2,2.2552998057595336E-2,3.0307596821666189E-2,3.7916705203196586E-2,4.4897817516286853E-2,4.4897817516286853E-2,4.4897817516286853E-2,4.4897817516286853E-2,4.4897817516286853E-2,4.4897817516286853E-2,1.1444401272607516,63797104.862399995,1055.7025764430525,1037.418667965836,1018.0208918655493,998.40065510536442,985.76357205562181,985.76357205562181,985.76357205562181,985.76357205562181,985.76357205562181,985.76357205562181,1019.061272687085,985.76357205562181]
[null,"Oregon",2079.5252223000002,852.62905750000004,0,103545341.24990836,2640259,11424290.9999,0,123816.30492919998,3434.6,0,1996.3442134080001,0,0,14064549.9999,103545341.24990836,123816.30492919998,0.37866988193424211,0.4661839835808626,0,9131577.0351819769,9688134.2466795612,10278612.863918623,10905080.350483691,11569730.179055318,11569730.179055318,11569730.179055318,11569730.179055318,11569730.179055318,11569730.179055318,3.5450051504817809E-2,4.2654371536373935E-2,4.9239284113587876E-2,5.5225235045928606E-2,6.0631870244054316E-2,6.0631870244054316E-2,6.0631870244054316E-2,6.0631870244054316E-2,6.0631870244054316E-2,6.0631870244054316E-2,1.1121495781525226,50195189.085599996,481.90020621956626,464.89357264937888,448.99920006102741,434.06343543452971,419.95656438833873,419.95656438833873,419.95656438833873,419.95656438833873,419.95656438833873,419.95656438833873,449.9625957505682,419.95656438833873]
[null,"Pennsylvania",2107.9581696,854.6162266,1514.9898418,3150956118.2280765,87052562,50028719.1127,1638387,3804205.3246400007,9581.7999999999993,0,2023.6398428160001,82459480.672056317,1551942.1606436849,54708245.279999994,3150956118.2280765,3804205.3246400007,0.59440157981347352,0.65,4480395.0401000939,8430147.0121484883,9885114.4874214325,11591196.249438304,13591732.363237385,15937542.998879563,15937542.998879563,15937542.998879563,15937542.998879563,15937542.998879563,15937542.998879563,3.5847727360893152E-2,4.32210058488562E-2,4.9991668604074405E-2,5.617507583326984E-2,6.1786011540218878E-2,6.1786011540218878E-2,6.1786011540218878E-2,6.1786011540218878E-2,6.1786011540218878E-2,6.1786011540218878E-2,1.4220124802014906,155577427.49770001,1360.9273878076665,1339.2834269929265,1317.0702265038731,1294.0280142470774,1269.8898359349839,1269.8898359349839,1269.8898359349839,1269.8898359349839,1269.8898359349839,1269.8898359349839,1316.2397782973053,1269.8898359349839]
[null,"Rhode Island",0,917.88145899999995,0,0,0,8140017.2830999997,0,0,1960.7,0,null,null,null,8140017.2830999997,0,0,0.47263061619265745,0.47263061619265745,0,163745.59714949719,184363.02306168678,207576.41649083217,233712.63915952627,263139.70838456665,263139.70838456665,263139.70838456665,263139.70838456665,263139.70838456665,263139.70838456665,3.3464619181867251E-2,4.1138297064042408E-2,4.8216284664315136E-2,5.4710950233161318E-2,6.0634188180549019E-2,6.0634188180549019E-2,6.0634188180549019E-2,6.0634188180549019E-2,6.0634188180549019E-2,6.0634188180549019E-2,0.97630150346734335,8287229.8833999997,871.3690440317331,863.04471146452272,855.09547979333138,847.46402086649653,840.09341960371034,840.09341960371034,840.09341960371034,840.09341960371034,840.09341960371034,840.09341960371034,855.41333515195879,840.09341960371034]
[null,"South Carolina",2164.0502320999999,846.748332,1730.3936679000001,10850546.867435602,28460318,11209393.612,405616,14670.8146452,2839.2,0,2077.488222816,{"$f":"MAX(G44-((P44-H44)*(G44/(G44+I44))), 0)","v":23529292.193457898},{"$f":"MAX(I44-((P44-H44)*(I44/(I44+G44))),0)","v":335339.09854210407},16210696.319999998,10850546.867435602,14670.8146452,0.4494628548935769,0.65,20340660.485616934,3548748.6630712007,4025451.2110934323,4566189.0968829272,5179564.1718457248,5875333.7720029447,5875333.7720029447,5875333.7720029447,5875333.7720029447,5875333.7720029447,5875333.7720029447,2.0407167302326293E-2,2.8119432645309694E-2,3.5834899157899738E-2,4.2906877658546269E-2,4.9357983419065415E-2,4.9357983419065415E-2,4.9357983419065415E-2,4.9357983419065415E-2,4.9357983419065415E-2,4.9357983419065415E-2,1.1508102920268912,83622302.570299998,962.14446128953705,945.99118426811674,929.49146624699756,913.30889051838301,897.29173845984246,897.29173845984246,897.29173845984246,897.29173845984246,897.29173845984246,897.29173845984246,929.64554815657539,897.29173845984246]
[null,"South Dakota",2266.0022379000002,1131.2330233,0,0,2923161,27096,0,0,324,0,2175.3621483840002,1100346.5999999999,0,1849910.4000000001,0,0,9.5206773257775074E-3,0.65,0,1818849.89484,1818849.89484,1818849.89484,1818849.89484,1818849.89484,1818849.89484,1818849.89484,1818849.89484,1818849.89484,1818849.89484,1.3163310266508953E-2,1.9502504313279729E-2,2.6854824738597106E-2,3.485148291198522E-2,4.2227087958438138E-2,4.2227087958438138E-2,4.2227087958438138E-2,4.2227087958438138E-2,4.2227087958438138E-2,4.2227087958438138E-2,0.82317432466696505,12615449.171,914.49474583040944,902.38568185764245,888.73692913901186,874.35319076819746,861.49323307805469,861.49323307805469,861.49323307805469,861.49323307805469,861.49323307805469,861.49323307805469,888.29275613466325,861.49323307805469]
[null,"Tennessee",2244.4869758,812.86077809999995,0,0,34373696,6548896.9570000004,0,0,1601.3,0,2154.7074967680001,31779810.476999998,0,9142782.4800000004,0,0,0.46558944515652534,0.65,10416619.073491586,1384845.6235017879,1570871.6005484168,1781886.4020162455,2021246.770634796,2292760.3595710834,2292760.3595710834,2292760.3595710834,2292760.3595710834,2292760.3595710834,2292760.3595710834,1.9308350123018177E-2,2.6837552456114747E-2,3.4730097668256181E-2,4.1985478197359823E-2,4.862393360251939E-2,4.862393360251939E-2,4.862393360251939E-2,4.862393360251939E-2,4.862393360251939E-2,4.862393360251939E-2,0.71806389617157262,103619720.54719999,1401.532769018763,1382.4845288634826,1362.6733139465234,1343.8752670851231,1325.9071611430275,1325.9071611430275,1325.9071611430275,1325.9071611430275,1325.9071611430275,1325.9071611430275,1363.2946080113838,1325.9071611430275]
[null,"Texas",2238.6050648999999,837.48263850000001,1376.7255286,23395881438.071762,138705137.94580001,148010277.7022,20911868,35025953.075113818,37547.699999999997,0,2149.0608623039998,81028657.292890519,12216278.435109492,214382347.91999999,23395881438.071762,35025953.075113818,0.44876213662111297,0.65,2291006.123597574,46879905.640585087,50793761.70586583,55034373.320041567,59629020.277502485,64607259.876982592,64607259.876982592,64607259.876982592,64607259.876982592,64607259.876982592,64607259.876982592,1.4999643207343491E-2,2.1664880220160873E-2,2.9283874906454781E-2,3.6969259440810823E-2,4.4023591626829783E-2,4.4023591626829783E-2,4.4023591626829783E-2,4.4023591626829783E-2,4.4023591626829783E-2,4.4023591626829783E-2,0.98116863932860832,392523451.23809999,990.66996212933407,974.78114216729114,957.77477265468838,940.49839929032726,923.5297984338024,923.5297984338024,923.5297984338024,923.5297984338024,923.5297984338024,923.5297984338024,957.4508149350886,923.5297984338024]
[null,"Utah",2070.8755593999999,884.48694069999999,1866.9743576999999,0,27332140,5447362,120348,0,1953.4,0,1988.0405370239998,21651382.687935255,95334.672064742539,11153132.640000001,0,0,0.31747002517491801,0.65,0,1393352.8905496513,1478275.8558171683,1568374.7604168833,1663965.0708175683,1765381.4807405835,1765381.4807405835,1765381.4807405835,1765381.4807405835,1765381.4807405835,1765381.4807405835,3.1919523556313674E-2,3.9407584920773488E-2,4.6266797453602841E-2,5.251797558921497E-2,5.8181120007017327E-2,5.8181120007017327E-2,5.8181120007017327E-2,5.8181120007017327E-2,5.8181120007017327E-2,5.8181120007017327E-2,1.2729309156223021,31955592.936799999,1503.3075082565854,1489.6312951545765,1476.8143568541866,1464.7792309610429,1453.4544182103639,1453.4544182103639,1453.4544182103639,1453.4544182103639,1453.4544182103639,1453.4544182103639,1477.5973618873509,1453.4544182103639]
[null,"Virginia",2267.8419319999998,903.25933120000002,1652.3647022,2581898592.1833081,13641552,23070349.8473,343908,1140287.9820959999,4346.1000000000004,1928,2177.1282547199999,10288388.44038962,259373.64691037452,26508047.760000005,10995356047.345861,10454841.582096001,0.60431328041410481,0.65,1645274.9621480964,4458735.5631242758,5228273.178048416,6130626.0569412904,7188716.918590107,8429424.7366649546,8429424.7366649546,8429424.7366649546,8429424.7366649546,8429424.7366649546,8429424.7366649546,9.4526799383855102E-3,1.4976136146639341E-2,2.1552610617925128E-2,2.9073711582661029E-2,3.6695571052201489E-2,3.6695571052201489E-2,3.6695571052201489E-2,3.6695571052201489E-2,3.6695571052201489E-2,3.6695571052201489E-2,0.58009283195120465,115890388.37349999,1064.8215769888805,1042.8899173685411,1018.1763672493888,990.86662238781321,961.94029544997568,961.94029544997568,961.94029544997568,961.94029544997568,961.94029544997568,961.94029544997568,1015.7389558889199,961.94029544997568]
[null,"Washington",2431.8756291,823.08344480000005,0,841079242.05249608,3735730,5665045,0,1181813.6844964998,3485.1,0,2334.600603936,0,0,9400775,841079242.05249608,1181813.6844964998,0.18505285629444404,0.30708322089787499,506700.34628760855,10407601.523484629,11041930.693569014,11714921.364587309,12428929.902484756,13186456.290508926,13186456.290508926,13186456.290508926,13186456.290508926,13186456.290508926,13186456.290508926,3.4535147472296981E-2,4.181418572062684E-2,4.8471335143931281E-2,5.4527138480939603E-2,6.0001334928509342E-2,6.0001334928509342E-2,6.0001334928509342E-2,6.0001334928509342E-2,6.0001334928509342E-2,6.0001334928509342E-2,1.0769131559142726,99270907.719099998,344.17748170372226,326.40788116080853,310.64239288836569,296.52099445463239,283.76104690789765,283.76104690789765,283.76104690789765,283.76104690789765,283.76104690789765,283.76104690789765,312.30195942308529,283.76104690789765]
[null,"West Virginia",2056.1693873999998,0,0,569069878.81547618,70074636,0,0,270212.83256560005,0,0,1973.9226119039997,70074636,0,0,569069878.81547618,270212.83256560005,null,null,0,2451206.0983753526,2874262.2020455897,3370333.9803142487,3952023.2812360222,4634106.9183818018,4634106.9183818018,4634106.9183818018,4634106.9183818018,4634106.9183818018,4634106.9183818018,1.4884332158439782E-2,2.1591413685061744E-2,2.9286650444291611E-2,3.7149267151753256E-2,4.4401774225522751E-2,4.4401774225522751E-2,4.4401774225522751E-2,4.4401774225522751E-2,4.4401774225522751E-2,4.4401774225522751E-2,2.3330020830253368,33131615.799099997,1895.1084779842506,1878.5686760113215,1859.6780396883507,1838.9412314136189,1816.7543823164815,1816.7543823164815,1816.7543823164815,1816.7543823164815,1816.7543823164815,1816.7543823164815,1857.8101614828047,1816.7543823164815]
[null,"Wisconsin",2362.8620348999998,833.44731530000001,1797.8866324999999,133623054.35154198,32112721,10244272.9537,47668,160189.20979510003,2977.3,0,2268.3475535039997,25367813.987823136,37655.885876863351,16999192.080000002,133623054.35154198,160189.20979510003,0.39171140537550769,0.65,546885.33272974333,4066361.6280125463,4309594.7088892087,4567376.9954305105,4840578.7614688976,5130122.3370494274,5130122.3370494274,5130122.3370494274,5130122.3370494274,5130122.3370494274,5130122.3370494274,3.5980688290644339E-2,4.341081958790851E-2,5.0244178045956121E-2,5.6494437424118124E-2,6.217475547825882E-2,6.217475547825882E-2,6.217475547825882E-2,6.217475547825882E-2,6.217475547825882E-2,6.217475547825882E-2,0.83970464605670592,73988478.759000003,1455.3156542656259,1434.8483596218932,1415.576230960088,1397.3797172419211,1380.1499630469179,1380.1499630469179,1380.1499630469179,1380.1499630469179,1380.1499630469179,1380.1499630469179,1416.6539850272891,1380.1499630469179]
[null,"Wyoming",2330.5399379,0,0,0,42907427,0,0,0,0,220,2237.3183403839998,42714179,0,193248,{"$f":"0.55*8784*907*L53+F53","v":964017648.00000012},1062864,null,null,0,5535669.1312646288,5873060.6424570326,6231015.7077791048,6610787.6479114676,7013706.1717271032,7013706.1717271032,7013706.1717271032,7013706.1717271032,7013706.1717271032,7013706.1717271032,1.3289809625715548E-2,1.9600371446055545E-2,2.6893994310407583E-2,3.4738477051399118E-2,4.1942057688841683E-2,4.1942057688841683E-2,4.1942057688841683E-2,4.1942057688841683E-2,4.1942057688841683E-2,4.1942057688841683E-2,2.5615024889708833,18245902.685399998,{"$f":"(($M53*$N53)+($O53*$E53)+(907*$P53)+$Q53)/($N53+$O53+$P53+$R53+$U53+V53+(MIN(AF53*$AQ53,$AQ53*$AP53*AF53)))","v":1943.8700089972135},{"$f":"(($M53*$N53)+($O53*$E53)+(907*$P53)+$Q53)/($N53+$O53+$P53+$R53+$U53+W53+(MIN(AG53*$AQ53,$AQ53*$AP53*AG53)))","v":1926.3471209367506},{"$f":"(($M53*$N53)+($O53*$E53)+(907*$P53)+$Q53)/($N53+$O53+$P53+$R53+$U53+X53+(MIN(AH53*$AQ53,$AQ53*$AP53*AH53)))","v":1907.687345795877},{"$f":"(($M53*$N53)+($O53*$E53)+(907*$P53)+$Q53)/($N53+$O53+$P53+$R53+$U53+Y53+(MIN(AI53*$AQ53,$AQ53*$AP53*AI53)))","v":1888.2099570094749},{"$f":"(($M53*$N53)+($O53*$E53)+(907*$P53)+$Q53)/($N53+$O53+$P53+$R53+$U53+Z53+(MIN(AJ53*$AQ53,$AQ53*$AP53*AJ53)))","v":1868.7126142386046},1868.7126142386046,1868.7126142386046,1868.7126142386046,1868.7126142386046,1868.7126142386046,1906.9654093955844,1868.7126142386046]

{"sheet":"Apdx_5_5_Opt_1_CumSavings","index":19,"n_rows":59,"n_cols":19,"rows_kept":59,"cut":false,"hidden":true,"merged":[]}
[]
[null,"Sheet 3:  Option 1 -- Cumulative Savings (GWh) (2017 - 2030)"]
[]
[null,"Source","http://www2.epa.gov/sites/production/files/2014-06/20140602tsd-ghg-abatement-measures-appendix5-5.xlsx"]
[]
[null,null,null,2017,2018,2019,2020,2021,2022,2023,2024,2025,2026,2027,2028,2029,2030,null,"Synapse - Sales inc. EE"]
[null,null,"Alabama",56.045000000000002,291.07514581096899,698.19287332933106,1269.3888112452396,1995.6584319983883,2867.1251414198673,3873.1678056257915,5002.5507308027954,6093.3905874602115,7109.8624253231992,8053.3074135635734,8924.9813727645433,9726.0570470898638,10457.626274303948,null,{"$f":"INDEX($D7:$Q7,MATCH(CostData!$C$3,$D$6:$Q$6,0))/INDEX(Apdx_5_5_Opt_1_CumSavingsPcnt!$D7:$Q7,MATCH(CostData!$C$3,$D$6:$Q$6,0))","v":103643.47149954358}]
[null,null,"Arizona",1204.8949181554788,2343.9931091237131,3418.6112215212761,4429.9861147491329,5379.2769898671504,6267.5674241409979,7095.8673123707486,7865.114717987557,8576.1776367861639,9229.8556760465144,9826.8816516872048,10367.923105986876,10853.583748306575,11284.4048211467,null,{"$f":"INDEX($D8:$Q8,MATCH(CostData!$C$3,$D$6:$Q$6,0))/INDEX(Apdx_5_5_Opt_1_CumSavingsPcnt!$D8:$Q8,MATCH(CostData!$C$3,$D$6:$Q$6,0))","v":96283.31758657594}]
[null,null,"Arkansas",52.536999999999999,200.54424483041731,439.85078843450498,765.71172933700734,1172.8744830555679,1655.6480185376408,2207.9739610360675,2819.4484581558513,3389.4618780308369,3918.8251403232625,4408.3017331319461,4858.6090427823292,5270.4196260348099,5644.3624266233201,null,{"$f":"INDEX($D9:$Q9,MATCH(CostData!$C$3,$D$6:$Q$6,0))/INDEX(Apdx_5_5_Opt_1_CumSavingsPcnt!$D9:$Q9,MATCH(CostData!$C$3,$D$6:$Q$6,0))","v":54746.483284416296}]
[null,null,"California",3223.7330000000002,6811.6309058917768,10500.842327945507,13958.423818109033,17189.136656567371,20197.473290633097,22987.664995959807,25563.689209435877,27929.276544721273,30087.917500966338,32042.868874842836,33797.159885623165,35353.598022663384,36714.774624278667,null,{"$f":"INDEX($D10:$Q10,MATCH(CostData!$C$3,$D$6:$Q$6,0))/INDEX(Apdx_5_5_Opt_1_CumSavingsPcnt!$D10:$Q10,MATCH(CostData!$C$3,$D$6:$Q$6,0))","v":308527.51785108127}]
[null,null,"Colorado",453.01600000000002,998.25755410026215,1629.5746851606161,2340.404347374897,3068.2130446494948,3750.770079683622,4388.8873749965151,4983.3235635418869,5534.7853633346922,6043.9288885861224,6511.3608993746439,6937.6399918002535,7323.2777304912597,7668.7397252577639,null,{"$f":"INDEX($D11:$Q11,MATCH(CostData!$C$3,$D$6:$Q$6,0))/INDEX(Apdx_5_5_Opt_1_CumSavingsPcnt!$D11:$Q11,MATCH(CostData!$C$3,$D$6:$Q$6,0))","v":67328.706982069925}]
[null,null,"Connecticut",311.08600000000001,662.98999470878482,1051.1387881989508,1431.8812359750286,1784.8144579037601,2110.6058852205733,2409.8908727201315,2683.2737065803499,2931.328571745014,3154.6004802672733,3353.6061619633142,3528.8349186744699,3680.7494433867741,3809.786605409523,null,{"$f":"INDEX($D12:$Q12,MATCH(CostData!$C$3,$D$6:$Q$6,0))/INDEX(Apdx_5_5_Opt_1_CumSavingsPcnt!$D12:$Q12,MATCH(CostData!$C$3,$D$6:$Q$6,0))","v":31049.605586059683}]
[null,null,"Delaware",0,23.650807961991752,69.852897717323785,137.36561489281655,224.82413991735811,330.75716972867434,453.60504064604891,591.73801986581714,731.8146483912526,861.51685760833266,981.06652975043608,1090.6738037447151,1190.5374253922571,1280.8450830187312,null,{"$f":"INDEX($D13:$Q13,MATCH(CostData!$C$3,$D$6:$Q$6,0))/INDEX(Apdx_5_5_Opt_1_CumSavingsPcnt!$D13:$Q13,MATCH(CostData!$C$3,$D$6:$Q$6,0))","v":12631.608313794193}]
[null,null,"District of Columbia",0,23.094421455028495,68.209604607648131,134.13408154436189,219.53514014658234,322.97608983431581,442.93395809734409,577.81735168232024,714.59867012034954,841.24962801241441,957.98688780062912,1065.0156448827825,1162.5299695544886,1250.7131347636391,null,{"$f":"INDEX($D14:$Q14,MATCH(CostData!$C$3,$D$6:$Q$6,0))/INDEX(Apdx_5_5_Opt_1_CumSavingsPcnt!$D14:$Q14,MATCH(CostData!$C$3,$D$6:$Q$6,0))","v":12334.449060785395}]
[null,null,"Florida",587.08299999999997,1616.9475972282646,3070.6339947932843,4926.5720650413477,7160.8845033845664,9747.7027379150131,12659.4905958993,15501.073856895731,18155.959747901623,20627.365699596092,22918.291837815741,25031.526526547568,26969.651653178018,28735.047664204307,null,{"$f":"INDEX($D15:$Q15,MATCH(CostData!$C$3,$D$6:$Q$6,0))/INDEX(Apdx_5_5_Opt_1_CumSavingsPcnt!$D15:$Q15,MATCH(CostData!$C$3,$D$6:$Q$6,0))","v":273667.12061146961}]
[null,null,"Georgia",241.26100000000002,747.5705897798108,1507.5090369550555,2508.0740970365869,3734.8634497505236,5172.2651448810266,6803.6530375966386,8504.4720791973305,10091.837293654393,11567.836024869624,12934.424918534882,14193.433429781238,15346.567173997362,16395.411125928134,null,{"$f":"INDEX($D16:$Q16,MATCH(CostData!$C$3,$D$6:$Q$6,0))/INDEX(Apdx_5_5_Opt_1_CumSavingsPcnt!$D16:$Q16,MATCH(CostData!$C$3,$D$6:$Q$6,0))","v":157648.18390315515}]
[null,null,"Idaho",188.245,416.8303340723246,682.88784673166265,983.37249702797351,1300.9129489193276,1597.8367444276519,1874.5418241620737,2131.4023052114048,2368.7691372875884,2586.9707300692016,2786.3135526935544,2967.0827063089564,3129.5424705630489,3273.9368248686678,null,{"$f":"INDEX($D17:$Q17,MATCH(CostData!$C$3,$D$6:$Q$6,0))/INDEX(Apdx_5_5_Opt_1_CumSavingsPcnt!$D17:$Q17,MATCH(CostData!$C$3,$D$6:$Q$6,0))","v":28469.015868423197}]
[null,null,"Illinois",1328.703,2873.9156235650244,4614.8561020861052,6526.60854884541,8304.7584946073948,9952.3774018469776,11472.383387200778,12867.545939175045,14140.490443995679,15293.702526202618,16329.532210340287,17250.197909854407,18057.790249072419,18754.275723920335,null,{"$f":"INDEX($D18:$Q18,MATCH(CostData!$C$3,$D$6:$Q$6,0))/INDEX(Apdx_5_5_Opt_1_CumSavingsPcnt!$D18:$Q18,MATCH(CostData!$C$3,$D$6:$Q$6,0))","v":155895.89130440843}]
[null,null,"Indiana",615.01800000000003,1411.3391141321506,2375.2627450454502,3492.3010110926762,4747.3474466913176,6049.2620423875451,7255.4677503012563,8368.102741956387,9389.1962328030095,10320.671799200807,11164.350559607925,11921.954224630688,12595.108020412639,13185.34348967068,null,{"$f":"INDEX($D19:$Q19,MATCH(CostData!$C$3,$D$6:$Q$6,0))/INDEX(Apdx_5_5_Opt_1_CumSavingsPcnt!$D19:$Q19,MATCH(CostData!$C$3,$D$6:$Q$6,0))","v":113764.82734832338}]
[null,null,"Iowa",481.27100000000002,1028.8663744202661,1636.1394036444774,2240.8266840482443,2803.7652044595739,3325.8743168222627,3808.0256237499752,4251.04441514876,4655.7110455639722,5022.7622542747713,5352.8924300821764,5646.7548226623167,5904.9627022847344,6128.0904696264515,null,{"$f":"INDEX($D20:$Q20,MATCH(CostData!$C$3,$D$6:$Q$6,0))/INDEX(Apdx_5_5_Opt_1_CumSavingsPcnt!$D20:$Q20,MATCH(CostData!$C$3,$D$6:$Q$6,0))","v":50897.761375634982}]
[null,null,"Kansas",8.907,100.39366414425511,270.68703755659101,515.5193696726999,830.18681697773241,1209.6106883293533,1648.4002684947752,2140.9162723534291,2631.343901479398,3085.7913150098302,3505.0061975531548,3889.6955537013187,4240.5269022453213,4558.1294203246971,null,{"$f":"INDEX($D21:$Q21,MATCH(CostData!$C$3,$D$6:$Q$6,0))/INDEX(Apdx_5_5_Opt_1_CumSavingsPcnt!$D21:$Q21,MATCH(CostData!$C$3,$D$6:$Q$6,0))","v":44819.364998276273}]
[null,null,"Kentucky",200.48899999999998,577.85501515914609,1123.6412662769567,1828.3682404596404,2681.6621845763634,3672.3881330231006,4788.7854074051256,5909.30678107124,6952.1916941055924,7918.9202211602133,8810.8839311001102,9629.3883389167422,10375.655250600876,11050.825004512764,null,{"$f":"INDEX($D22:$Q22,MATCH(CostData!$C$3,$D$6:$Q$6,0))/INDEX(Apdx_5_5_Opt_1_CumSavingsPcnt!$D22:$Q22,MATCH(CostData!$C$3,$D$6:$Q$6,0))","v":104548.95936152095}]
[null,null,"Louisiana",0,176.90214839434145,523.74197035146005,1032.4514194701433,1693.9754607969737,2498.3951076186659,3435.0549159125931,4492.6929556368914,5570.1284572937539,6572.9513528227708,7502.5963186342578,8360.4129875520739,9147.6683172410922,9865.5488556245,null,{"$f":"INDEX($D23:$Q23,MATCH(CostData!$C$3,$D$6:$Q$6,0))/INDEX(Apdx_5_5_Opt_1_CumSavingsPcnt!$D23:$Q23,MATCH(CostData!$C$3,$D$6:$Q$6,0))","v":98952.345593024074}]
[null,null,"Maine",178.36899165381413,345.06586590773452,500.38678780313489,644.61422178820976,778.01737094642408,900.85259882007085,1013.3638344367678,1115.7829611238676,1208.3301896737203,1291.2144164014821,1364.6335666166906,1428.7749240100677,1483.8154464379954,1529.9220685687296,null,{"$f":"INDEX($D24:$Q24,MATCH(CostData!$C$3,$D$6:$Q$6,0))/INDEX(Apdx_5_5_Opt_1_CumSavingsPcnt!$D24:$Q24,MATCH(CostData!$C$3,$D$6:$Q$6,0))","v":12258.990934044308}]
[null,null,"Maryland",547.90700000000004,1191.9078157291426,1923.3359082655757,2733.1947734468899,3512.2655673814033,4235.4645618394961,4904.0098915594335,5519.0561183174468,6081.6961401650033,6592.9630218076927,7053.8317488157572,7465.2209082536538,7827.9942982171087,8142.9624686707248,null,{"$f":"INDEX($D25:$Q25,MATCH(CostData!$C$3,$D$6:$Q$6,0))/INDEX(Apdx_5_5_Opt_1_CumSavingsPcnt!$D25:$Q25,MATCH(CostData!$C$3,$D$6:$Q$6,0))","v":68313.443529116819}]
[null,null,"Massachusetts",520.31899999999996,1121.4443045529961,1795.0284448368,2519.4534236317327,3191.5341604213672,3812.5336414959747,4383.6543775559676,4906.0403074874557,5380.7786258362839,5808.9015366280701,6191.3879360817627,6529.1650266679453,6823.1098648701445,7074.0508449178624,null,{"$f":"INDEX($D26:$Q26,MATCH(CostData!$C$3,$D$6:$Q$6,0))/INDEX(Apdx_5_5_Opt_1_CumSavingsPcnt!$D26:$Q26,MATCH(CostData!$C$3,$D$6:$Q$6,0))","v":58079.23517994961}]
[null,null,"Michigan",1062.0319999999999,2274.2733514012266,3620.9647413365442,4991.7281143652363,6264.5930316236299,7441.8469517909307,8525.664869597811,9518.1128058390714,10421.151156239457,11236.637904045116,11966.331701028585,12611.894821417372,13174.895993084578,13656.813110174679,null,{"$f":"INDEX($D27:$Q27,MATCH(CostData!$C$3,$D$6:$Q$6,0))/INDEX(Apdx_5_5_Opt_1_CumSavingsPcnt!$D27:$Q27,MATCH(CostData!$C$3,$D$6:$Q$6,0))","v":112309.31834025228}]
[null,null,"Minnesota",759.28700000000003,1614.2705041055988,2554.9112060715479,3446.4485782441261,4276.0701855319048,5045.134358623458,5754.9286847605181,6406.6721331867293,7001.5170928207936,7540.551325148419,8024.7998352132272,8455.2266634766438,8832.7366012106177,9158.1768319845287,null,{"$f":"INDEX($D28:$Q28,MATCH(CostData!$C$3,$D$6:$Q$6,0))/INDEX(Apdx_5_5_Opt_1_CumSavingsPcnt!$D28:$Q28,MATCH(CostData!$C$3,$D$6:$Q$6,0))","v":75750.015152891065}]
[null,null,"Mississippi",36.81,173.00107676562311,404.37092914989739,726.11240239103427,1132.8813533556568,1618.8677774850116,2177.8690614044667,2803.3642412788217,3400.3355313102925,3955.1329803987328,4468.5546629329492,4941.3507473848122,5374.2248221731488,5767.8351636225561,null,{"$f":"INDEX($D29:$Q29,MATCH(CostData!$C$3,$D$6:$Q$6,0))/INDEX(Apdx_5_5_Opt_1_CumSavingsPcnt!$D29:$Q29,MATCH(CostData!$C$3,$D$6:$Q$6,0))","v":56547.403564927023}]
[null,null,"Missouri",100.64400000000001,365.16852687038943,785.02017461164053,1350.7167595018357,2051.9722726107816,2877.8256666990933,3816.7715122545046,4840.5526141571991,5789.5332598903524,6665.3476079603715,7469.5448477672417,8203.5917576114025,8868.8751572181191,9466.704258380867,null,{"$f":"INDEX($D30:$Q30,MATCH(CostData!$C$3,$D$6:$Q$6,0))/INDEX(Apdx_5_5_Opt_1_CumSavingsPcnt!$D30:$Q30,MATCH(CostData!$C$3,$D$6:$Q$6,0))","v":89902.224675981633}]
[null,null,"Montana",91.474000000000004,207.56077552945084,346.67142749877382,507.09946783142675,687.04162196913967,865.63412821627344,1032.2937652729563,1187.2450894261915,1330.6989382991251,1462.852804856321,1583.8911948802115,1693.9859684610694,1793.2966660216455,1881.9708193771748,null,{"$f":"INDEX($D31:$Q31,MATCH(CostData!$C$3,$D$6:$Q$6,0))/INDEX(Apdx_5_5_Opt_1_CumSavingsPcnt!$D31:$Q31,MATCH(CostData!$C$3,$D$6:$Q$6,0))","v":16610.510321069505}]
[null,null,"Nebraska",92.765000000000001,244.22987389655381,450.96200892188227,709.21742533937459,1014.9883095155227,1364.051419391335,1752.0166473984559,2114.2381236888796,2449.1717690978421,2757.3868173189858,3039.4217367937867,3295.7851378766454,3526.9566420840283,3733.3877147124654,null,{"$f":"INDEX($D32:$Q32,MATCH(CostData!$C$3,$D$6:$Q$6,0))/INDEX(Apdx_5_5_Opt_1_CumSavingsPcnt!$D32:$Q32,MATCH(CostData!$C$3,$D$6:$Q$6,0))","v":34094.864974543059}]
[null,null,"Nevada",188.75700000000001,442.32217073550231,756.87923301134856,1128.2806743131355,1552.1000133753785,2018.7266230504815,2454.750180160112,2860.7562498557977,3237.2950973454253,3584.8826567282704,3904.0014572055447,4195.1015080685029,4458.6011438114792,4694.8878306644237,null,{"$f":"INDEX($D33:$Q33,MATCH(CostData!$C$3,$D$6:$Q$6,0))/INDEX(Apdx_5_5_Opt_1_CumSavingsPcnt!$D33:$Q33,MATCH(CostData!$C$3,$D$6:$Q$6,0))","v":42106.617315375996}]
[null,null,"New Hampshire",51.640999999999998,122.41644193333738,210.90055073713125,315.58280906681546,434.88566324255316,567.18215961396322,692.93724829144378,808.8075400273508,915.02205994837686,1011.7985533772257,1099.343835749838,1177.8541283785537,1247.5153805497735,1308.5035784261761,null,{"$f":"INDEX($D34:$Q34,MATCH(CostData!$C$3,$D$6:$Q$6,0))/INDEX(Apdx_5_5_Opt_1_CumSavingsPcnt!$D34:$Q34,MATCH(CostData!$C$3,$D$6:$Q$6,0))","v":11358.538007171668}]
[null,null,"New Jersey",22.033999999999999,197.23905019314245,518.31278517788871,977.04845305439085,1564.4462365420391,2270.8289999242343,3085.9606558419441,3999.1653829682941,4901.7348346152521,5736.9109276804556,6506.128021384864,7210.7442883337862,7852.0439822714834,8431.2396116344407,null,{"$f":"INDEX($D35:$Q35,MATCH(CostData!$C$3,$D$6:$Q$6,0))/INDEX(Apdx_5_5_Opt_1_CumSavingsPcnt!$D35:$Q35,MATCH(CostData!$C$3,$D$6:$Q$6,0))","v":82416.809497892871}]
[null,null,"New Mexico",138.167,319.55804791266064,541.8659885692482,802.55831913213626,1098.9100500824879,1412.307039422813,1706.3067905879204,1981.244981622373,2237.4343018925392,2475.1650275444395,2694.705569732997,2896.3029964795983,3080.183528980443,3246.5530131549267,null,{"$f":"INDEX($D36:$Q36,MATCH(CostData!$C$3,$D$6:$Q$6,0))/INDEX(Apdx_5_5_Opt_1_CumSavingsPcnt!$D36:$Q36,MATCH(CostData!$C$3,$D$6:$Q$6,0))","v":29433.844180915021}]
[null,null,"New York",1338.06,2886.0317739764059,4622.367388409516,6499.8065753242654,8241.8059544348926,9851.629199504081,11332.383539086946,12687.024678522163,13918.361524581,15029.060719620142,16021.650991825725,16898.527327886841,17661.954974196411,18314.07327244577,null,{"$f":"INDEX($D37:$Q37,MATCH(CostData!$C$3,$D$6:$Q$6,0))/INDEX(Apdx_5_5_Opt_1_CumSavingsPcnt!$D37:$Q37,MATCH(CostData!$C$3,$D$6:$Q$6,0))","v":150485.40075962013}]
[null,null,"North Carolina",470.22399999999999,1189.8843639619686,2146.8404778061104,3327.5494667040634,4717.2483666104908,6300.1418415246881,7990.8981687010973,9571.7300190431743,11044.634514710389,12411.481168328493,13674.015254035636,14833.861025898685,15892.524788636067,16851.397825388678,null,{"$f":"INDEX($D38:$Q38,MATCH(CostData!$C$3,$D$6:$Q$6,0))/INDEX(Apdx_5_5_Opt_1_CumSavingsPcnt!$D38:$Q38,MATCH(CostData!$C$3,$D$6:$Q$6,0))","v":156611.50395342638}]
[null,null,"North Dakota",10.33,50.406735619760269,118.78385462643647,213.84108494883944,333.80607959627764,476.77707794296902,640.74603162595838,823.62185138317511,998.14050653726235,1159.5636514186733,1308.1651352089466,1444.2040333731795,1567.9250836864849,1679.5591040469549,null,{"$f":"INDEX($D39:$Q39,MATCH(CostData!$C$3,$D$6:$Q$6,0))/INDEX(Apdx_5_5_Opt_1_CumSavingsPcnt!$D39:$Q39,MATCH(CostData!$C$3,$D$6:$Q$6,0))","v":16227.624193690386}]
[null,null,"Ohio",1323.498,2882.7409157313582,4655.9984088739984,6620.7534565230726,8530.5020436725299,10301.114060363783,11935.713308479879,13437.264971584011,14808.580452553453,16052.322013392235,17171.007224008961,18167.013226488158,19042.580821134823,19799.818380331948,null,{"$f":"INDEX($D40:$Q40,MATCH(CostData!$C$3,$D$6:$Q$6,0))/INDEX(Apdx_5_5_Opt_1_CumSavingsPcnt!$D40:$Q40,MATCH(CostData!$C$3,$D$6:$Q$6,0))","v":165412.01654412656}]
[null,null,"Oklahoma",124.15099999999998,366.59674776865074,721.74835907103989,1183.3291148902149,1744.4598823844126,2397.7476579353884,3135.3758553258217,3885.8639177085074,4584.5038495082954,5232.2880615339454,5830.1498313939937,6378.9649449019125,6879.5532659210239,7332.6802370161859,null,{"$f":"INDEX($D41:$Q41,MATCH(CostData!$C$3,$D$6:$Q$6,0))/INDEX(Apdx_5_5_Opt_1_CumSavingsPcnt!$D41:$Q41,MATCH(CostData!$C$3,$D$6:$Q$6,0))","v":69570.021224062482}]
[null,null,"Oregon",510.99299999999994,1092.8138722685999,1739.2334404413646,2374.7993293854624,2969.7065113340677,3524.7500493558855,4040.6778976498617,4518.1922058175514,4957.9505660875366,5360.5672053744529,5726.6141239818662,6056.6221826875553,6351.0821398814842,6610.4456403609456,null,{"$f":"INDEX($D42:$Q42,MATCH(CostData!$C$3,$D$6:$Q$6,0))/INDEX(Apdx_5_5_Opt_1_CumSavingsPcnt!$D42:$Q42,MATCH(CostData!$C$3,$D$6:$Q$6,0))","v":56211.272452048855}]
[null,null,"Pennsylvania",1533.9760000000001,3276.137755504682,5205.2519720450509,7112.3795427643308,8886.917482729863,10531.812151257855,12049.858256890286,13443.703444136112,14715.852691615604,15868.672528057506,16904.39507235308,17825.12190363423,18632.827767114504,19329.364121211496,null,{"$f":"INDEX($D43:$Q43,MATCH(CostData!$C$3,$D$6:$Q$6,0))/INDEX(Apdx_5_5_Opt_1_CumSavingsPcnt!$D43:$Q43,MATCH(CostData!$C$3,$D$6:$Q$6,0))","v":160143.86181616815}]
[null,null,"Rhode Island",59.96,132.02478675424157,215.0794962831302,307.96848647668003,404.56028096383551,493.96513728330353,576.35399621123099,651.88953173440404,720.72640994220478,783.0115375086375,838.88430012496133,888.47679122983936,931.91403137078009,969.31417851797369,null,{"$f":"INDEX($D44:$Q44,MATCH(CostData!$C$3,$D$6:$Q$6,0))/INDEX(Apdx_5_5_Opt_1_CumSavingsPcnt!$D44:$Q44,MATCH(CostData!$C$3,$D$6:$Q$6,0))","v":8077.6181543164475}]
[null,null,"South Carolina",273.75799999999998,699.55899369834242,1270.0959280627194,1977.2017865612079,2811.9599332443527,3764.8179574798478,4795.9674375000986,5760.257832601339,6658.9070900449005,7493.0555043322674,8263.767770811728,8972.0349463748462,9618.7763202488222,10204.841197772328,null,{"$f":"INDEX($D45:$Q45,MATCH(CostData!$C$3,$D$6:$Q$6,0))/INDEX(Apdx_5_5_Opt_1_CumSavingsPcnt!$D45:$Q45,MATCH(CostData!$C$3,$D$6:$Q$6,0))","v":95105.696158176404}]
[null,null,"South Dakota",15.255000000000001,53.883168124924886,114.69023896997633,196.34841100750563,297.41396580178713,416.34545529507523,551.52217836024715,698.03800278527774,833.96148627950049,959.51928771012467,1074.9260438813285,1180.3847273971517,1276.0869896577001,1362.213489494141,null,{"$f":"INDEX($D46:$Q46,MATCH(CostData!$C$3,$D$6:$Q$6,0))/INDEX(Apdx_5_5_Opt_1_CumSavingsPcnt!$D46:$Q46,MATCH(CostData!$C$3,$D$6:$Q$6,0))","v":12948.797428651529}]
[null,null,"Tennessee",302.49299999999999,792.2464288595869,1459.6244736944861,2293.9462331853601,3283.6269500211142,4416.3231688152482,5676.9730209193594,6852.8192099555981,7945.5179202150712,8956.6281600628663,9887.6144796769167,10739.849570885333,11514.616753012591,12213.112348493258,null,{"$f":"INDEX($D47:$Q47,MATCH(CostData!$C$3,$D$6:$Q$6,0))/INDEX(Apdx_5_5_Opt_1_CumSavingsPcnt!$D47:$Q47,MATCH(CostData!$C$3,$D$6:$Q$6,0))","v":113189.17839196717}]
[null,null,"Texas",686.55399999999997,2105.9069422773168,4224.2498793125333,7003.4725137430842,10401.685956026949,14373.765776251488,18871.906856793707,23534.624166115245,27877.493535315043,31906.639478704266,35627.821200118364,39046.442721624888,42167.562570243208,44995.903037287586,null,{"$f":"INDEX($D48:$Q48,MATCH(CostData!$C$3,$D$6:$Q$6,0))/INDEX(Apdx_5_5_Opt_1_CumSavingsPcnt!$D48:$Q48,MATCH(CostData!$C$3,$D$6:$Q$6,0))","v":429350.2198214464}]
[null,null,"Utah",219.61199999999999,490.6763616311693,809.67498685438056,1172.8557097052835,1574.5501045334727,1950.3276837614715,2300.691536011876,2626.1147674608319,2927.041329506013,3203.8868101617654,3457.0391903771042,3686.8595664256604,3893.682839471734,4077.8183733732358,null,{"$f":"INDEX($D49:$Q49,MATCH(CostData!$C$3,$D$6:$Q$6,0))/INDEX(Apdx_5_5_Opt_1_CumSavingsPcnt!$D49:$Q49,MATCH(CostData!$C$3,$D$6:$Q$6,0))","v":35645.265501514295}]
[null,null,"Vermont",85.218008281858857,164.85951703861258,239.06602280906304,307.97247650290797,371.70749324760607,430.39355391983736,484.14719865195877,533.07921259293335,577.29480419268418,616.89377626867417,651.97069010373013,682.61502281469325,708.91131822238617,730.93933144461289,null,{"$f":"INDEX($D50:$Q50,MATCH(CostData!$C$3,$D$6:$Q$6,0))/INDEX(Apdx_5_5_Opt_1_CumSavingsPcnt!$D50:$Q50,MATCH(CostData!$C$3,$D$6:$Q$6,0))","v":5856.8856686267063}]
[null,null,"Virginia",29.923000000000002,286.3281073674047,761.15004716220244,1444.8909433331187,2326.7623937907597,3394.8363464890876,4636.2022857647289,6037.1282459059321,7435.2211821924957,8740.3462162075357,9954.1558232667485,11078.19497648234,12113.903961197517,13062.621061202877,null,{"$f":"INDEX($D51:$Q51,MATCH(CostData!$C$3,$D$6:$Q$6,0))/INDEX(Apdx_5_5_Opt_1_CumSavingsPcnt!$D51:$Q51,MATCH(CostData!$C$3,$D$6:$Q$6,0))","v":131282.62373068219}]
[null,null,"Washington",856.13699999999994,1861.9998222524441,3005.8849420902361,4275.4970004261422,5481.1789166328026,6607.3343732482972,7655.4767143379377,8627.027648948535,9523.3197604612524,10345.598905377072,11095.026505168724,11772.681734691136,12379.563610505591,12916.592982340719,null,{"$f":"INDEX($D52:$Q52,MATCH(CostData!$C$3,$D$6:$Q$6,0))/INDEX(Apdx_5_5_Opt_1_CumSavingsPcnt!$D52:$Q52,MATCH(CostData!$C$3,$D$6:$Q$6,0))","v":110967.29366272094}]
[null,null,"West Virginia",54.545999999999999,169.24948777848357,340.74357037011822,565.33220997579008,839.03784229232144,1157.6501401786563,1516.7751916842976,1889.1676281794184,2233.6563236594425,2550.85812630501,2841.3582128195794,3105.7110489018787,3344.4413103010102,3558.0447658037333,null,{"$f":"INDEX($D53:$Q53,MATCH(CostData!$C$3,$D$6:$Q$6,0))/INDEX(Apdx_5_5_Opt_1_CumSavingsPcnt!$D53:$Q53,MATCH(CostData!$C$3,$D$6:$Q$6,0))","v":33221.706496766885}]
[null,null,"Wisconsin",721.88400000000001,1541.0431263017545,2447.0934615457322,3344.3836797610675,4177.6466090383319,4948.365827997106,5657.9514602760046,6307.7424452983505,6899.0087169774552,7432.9532935350835,7910.7142814864364,8333.3667967289457,8701.9248055604021,9017.3428883441193,null,{"$f":"INDEX($D54:$Q54,MATCH(CostData!$C$3,$D$6:$Q$6,0))/INDEX(Apdx_5_5_Opt_1_CumSavingsPcnt!$D54:$Q54,MATCH(CostData!$C$3,$D$6:$Q$6,0))","v":74094.847069384705}]
[null,null,"Wyoming",23.605,81.796870912078631,173.10823456229849,295.86311574836088,448.20058075663059,628.09946819172171,833.40381813909585,1055.7737041621701,1263.3018682973664,1456.2679955135332,1634.9347040346343,1799.5480109000964,1950.3377769584656,2087.5181319693525,null,{"$f":"INDEX($D55:$Q55,MATCH(CostData!$C$3,$D$6:$Q$6,0))/INDEX(Apdx_5_5_Opt_1_CumSavingsPcnt!$D55:$Q55,MATCH(CostData!$C$3,$D$6:$Q$6,0))","v":20227.888875672019}]
[null,"Continental US Total",null,21382.671918091142,49048.500228139681,82361.927959338005,119891.63624499537,159695.17303798022,201126.08826961936,243589.34640370769,285255.61513761291,324134.63538448629,359924.08853964729,392680.45905735856,422456.76370196184,449302.64640676661,473264.4689546185,null,{"$f":"INDEX($D56:$Q56,MATCH(CostData!$C$3,$D$6:$Q$6,0))/INDEX(Apdx_5_5_Opt_1_CumSavingsPcnt!$D56:$Q56,MATCH(CostData!$C$3,$D$6:$Q$6,0))","v":4248334.5507595912}]
[null,null,"Alaska",1.5169999999999999,16.303762503116101,43.802453279626761,83.373881151393419,134.30653594466014,195.82607637883615,267.10511596942166,347.27315688353644,427.19852982471684,501.45923661099329,570.16659658995309,633.42550228806272,691.33460148759934,743.98647148149666,null,{"$f":"INDEX($D57:$Q57,MATCH(CostData!$C$3,$D$6:$Q$6,0))/INDEX(Apdx_5_5_Opt_1_CumSavingsPcnt!$D57:$Q57,MATCH(CostData!$C$3,$D$6:$Q$6,0))","v":7373.5031861397092}]
[null,null,"Hawaii",4.29,28.423291889279422,71.549617905592299,132.69790324578872,210.78990228996554,304.65449742605017,413.04242249583609,534.64118608262743,653.71188212918844,764.29645334896827,866.56097556500345,960.66190576671545,1046.7463541855896,1124.9523446701662,null,{"$f":"INDEX($D58:$Q58,MATCH(CostData!$C$3,$D$6:$Q$6,0))/INDEX(Apdx_5_5_Opt_1_CumSavingsPcnt!$D58:$Q58,MATCH(CostData!$C$3,$D$6:$Q$6,0))","v":11083.274331725775}]
[null,"U.S. Total",{"$f":"B59","v":"U.S. Total"},21388.478918091143,49093.227282532076,82477.280030523223,120107.70802939255,160040.26947621483,201626.56884342423,244269.49394217294,286137.52948057902,325215.54579644022,361189.84422960726,394117.18662951345,424050.85111001669,451040.72736243979,475133.40777077008,null,{"$f":"INDEX($D59:$Q59,MATCH(CostData!$C$3,$D$6:$Q$6,0))/INDEX(Apdx_5_5_Opt_1_CumSavingsPcnt!$D59:$Q59,MATCH(CostData!$C$3,$D$6:$Q$6,0))","v":4268943.4660446551}]

{"sheet":"Apdx_5_5_Opt_1_IncSavingsPcnt","index":20,"n_rows":59,"n_cols":17,"rows_kept":59,"cut":false,"hidden":true,"merged":[]}
[]
[null,"Sheet 1:  Option 1 -- Incremental Savings as a Percent of Prior Year Sales (2017 - 2030)"]
[]
[null,"Source","http://www2.epa.gov/sites/production/files/2014-06/20140602tsd-ghg-abatement-measures-appendix5-5.xlsx"]
[]
[null,null,null,2017,2018,2019,2020,2021,2022,2023,2024,2025,2026,2027,2028,2029,2030]
[null,null,"Alabama",5.9999999999999995E-4,2.5999999999999999E-3,4.5999999999999999E-3,6.6E-3,8.6E-3,1.06E-2,1.26E-2,1.46E-2,1.4999999999999999E-2,1.4999999999999999E-2,1.4999999999999999E-2,1.4999999999999999E-2,1.4999999999999999E-2,1.4999999999999999E-2]
[null,null,"Arizona",1.4999999999999999E-2,1.4999999999999999E-2,1.4999999999999999E-2,1.4999999999999999E-2,1.4999999999999999E-2,1.4999999999999999E-2,1.4999999999999999E-2,1.4999999999999999E-2,1.4999999999999999E-2,1.4999999999999999E-2,1.4999999999999999E-2,1.4999999999999999E-2,1.4999999999999999E-2,1.4999999999999999E-2]
[null,null,"Arkansas",1.1000000000000001E-3,3.0999999999999999E-3,5.1000000000000004E-3,7.1000000000000004E-3,9.1000000000000004E-3,1.11E-2,1.3100000000000001E-2,1.4999999999999999E-2,1.4999999999999999E-2,1.4999999999999999E-2,1.4999999999999999E-2,1.4999999999999999E-2,1.4999999999999999E-2,1.4999999999999999E-2]
[null,null,"California",1.18E-2,1.38E-2,1.4999999999999999E-2,1.4999999999999999E-2,1.4999999999999999E-2,1.4999999999999999E-2,1.4999999999999999E-2,1.4999999999999999E-2,1.4999999999999999E-2,1.4999999999999999E-2,1.4999999999999999E-2,1.4999999999999999E-2,1.4999999999999999E-2,1.4999999999999999E-2]
[null,null,"Colorado",8.0000000000000002E-3,0.01,1.2E-2,1.4E-2,1.4999999999999999E-2,1.4999999999999999E-2,1.4999999999999999E-2,1.4999999999999999E-2,1.4999999999999999E-2,1.4999999999999999E-2,1.4999999999999999E-2,1.4999999999999999E-2,1.4999999999999999E-2,1.4999999999999999E-2]
[null,null,"Connecticut",1.03E-2,1.23E-2,1.43E-2,1.4999999999999999E-2,1.4999999999999999E-2,1.4999999999999999E-2,1.4999999999999999E-2,1.4999999999999999E-2,1.4999999999999999E-2,1.4999999999999999E-2,1.4999999999999999E-2,1.4999999999999999E-2,1.4999999999999999E-2,1.4999999999999999E-2]
[null,null,"Delaware",0,2E-3,4.0000000000000001E-3,6.0000000000000001E-3,8.0000000000000002E-3,0.01,1.2E-2,1.4E-2,1.4999999999999999E-2,1.4999999999999999E-2,1.4999999999999999E-2,1.4999999999999999E-2,1.4999999999999999E-2,1.4999999999999999E-2]
[null,null,"District of Columbia",0,2E-3,4.0000000000000001E-3,6.0000000000000001E-3,8.0000000000000002E-3,0.01,1.2E-2,1.4E-2,1.4999999999999999E-2,1.4999999999999999E-2,1.4999999999999999E-2,1.4999999999999999E-2,1.4999999999999999E-2,1.4999999999999999E-2]
[null,null,"Florida",2.5000000000000001E-3,4.4999999999999997E-3,6.4999999999999997E-3,8.5000000000000006E-3,1.0500000000000001E-2,1.2500000000000001E-2,1.4500000000000001E-2,1.4999999999999999E-2,1.4999999999999999E-2,1.4999999999999999E-2,1.4999999999999999E-2,1.4999999999999999E-2,1.4999999999999999E-2,1.4999999999999999E-2]
[null,null,"Georgia",1.8E-3,3.8E-3,5.7999999999999996E-3,7.7999999999999996E-3,9.7999999999999997E-3,1.18E-2,1.38E-2,1.4999999999999999E-2,1.4999999999999999E-2,1.4999999999999999E-2,1.4999999999999999E-2,1.4999999999999999E-2,1.4999999999999999E-2,1.4999999999999999E-2]
[null,null,"Idaho",7.6E-3,9.5999999999999992E-3,1.1599999999999999E-2,1.3599999999999999E-2,1.4999999999999999E-2,1.4999999999999999E-2,1.4999999999999999E-2,1.4999999999999999E-2,1.4999999999999999E-2,1.4999999999999999E-2,1.4999999999999999E-2,1.4999999999999999E-2,1.4999999999999999E-2,1.4999999999999999E-2]
[null,null,"Illinois",8.9999999999999993E-3,1.0999999999999999E-2,1.2999999999999999E-2,1.4999999999999999E-2,1.4999999999999999E-2,1.4999999999999999E-2,1.4999999999999999E-2,1.4999999999999999E-2,1.4999999999999999E-2,1.4999999999999999E-2,1.4999999999999999E-2,1.4999999999999999E-2,1.4999999999999999E-2,1.4999999999999999E-2]
[null,null,"Indiana",5.7000000000000002E-3,7.7000000000000002E-3,9.7000000000000003E-3,1.17E-2,1.37E-2,1.4999999999999999E-2,1.4999999999999999E-2,1.4999999999999999E-2,1.4999999999999999E-2,1.4999999999999999E-2,1.4999999999999999E-2,1.4999999999999999E-2,1.4999999999999999E-2,1.4999999999999999E-2]
[null,null,"Iowa",1.0200000000000001E-2,1.2200000000000001E-2,1.4200000000000001E-2,1.4999999999999999E-2,1.4999999999999999E-2,1.4999999999999999E-2,1.4999999999999999E-2,1.4999999999999999E-2,1.4999999999999999E-2,1.4999999999999999E-2,1.4999999999999999E-2,1.4999999999999999E-2,1.4999999999999999E-2,1.4999999999999999E-2]
[null,null,"Kansas",2.0000000000000001E-4,2.2000000000000001E-3,4.1999999999999997E-3,6.1999999999999998E-3,8.2000000000000007E-3,1.0200000000000001E-2,1.2200000000000001E-2,1.4200000000000001E-2,1.4999999999999999E-2,1.4999999999999999E-2,1.4999999999999999E-2,1.4999999999999999E-2,1.4999999999999999E-2,1.4999999999999999E-2]
[null,null,"Kentucky",2.2000000000000001E-3,4.1999999999999997E-3,6.1999999999999998E-3,8.2000000000000007E-3,1.0200000000000001E-2,1.2200000000000001E-2,1.4200000000000001E-2,1.4999999999999999E-2,1.4999999999999999E-2,1.4999999999999999E-2,1.4999999999999999E-2,1.4999999999999999E-2,1.4999999999999999E-2,1.4999999999999999E-2]
[null,null,"Louisiana",0,2E-3,4.0000000000000001E-3,6.0000000000000001E-3,8.0000000000000002E-3,0.01,1.2E-2,1.4E-2,1.4999999999999999E-2,1.4999999999999999E-2,1.4999999999999999E-2,1.4999999999999999E-2,1.4999999999999999E-2,1.4999999999999999E-2]
[null,null,"Maine",1.4999999999999999E-2,1.4999999999999999E-2,1.4999999999999999E-2,1.4999999999999999E-2,1.4999999999999999E-2,1.4999999999999999E-2,1.4999999999999999E-2,1.4999999999999999E-2,1.4999999999999999E-2,1.4999999999999999E-2,1.4999999999999999E-2,1.4999999999999999E-2,1.4999999999999999E-2,1.4999999999999999E-2]
[null,null,"Maryland",8.6E-3,1.06E-2,1.26E-2,1.46E-2,1.4999999999999999E-2,1.4999999999999999E-2,1.4999999999999999E-2,1.4999999999999999E-2,1.4999999999999999E-2,1.4999999999999999E-2,1.4999999999999999E-2,1.4999999999999999E-2,1.4999999999999999E-2,1.4999999999999999E-2]
[null,null,"Massachusetts",9.1999999999999998E-3,1.12E-2,1.32E-2,1.4999999999999999E-2,1.4999999999999999E-2,1.4999999999999999E-2,1.4999999999999999E-2,1.4999999999999999E-2,1.4999999999999999E-2,1.4999999999999999E-2,1.4999999999999999E-2,1.4999999999999999E-2,1.4999999999999999E-2,1.4999999999999999E-2]
[null,null,"Michigan",9.9000000000000008E-3,1.1900000000000001E-2,1.3899999999999999E-2,1.4999999999999999E-2,1.4999999999999999E-2,1.4999999999999999E-2,1.4999999999999999E-2,1.4999999999999999E-2,1.4999999999999999E-2,1.4999999999999999E-2,1.4999999999999999E-2,1.4999999999999999E-2,1.4999999999999999E-2,1.4999999999999999E-2]
[null,null,"Minnesota",1.0800000000000001E-2,1.2800000000000001E-2,1.4800000000000001E-2,1.4999999999999999E-2,1.4999999999999999E-2,1.4999999999999999E-2,1.4999999999999999E-2,1.4999999999999999E-2,1.4999999999999999E-2,1.4999999999999999E-2,1.4999999999999999E-2,1.4999999999999999E-2,1.4999999999999999E-2,1.4999999999999999E-2]
[null,null,"Mississippi",6.9999999999999999E-4,2.7000000000000001E-3,4.7000000000000002E-3,6.7000000000000002E-3,8.6999999999999994E-3,1.0699999999999999E-2,1.2699999999999999E-2,1.47E-2,1.4999999999999999E-2,1.4999999999999999E-2,1.4999999999999999E-2,1.4999999999999999E-2,1.4999999999999999E-2,1.4999999999999999E-2]
[null,null,"Missouri",1.1999999999999999E-3,3.2000000000000002E-3,5.1999999999999998E-3,7.1999999999999998E-3,9.1999999999999998E-3,1.12E-2,1.32E-2,1.4999999999999999E-2,1.4999999999999999E-2,1.4999999999999999E-2,1.4999999999999999E-2,1.4999999999999999E-2,1.4999999999999999E-2,1.4999999999999999E-2]
[null,null,"Montana",6.3E-3,8.3000000000000001E-3,1.03E-2,1.23E-2,1.43E-2,1.4999999999999999E-2,1.4999999999999999E-2,1.4999999999999999E-2,1.4999999999999999E-2,1.4999999999999999E-2,1.4999999999999999E-2,1.4999999999999999E-2,1.4999999999999999E-2,1.4999999999999999E-2]
[null,null,"Nebraska",2.8999999999999998E-3,4.8999999999999998E-3,6.8999999999999999E-3,8.8999999999999999E-3,1.09E-2,1.29E-2,1.49E-2,1.4999999999999999E-2,1.4999999999999999E-2,1.4999999999999999E-2,1.4999999999999999E-2,1.4999999999999999E-2,1.4999999999999999E-2,1.4999999999999999E-2]
[null,null,"Nevada",5.1000000000000004E-3,7.1000000000000004E-3,9.1000000000000004E-3,1.11E-2,1.3100000000000001E-2,1.4999999999999999E-2,1.4999999999999999E-2,1.4999999999999999E-2,1.4999999999999999E-2,1.4999999999999999E-2,1.4999999999999999E-2,1.4999999999999999E-2,1.4999999999999999E-2,1.4999999999999999E-2]
[null,null,"New Hampshire",4.7000000000000002E-3,6.7000000000000002E-3,8.6999999999999994E-3,1.0699999999999999E-2,1.2699999999999999E-2,1.47E-2,1.4999999999999999E-2,1.4999999999999999E-2,1.4999999999999999E-2,1.4999999999999999E-2,1.4999999999999999E-2,1.4999999999999999E-2,1.4999999999999999E-2,1.4999999999999999E-2]
[null,null,"New Jersey",2.9999999999999997E-4,2.3E-3,4.3E-3,6.3E-3,8.3000000000000001E-3,1.03E-2,1.23E-2,1.43E-2,1.4999999999999999E-2,1.4999999999999999E-2,1.4999999999999999E-2,1.4999999999999999E-2,1.4999999999999999E-2,1.4999999999999999E-2]
[null,null,"New Mexico",5.5999999999999999E-3,7.6E-3,9.5999999999999992E-3,1.1599999999999999E-2,1.3599999999999999E-2,1.4999999999999999E-2,1.4999999999999999E-2,1.4999999999999999E-2,1.4999999999999999E-2,1.4999999999999999E-2,1.4999999999999999E-2,1.4999999999999999E-2,1.4999999999999999E-2,1.4999999999999999E-2]
[null,null,"New York",9.1999999999999998E-3,1.12E-2,1.32E-2,1.4999999999999999E-2,1.4999999999999999E-2,1.4999999999999999E-2,1.4999999999999999E-2,1.4999999999999999E-2,1.4999999999999999E-2,1.4999999999999999E-2,1.4999999999999999E-2,1.4999999999999999E-2,1.4999999999999999E-2,1.4999999999999999E-2]
[null,null,"North Carolina",3.5000000000000001E-3,5.4999999999999997E-3,7.4999999999999997E-3,9.4999999999999998E-3,1.15E-2,1.35E-2,1.4999999999999999E-2,1.4999999999999999E-2,1.4999999999999999E-2,1.4999999999999999E-2,1.4999999999999999E-2,1.4999999999999999E-2,1.4999999999999999E-2,1.4999999999999999E-2]
[null,null,"North Dakota",6.9999999999999999E-4,2.7000000000000001E-3,4.7000000000000002E-3,6.7000000000000002E-3,8.6999999999999994E-3,1.0699999999999999E-2,1.2699999999999999E-2,1.47E-2,1.4999999999999999E-2,1.4999999999999999E-2,1.4999999999999999E-2,1.4999999999999999E-2,1.4999999999999999E-2,1.4999999999999999E-2]
[null,null,"Ohio",8.5000000000000006E-3,1.0500000000000001E-2,1.2500000000000001E-2,1.4500000000000001E-2,1.4999999999999999E-2,1.4999999999999999E-2,1.4999999999999999E-2,1.4999999999999999E-2,1.4999999999999999E-2,1.4999999999999999E-2,1.4999999999999999E-2,1.4999999999999999E-2,1.4999999999999999E-2,1.4999999999999999E-2]
[null,null,"Oklahoma",2E-3,4.0000000000000001E-3,6.0000000000000001E-3,8.0000000000000002E-3,0.01,1.2E-2,1.4E-2,1.4999999999999999E-2,1.4999999999999999E-2,1.4999999999999999E-2,1.4999999999999999E-2,1.4999999999999999E-2,1.4999999999999999E-2,1.4999999999999999E-2]
[null,null,"Oregon",1.04E-2,1.24E-2,1.44E-2,1.4999999999999999E-2,1.4999999999999999E-2,1.4999999999999999E-2,1.4999999999999999E-2,1.4999999999999999E-2,1.4999999999999999E-2,1.4999999999999999E-2,1.4999999999999999E-2,1.4999999999999999E-2,1.4999999999999999E-2,1.4999999999999999E-2]
[null,null,"Pennsylvania",1.03E-2,1.23E-2,1.43E-2,1.4999999999999999E-2,1.4999999999999999E-2,1.4999999999999999E-2,1.4999999999999999E-2,1.4999999999999999E-2,1.4999999999999999E-2,1.4999999999999999E-2,1.4999999999999999E-2,1.4999999999999999E-2,1.4999999999999999E-2,1.4999999999999999E-2]
[null,null,"Rhode Island",7.7000000000000002E-3,9.7000000000000003E-3,1.17E-2,1.37E-2,1.4999999999999999E-2,1.4999999999999999E-2,1.4999999999999999E-2,1.4999999999999999E-2,1.4999999999999999E-2,1.4999999999999999E-2,1.4999999999999999E-2,1.4999999999999999E-2,1.4999999999999999E-2,1.4999999999999999E-2]
[null,null,"South Carolina",3.3999999999999998E-3,5.4000000000000003E-3,7.4000000000000003E-3,9.4000000000000004E-3,1.14E-2,1.34E-2,1.4999999999999999E-2,1.4999999999999999E-2,1.4999999999999999E-2,1.4999999999999999E-2,1.4999999999999999E-2,1.4999999999999999E-2,1.4999999999999999E-2,1.4999999999999999E-2]
[null,null,"South Dakota",1.2999999999999999E-3,3.3E-3,5.3E-3,7.3000000000000001E-3,9.2999999999999992E-3,1.1299999999999999E-2,1.3299999999999999E-2,1.4999999999999999E-2,1.4999999999999999E-2,1.4999999999999999E-2,1.4999999999999999E-2,1.4999999999999999E-2,1.4999999999999999E-2,1.4999999999999999E-2]
[null,null,"Tennessee",3.0000000000000001E-3,5.0000000000000001E-3,7.0000000000000001E-3,8.9999999999999993E-3,1.0999999999999999E-2,1.2999999999999999E-2,1.4999999999999999E-2,1.4999999999999999E-2,1.4999999999999999E-2,1.4999999999999999E-2,1.4999999999999999E-2,1.4999999999999999E-2,1.4999999999999999E-2,1.4999999999999999E-2]
[null,null,"Texas",1.8E-3,3.8E-3,5.7999999999999996E-3,7.7999999999999996E-3,9.7999999999999997E-3,1.18E-2,1.38E-2,1.4999999999999999E-2,1.4999999999999999E-2,1.4999999999999999E-2,1.4999999999999999E-2,1.4999999999999999E-2,1.4999999999999999E-2,1.4999999999999999E-2]
[null,null,"Utah",7.1000000000000004E-3,9.1000000000000004E-3,1.11E-2,1.3100000000000001E-2,1.4999999999999999E-2,1.4999999999999999E-2,1.4999999999999999E-2,1.4999999999999999E-2,1.4999999999999999E-2,1.4999999999999999E-2,1.4999999999999999E-2,1.4999999999999999E-2,1.4999999999999999E-2,1.4999999999999999E-2]
[null,null,"Vermont",1.4999999999999999E-2,1.4999999999999999E-2,1.4999999999999999E-2,1.4999999999999999E-2,1.4999999999999999E-2,1.4999999999999999E-2,1.4999999999999999E-2,1.4999999999999999E-2,1.4999999999999999E-2,1.4999999999999999E-2,1.4999999999999999E-2,1.4999999999999999E-2,1.4999999999999999E-2,1.4999999999999999E-2]
[null,null,"Virginia",2.9999999999999997E-4,2.3E-3,4.3E-3,6.3E-3,8.3000000000000001E-3,1.03E-2,1.23E-2,1.43E-2,1.4999999999999999E-2,1.4999999999999999E-2,1.4999999999999999E-2,1.4999999999999999E-2,1.4999999999999999E-2,1.4999999999999999E-2]
[null,null,"Washington",8.8000000000000005E-3,1.0800000000000001E-2,1.2800000000000001E-2,1.4800000000000001E-2,1.4999999999999999E-2,1.4999999999999999E-2,1.4999999999999999E-2,1.4999999999999999E-2,1.4999999999999999E-2,1.4999999999999999E-2,1.4999999999999999E-2,1.4999999999999999E-2,1.4999999999999999E-2,1.4999999999999999E-2]
[null,null,"West Virginia",1.6999999999999999E-3,3.7000000000000002E-3,5.7000000000000002E-3,7.7000000000000002E-3,9.7000000000000003E-3,1.17E-2,1.37E-2,1.4999999999999999E-2,1.4999999999999999E-2,1.4999999999999999E-2,1.4999999999999999E-2,1.4999999999999999E-2,1.4999999999999999E-2,1.4999999999999999E-2]
[null,null,"Wisconsin",1.0200000000000001E-2,1.2200000000000001E-2,1.4200000000000001E-2,1.4999999999999999E-2,1.4999999999999999E-2,1.4999999999999999E-2,1.4999999999999999E-2,1.4999999999999999E-2,1.4999999999999999E-2,1.4999999999999999E-2,1.4999999999999999E-2,1.4999999999999999E-2,1.4999999999999999E-2,1.4999999999999999E-2]
[null,null,"Wyoming",1.2999999999999999E-3,3.3E-3,5.3E-3,7.3000000000000001E-3,9.2999999999999992E-3,1.1299999999999999E-2,1.3299999999999999E-2,1.4999999999999999E-2,1.4999999999999999E-2,1.4999999999999999E-2,1.4999999999999999E-2,1.4999999999999999E-2,1.4999999999999999E-2,1.4999999999999999E-2]
[null,"Continental US Total",null,5.5999999999999999E-3,7.4999999999999997E-3,9.4000000000000004E-3,1.0999999999999999E-2,1.2200000000000001E-2,1.3299999999999999E-2,1.43E-2,1.49E-2,1.4999999999999999E-2,1.4999999999999999E-2,1.4999999999999999E-2,1.4999999999999999E-2,1.4999999999999999E-2,1.4999999999999999E-2]
[null,null,"Alaska",2.0000000000000001E-4,2.2000000000000001E-3,4.1999999999999997E-3,6.1999999999999998E-3,8.2000000000000007E-3,1.0200000000000001E-2,1.2200000000000001E-2,1.4200000000000001E-2,1.4999999999999999E-2,1.4999999999999999E-2,1.4999999999999999E-2,1.4999999999999999E-2,1.4999999999999999E-2,1.4999999999999999E-2]
[null,null,"Hawaii",4.0000000000000002E-4,2.3999999999999998E-3,4.4000000000000003E-3,6.4000000000000003E-3,8.3999999999999995E-3,1.04E-2,1.24E-2,1.44E-2,1.4999999999999999E-2,1.4999999999999999E-2,1.4999999999999999E-2,1.4999999999999999E-2,1.4999999999999999E-2,1.4999999999999999E-2]
[null,"U.S. Total",{"$f":"B59","v":"U.S. Total"},5.5999999999999999E-3,7.4999999999999997E-3,9.4000000000000004E-3,1.0999999999999999E-2,1.2200000000000001E-2,1.3299999999999999E-2,1.43E-2,1.49E-2,1.4999999999999999E-2,1.4999999999999999E-2,1.4999999999999999E-2,1.4999999999999999E-2,1.4999999999999999E-2,1.4999999999999999E-2]

{"sheet":"Apdx_5_5_Opt_1_CumSavingsPcnt","index":21,"n_rows":59,"n_cols":17,"rows_kept":59,"cut":false,"hidden":true,"merged":[]}
[]
[null,"Sheet 2:  Option 1 -- Cumulative Savings as a Percent of Sales (2017 - 2030)"]
[]
[null,"Source","http://www2.epa.gov/sites/production/files/2014-06/20140602tsd-ghg-abatement-measures-appendix5-5.xlsx"]
[]
[null,null,null,2017,2018,2019,2020,2021,2022,2023,2024,2025,2026,2027,2028,2029,2030]
[null,null,"Alabama",5.9999999999999995E-4,3.2000000000000002E-3,7.4999999999999997E-3,1.3599999999999999E-2,2.1100000000000001E-2,0.03,4.0099999999999997E-2,5.1299999999999998E-2,6.1899999999999997E-2,7.1499999999999994E-2,8.0100000000000005E-2,8.7900000000000006E-2,9.4799999999999995E-2,0.1009]
[null,null,"Arizona",1.4800000000000001E-2,2.8400000000000002E-2,4.0899999999999999E-2,5.2400000000000002E-2,6.2799999999999995E-2,7.22E-2,8.0699999999999994E-2,8.8300000000000003E-2,9.5000000000000001E-2,0.10100000000000001,0.1061,0.1105,0.1142,0.1172]
[null,null,"Arkansas",1.1000000000000001E-3,4.1000000000000003E-3,8.8000000000000005E-3,1.52E-2,2.3099999999999999E-2,3.2399999999999998E-2,4.2799999999999998E-2,5.4199999999999998E-2,6.4600000000000005E-2,7.4099999999999999E-2,8.2600000000000007E-2,9.0300000000000005E-2,9.7100000000000006E-2,0.1031]
[null,null,"California",1.17E-2,2.46E-2,3.7499999999999999E-2,4.9500000000000002E-2,6.0400000000000002E-2,7.0300000000000001E-2,7.9299999999999995E-2,8.7400000000000005E-2,9.4600000000000004E-2,0.1011,0.1067,0.1115,0.11559999999999999,0.11899999999999999]
[null,null,"Colorado",7.9000000000000008E-3,1.7100000000000001E-2,2.76E-2,3.9199999999999999E-2,5.0799999999999998E-2,6.1400000000000003E-2,7.0900000000000005E-2,7.9600000000000004E-2,8.7300000000000003E-2,9.4200000000000006E-2,0.1003,0.1055,0.1101,0.1139]
[null,null,"Connecticut",1.03E-2,2.1899999999999999E-2,3.4700000000000002E-2,4.7100000000000003E-2,5.8599999999999999E-2,6.9199999999999998E-2,7.8799999999999995E-2,8.7599999999999997E-2,9.5500000000000002E-2,0.10249999999999999,0.1087,0.1142,0.1188,0.1227]
[null,null,"Delaware",0,2E-3,5.7999999999999996E-3,1.14E-2,1.8599999999999998E-2,2.7300000000000001E-2,3.7199999999999997E-2,4.8300000000000003E-2,5.9400000000000001E-2,6.9599999999999995E-2,7.8899999999999998E-2,8.72E-2,9.4700000000000006E-2,0.1014]
[null,null,"District of Columbia",0,2E-3,5.7999999999999996E-3,1.14E-2,1.8599999999999998E-2,2.7300000000000001E-2,3.7199999999999997E-2,4.8300000000000003E-2,5.9400000000000001E-2,6.9599999999999995E-2,7.8899999999999998E-2,8.72E-2,9.4700000000000006E-2,0.1014]
[null,null,"Florida",2.5000000000000001E-3,6.7999999999999996E-3,1.2800000000000001E-2,2.0299999999999999E-2,2.9100000000000001E-2,3.9199999999999999E-2,5.0299999999999997E-2,6.08E-2,7.0400000000000004E-2,7.9000000000000001E-2,8.6800000000000002E-2,9.3700000000000006E-2,9.98E-2,0.105]
[null,null,"Georgia",1.6999999999999999E-3,5.4000000000000003E-3,1.0699999999999999E-2,1.7600000000000001E-2,2.5999999999999999E-2,3.56E-2,4.6300000000000001E-2,5.7299999999999997E-2,6.7400000000000002E-2,7.6399999999999996E-2,8.4599999999999995E-2,9.1899999999999996E-2,9.8299999999999998E-2,0.104]
[null,null,"Idaho",7.4999999999999997E-3,1.6400000000000001E-2,2.6700000000000002E-2,3.7999999999999999E-2,4.9799999999999997E-2,6.0600000000000001E-2,7.0400000000000004E-2,7.9299999999999995E-2,8.7300000000000003E-2,9.4399999999999998E-2,0.1007,0.1062,0.111,0.115]
[null,null,"Illinois",8.9999999999999993E-3,1.9400000000000001E-2,3.1E-2,4.36E-2,5.5300000000000002E-2,6.6000000000000003E-2,7.5700000000000003E-2,8.4599999999999995E-2,9.2600000000000002E-2,9.9699999999999997E-2,0.1061,0.1116,0.1163,0.1203]
[null,null,"Indiana",5.7000000000000002E-3,1.2999999999999999E-2,2.18E-2,3.2000000000000001E-2,4.3299999999999998E-2,5.4899999999999997E-2,6.5600000000000006E-2,7.5300000000000006E-2,8.4199999999999997E-2,9.2200000000000004E-2,9.9299999999999999E-2,0.1056,0.1111,0.1159]
[null,null,"Iowa",1.01E-2,2.1600000000000001E-2,3.4099999999999998E-2,4.65E-2,5.7799999999999997E-2,6.8199999999999997E-2,7.7700000000000005E-2,8.6199999999999999E-2,9.3899999999999997E-2,0.1008,0.1069,0.11210000000000001,0.1166,0.12039999999999999]
[null,null,"Kansas",2.0000000000000001E-4,2.3999999999999998E-3,6.4000000000000003E-3,1.2200000000000001E-2,1.95E-2,2.8299999999999999E-2,3.8300000000000001E-2,4.9500000000000002E-2,6.0499999999999998E-2,7.0499999999999993E-2,7.9600000000000004E-2,8.7800000000000003E-2,9.5200000000000007E-2,0.1017]
[null,null,"Kentucky",2.2000000000000001E-3,6.1000000000000004E-3,1.18E-2,1.9099999999999999E-2,2.7799999999999998E-2,3.7699999999999997E-2,4.87E-2,5.96E-2,6.9500000000000006E-2,7.85E-2,8.6599999999999996E-2,9.3799999999999994E-2,0.1002,0.1057]
[null,null,"Louisiana",0,2E-3,5.7999999999999996E-3,1.14E-2,1.8499999999999999E-2,2.7099999999999999E-2,3.6900000000000002E-2,4.7800000000000002E-2,5.8799999999999998E-2,6.88E-2,7.7799999999999994E-2,8.5999999999999993E-2,9.3299999999999994E-2,9.9699999999999997E-2]
[null,null,"Maine",1.4999999999999999E-2,2.8899999999999999E-2,4.1799999999999997E-2,5.3699999999999998E-2,6.4699999999999994E-2,7.4800000000000005E-2,8.3900000000000002E-2,9.2200000000000004E-2,9.9599999999999994E-2,0.1062,0.112,0.11700000000000001,0.12130000000000001,0.12479999999999999]
[null,null,"Maryland",8.6E-3,1.8499999999999999E-2,2.98E-2,4.2099999999999999E-2,5.3800000000000001E-2,6.4500000000000002E-2,7.4399999999999994E-2,8.3299999999999999E-2,9.1300000000000006E-2,9.8500000000000004E-2,0.1048,0.1104,0.11509999999999999,0.1192]
[null,null,"Massachusetts",9.1999999999999998E-3,1.9800000000000002E-2,3.1699999999999999E-2,4.4299999999999999E-2,5.6000000000000001E-2,6.6799999999999998E-2,7.6600000000000001E-2,8.5599999999999996E-2,9.3700000000000006E-2,0.1009,0.10730000000000001,0.1129,0.1177,0.12180000000000001]
[null,null,"Michigan",9.9000000000000008E-3,2.1100000000000001E-2,3.3399999999999999E-2,4.5900000000000003E-2,5.74E-2,6.8000000000000005E-2,7.7700000000000005E-2,8.6400000000000005E-2,9.4299999999999995E-2,0.1014,0.1076,0.113,0.1177,0.1216]
[null,null,"Minnesota",1.0699999999999999E-2,2.2700000000000001E-2,3.5799999999999998E-2,4.8000000000000001E-2,5.9200000000000003E-2,6.9500000000000006E-2,7.8899999999999998E-2,8.7300000000000003E-2,9.4899999999999998E-2,0.1017,0.1076,0.1128,0.1172,0.12089999999999999]
[null,null,"Mississippi",6.9999999999999999E-4,3.3999999999999998E-3,7.9000000000000008E-3,1.4E-2,2.1700000000000001E-2,3.0700000000000002E-2,4.0899999999999999E-2,5.2200000000000003E-2,6.2799999999999995E-2,7.2400000000000006E-2,8.1100000000000005E-2,8.8900000000000007E-2,9.5899999999999999E-2,0.10199999999999999]
[null,null,"Missouri",1.1999999999999999E-3,4.3E-3,9.1999999999999998E-3,1.5800000000000002E-2,2.3800000000000002E-2,3.3300000000000003E-2,4.3900000000000002E-2,5.5399999999999998E-2,6.6000000000000003E-2,7.5600000000000001E-2,8.43E-2,9.2200000000000004E-2,9.9199999999999997E-2,0.1053]
[null,null,"Montana",6.1999999999999998E-3,1.4E-2,2.3199999999999998E-2,3.3599999999999998E-2,4.5100000000000001E-2,5.6300000000000003E-2,6.6500000000000004E-2,7.5700000000000003E-2,8.4099999999999994E-2,9.1499999999999998E-2,9.8100000000000007E-2,0.10390000000000001,0.109,0.1133]
[null,null,"Nebraska",2.8999999999999998E-3,7.6E-3,1.4E-2,2.1999999999999999E-2,3.1300000000000001E-2,4.1799999999999997E-2,5.3400000000000003E-2,6.4100000000000004E-2,7.3800000000000004E-2,8.2699999999999996E-2,9.06E-2,9.7799999999999998E-2,0.104,0.1095]
[null,null,"Nevada",5.1000000000000004E-3,1.18E-2,0.02,2.9499999999999998E-2,4.02E-2,5.1799999999999999E-2,6.2399999999999997E-2,7.1999999999999995E-2,8.0699999999999994E-2,8.8499999999999995E-2,9.5399999999999999E-2,0.1016,0.1069,0.1115]
[null,null,"New Hampshire",4.7000000000000002E-3,1.11E-2,1.9E-2,2.8400000000000002E-2,3.9E-2,5.0799999999999998E-2,6.1899999999999997E-2,7.2099999999999997E-2,8.14E-2,8.9800000000000005E-2,9.74E-2,0.1041,0.11,0.1152]
[null,null,"New Jersey",2.9999999999999997E-4,2.5000000000000001E-3,6.7000000000000002E-3,1.2500000000000001E-2,1.9900000000000001E-2,2.87E-2,3.8800000000000001E-2,0.05,6.0999999999999999E-2,7.1099999999999997E-2,8.0199999999999994E-2,8.8400000000000006E-2,9.5799999999999996E-2,0.1023]
[null,null,"New Mexico",5.5999999999999999E-3,1.2699999999999999E-2,2.12E-2,3.1E-2,4.19E-2,5.3199999999999997E-2,6.3500000000000001E-2,7.2800000000000004E-2,8.1100000000000005E-2,8.8599999999999998E-2,9.5200000000000007E-2,0.10100000000000001,0.106,0.1103]
[null,null,"New York",9.1999999999999998E-3,1.9699999999999999E-2,3.15E-2,4.4200000000000003E-2,5.5899999999999998E-2,6.6699999999999995E-2,7.6499999999999999E-2,8.5500000000000007E-2,9.35E-2,0.1008,0.1072,0.1128,0.1176,0.1217]
[null,null,"North Carolina",3.5000000000000001E-3,8.6999999999999994E-3,1.55E-2,2.3699999999999999E-2,3.32E-2,4.3900000000000002E-2,5.5100000000000003E-2,6.5299999999999997E-2,7.4499999999999997E-2,8.2799999999999999E-2,9.0200000000000002E-2,9.6799999999999997E-2,0.1026,0.1076]
[null,null,"North Dakota",6.9999999999999999E-4,3.3E-3,7.7999999999999996E-3,1.3899999999999999E-2,2.1600000000000001E-2,3.0700000000000002E-2,4.1000000000000002E-2,5.2400000000000002E-2,6.3200000000000006E-2,7.2999999999999995E-2,8.1900000000000001E-2,8.9899999999999994E-2,9.7100000000000006E-2,0.10349999999999999]
[null,null,"Ohio",8.3999999999999995E-3,1.83E-2,2.9399999999999999E-2,4.1700000000000001E-2,5.3499999999999999E-2,6.4299999999999996E-2,7.4200000000000002E-2,8.3199999999999996E-2,9.1300000000000006E-2,9.8599999999999993E-2,0.1051,0.11070000000000001,0.11559999999999999,0.1197]
[null,null,"Oklahoma",2E-3,5.8999999999999999E-3,1.14E-2,1.8599999999999998E-2,2.7099999999999999E-2,3.6900000000000002E-2,4.7899999999999998E-2,5.8799999999999998E-2,6.88E-2,7.7899999999999997E-2,8.5999999999999993E-2,9.3299999999999994E-2,9.9699999999999997E-2,0.10539999999999999]
[null,null,"Oregon",1.03E-2,2.18E-2,3.44E-2,4.6600000000000003E-2,5.7700000000000001E-2,6.7799999999999999E-2,7.6899999999999996E-2,8.5199999999999998E-2,9.2600000000000002E-2,9.9199999999999997E-2,0.10489999999999999,0.1099,0.11409999999999999,0.1176]
[null,null,"Pennsylvania",1.0200000000000001E-2,2.1700000000000001E-2,3.44E-2,4.6699999999999998E-2,5.8099999999999999E-2,6.8500000000000005E-2,7.7899999999999997E-2,8.6499999999999994E-2,9.4200000000000006E-2,0.1011,0.1071,0.1124,0.1169,0.1207]
[null,null,"Rhode Island",7.6E-3,1.6799999999999999E-2,2.7300000000000001E-2,3.9E-2,5.11E-2,6.2199999999999998E-2,7.2400000000000006E-2,8.1699999999999995E-2,9.0200000000000002E-2,9.7799999999999998E-2,0.1045,0.1104,0.11559999999999999,0.12]
[null,null,"South Carolina",3.3E-3,8.3999999999999995E-3,1.5100000000000001E-2,2.3199999999999998E-2,3.2599999999999997E-2,4.3200000000000002E-2,5.45E-2,6.4699999999999994E-2,7.3999999999999996E-2,8.2299999999999998E-2,8.9800000000000005E-2,9.6500000000000002E-2,0.1023,0.10730000000000001]
[null,null,"South Dakota",1.2999999999999999E-3,4.4000000000000003E-3,9.4000000000000004E-3,1.6E-2,2.41E-2,3.3599999999999998E-2,4.4200000000000003E-2,5.57E-2,6.6199999999999995E-2,7.5700000000000003E-2,8.4400000000000003E-2,9.2100000000000001E-2,9.9099999999999994E-2,0.1052]
[null,null,"Tennessee",3.0000000000000001E-3,7.7999999999999996E-3,1.4200000000000001E-2,2.2100000000000002E-2,3.1399999999999997E-2,4.1799999999999997E-2,5.33E-2,6.3799999999999996E-2,7.3300000000000004E-2,8.1900000000000001E-2,8.9700000000000002E-2,9.6500000000000002E-2,0.1026,0.1079]
[null,null,"Texas",1.8E-3,5.4999999999999997E-3,1.0800000000000001E-2,1.78E-2,2.6200000000000001E-2,3.5900000000000001E-2,4.6800000000000001E-2,5.7799999999999997E-2,6.7900000000000002E-2,7.6999999999999999E-2,8.5199999999999998E-2,9.2600000000000002E-2,9.9099999999999994E-2,0.1048]
[null,null,"Utah",7.0000000000000001E-3,1.55E-2,2.53E-2,3.6200000000000003E-2,4.82E-2,5.91E-2,6.9099999999999995E-2,7.8100000000000003E-2,8.6199999999999999E-2,9.3399999999999997E-2,9.98E-2,0.10539999999999999,0.1103,0.1144]
[null,null,"Vermont",1.4999999999999999E-2,2.8899999999999999E-2,4.1799999999999997E-2,5.3699999999999998E-2,6.4699999999999994E-2,7.4800000000000005E-2,8.3900000000000002E-2,9.2200000000000004E-2,9.9599999999999994E-2,0.1062,0.112,0.11700000000000001,0.12130000000000001,0.12479999999999999]
[null,null,"Virginia",2.9999999999999997E-4,2.5000000000000001E-3,6.4999999999999997E-3,1.23E-2,1.9599999999999999E-2,2.8199999999999999E-2,3.8100000000000002E-2,4.9099999999999998E-2,5.9799999999999999E-2,6.9500000000000006E-2,7.8299999999999995E-2,8.6199999999999999E-2,9.3299999999999994E-2,9.9500000000000005E-2]
[null,null,"Washington",8.6999999999999994E-3,1.8800000000000001E-2,3.0099999999999998E-2,4.24E-2,5.3900000000000003E-2,6.4299999999999996E-2,7.3800000000000004E-2,8.2400000000000001E-2,9.01E-2,9.69E-2,0.10290000000000001,0.1081,0.11260000000000001,0.1164]
[null,null,"West Virginia",1.6999999999999999E-3,5.4000000000000003E-3,1.0699999999999999E-2,1.77E-2,2.6200000000000001E-2,3.5999999999999997E-2,4.7E-2,5.8299999999999998E-2,6.8599999999999994E-2,7.8100000000000003E-2,8.6599999999999996E-2,9.4299999999999995E-2,0.1011,0.1071]
[null,null,"Wisconsin",1.0200000000000001E-2,2.1700000000000001E-2,3.4299999999999997E-2,4.6800000000000001E-2,5.8200000000000002E-2,6.8699999999999997E-2,7.8299999999999995E-2,8.6999999999999994E-2,9.4799999999999995E-2,0.1017,0.1079,0.1133,0.1179,0.1217]
[null,null,"Wyoming",1.2999999999999999E-3,4.4999999999999997E-3,9.4999999999999998E-3,1.61E-2,2.4199999999999999E-2,3.3500000000000002E-2,4.41E-2,5.5300000000000002E-2,6.5500000000000003E-2,7.4800000000000005E-2,8.3199999999999996E-2,9.0700000000000003E-2,9.7299999999999998E-2,0.1032]
[null,"Continental US Total",null,5.5999999999999999E-3,1.2699999999999999E-2,2.1100000000000001E-2,3.0499999999999999E-2,4.0300000000000002E-2,5.04E-2,6.0499999999999998E-2,7.0300000000000001E-2,7.9299999999999995E-2,8.7400000000000005E-2,9.4600000000000004E-2,0.10100000000000001,0.1066,0.1114]
[null,null,"Alaska",2.0000000000000001E-4,2.3999999999999998E-3,6.4999999999999997E-3,1.2200000000000001E-2,1.95E-2,2.8199999999999999E-2,3.8199999999999998E-2,4.9299999999999997E-2,6.0199999999999997E-2,7.0099999999999996E-2,7.9100000000000004E-2,8.72E-2,9.4500000000000001E-2,0.1009]
[null,null,"Hawaii",4.0000000000000002E-4,2.8E-3,7.0000000000000001E-3,1.29E-2,2.0400000000000001E-2,2.92E-2,3.9300000000000002E-2,5.0500000000000003E-2,6.13E-2,7.1099999999999997E-2,0.08,8.7999999999999995E-2,9.5200000000000007E-2,0.10150000000000001]
[null,"U.S. Total",{"$f":"B59","v":"U.S. Total"},5.4999999999999997E-3,1.26E-2,2.1000000000000001E-2,3.04E-2,4.02E-2,5.0299999999999997E-2,6.0400000000000002E-2,7.0199999999999999E-2,7.9200000000000007E-2,8.7300000000000003E-2,9.4500000000000001E-2,0.1009,0.1065,0.1113]

{"sheet":"Apdx_5_5_Opt_2_CumSavings","index":22,"n_rows":59,"n_cols":19,"rows_kept":59,"cut":false,"hidden":true,"merged":[]}
[]
[null,"Sheet 6:  Option 2 -- Cumulative Savings (GWh) (2017 - 2030)"]
[]
[null,"Source","http://www2.epa.gov/sites/production/files/2014-06/20140602tsd-ghg-abatement-measures-appendix5-5.xlsx"]
[]
[null,null,null,2017,2018,2019,2020,2021,2022,2023,2024,2025,2026,2027,2028,2029,2030,null,"Synapse - Sales inc. EE"]
[null,null,"Alabama",56.045000000000002,245.72641294827628,564.00185759629085,1005.1834940831542,1563.001167975392,2230.6680414915163,3000.9478915868726,3761.1583364336047,4474.4623124981235,{"$f":"$L7","v":4474.4623124981235},{"$f":"$L7","v":4474.4623124981235},4474.4623124981235,4474.4623124981235,4474.4623124981235,null,{"$f":"INDEX($D7:$Q7,MATCH(CostData!$C$3,$D$6:$Q$6,0))/INDEX(Apdx_5_5_Opt_2_CumSavingsPcnt!$D7:$Q7,MATCH(CostData!$C$3,$D$6:$Q$6,0))","v":98556.438601280242}]
[null,null,"Arizona",803.26327877031918,1566.6783891429939,2290.6522262011495,2975.5612468890449,3621.7519182666647,4229.5411443463508,4799.216671949669,5331.0374760068717,5825.2341247059103,{"$f":"$L8","v":5825.2341247059103},5825.2341247059103,5825.2341247059103,5825.2341247059103,5825.2341247059103,null,{"$f":"INDEX($D8:$Q8,MATCH(CostData!$C$3,$D$6:$Q$6,0))/INDEX(Apdx_5_5_Opt_2_CumSavingsPcnt!$D8:$Q8,MATCH(CostData!$C$3,$D$6:$Q$6,0))","v":90313.707359781547}]
[null,null,"Arkansas",52.536999999999999,176.08456027056167,367.58425093929065,623.64822349127621,940.59513743000423,1314.4871527274838,1737.0804054833775,2133.6456468896622,2504.4714239764339,2504.4714239764339,2504.4714239764339,2504.4714239764339,2504.4714239764339,2504.4714239764339,null,{"$f":"INDEX($D9:$Q9,MATCH(CostData!$C$3,$D$6:$Q$6,0))/INDEX(Apdx_5_5_Opt_2_CumSavingsPcnt!$D9:$Q9,MATCH(CostData!$C$3,$D$6:$Q$6,0))","v":52504.642012084572}]
[null,null,"California",2723.5853390581683,5300.9607684072707,7733.9571903086999,10024.30071807214,12173.614602320524,14183.421082077317,16055.143162434917,17790.1063205057,19389.540141301564,19389.540141301564,19389.540141301564,19389.540141301564,19389.540141301564,19389.540141301564,null,{"$f":"INDEX($D10:$Q10,MATCH(CostData!$C$3,$D$6:$Q$6,0))/INDEX(Apdx_5_5_Opt_2_CumSavingsPcnt!$D10:$Q10,MATCH(CostData!$C$3,$D$6:$Q$6,0))","v":295122.37657993252}]
[null,null,"Colorado",453.01600000000002,969.71947088581112,1490.0401427659867,1982.1244924099392,2446.2414955374957,2882.639072434823,3291.5443973191286,3673.1641930062578,4027.6850111846397,4027.6850111846397,4027.6850111846397,4027.6850111846397,4027.6850111846397,4027.6850111846397,null,{"$f":"INDEX($D11:$Q11,MATCH(CostData!$C$3,$D$6:$Q$6,0))/INDEX(Apdx_5_5_Opt_2_CumSavingsPcnt!$D11:$Q11,MATCH(CostData!$C$3,$D$6:$Q$6,0))","v":63428.110412356531}]
[null,null,"Connecticut",301.06528970214202,583.93478306315274,848.91558427462519,1096.3020766863556,1326.376211488275,1539.4077868100317,1735.654717485982,1915.3632957258314,2078.7684429238475,2078.7684429238475,2078.7684429238475,2078.7684429238475,2078.7684429238475,2078.7684429238475,null,{"$f":"INDEX($D12:$Q12,MATCH(CostData!$C$3,$D$6:$Q$6,0))/INDEX(Apdx_5_5_Opt_2_CumSavingsPcnt!$D12:$Q12,MATCH(CostData!$C$3,$D$6:$Q$6,0))","v":30705.589998875148}]
[null,null,"Delaware",0,17.738105971493813,52.407411393964331,103.11952037951423,168.91382530476727,248.76704505645375,341.60290953910834,440.37779025123359,532.54715701813222,532.54715701813222,532.54715701813222,532.54715701813222,532.54715701813222,532.54715701813222,null,{"$f":"INDEX($D13:$Q13,MATCH(CostData!$C$3,$D$6:$Q$6,0))/INDEX(Apdx_5_5_Opt_2_CumSavingsPcnt!$D13:$Q13,MATCH(CostData!$C$3,$D$6:$Q$6,0))","v":12327.480486530838}]
[null,null,"District of Columbia",0,17.320816091271372,51.174524271827373,100.69362821397435,164.94011863943243,242.91478717718957,333.56668304264394,430.01787946696595,520.01895701064393,520.01895701064393,520.01895701064393,520.01895701064393,520.01895701064393,520.01895701064393,null,{"$f":"INDEX($D14:$Q14,MATCH(CostData!$C$3,$D$6:$Q$6,0))/INDEX(Apdx_5_5_Opt_2_CumSavingsPcnt!$D14:$Q14,MATCH(CostData!$C$3,$D$6:$Q$6,0))","v":12037.475856727868}]
[null,null,"Florida",587.08299999999997,1499.8958005487914,2724.5344038266376,4245.6200767617847,6046.4618521848533,8101.7428500707128,10039.33396889353,11860.304606544465,13565.637427298145,13565.637427298145,13565.637427298145,13565.637427298145,13565.637427298145,13565.637427298145,null,{"$f":"INDEX($D15:$Q15,MATCH(CostData!$C$3,$D$6:$Q$6,0))/INDEX(Apdx_5_5_Opt_2_CumSavingsPcnt!$D15:$Q15,MATCH(CostData!$C$3,$D$6:$Q$6,0))","v":257901.85223000275}]
[null,null,"Georgia",241.26100000000002,678.6462177274035,1303.7817117300676,2107.391374167908,3079.3953108413389,4209.0110271483309,5376.8994586373065,6473.7473743028759,7500.2481935290807,7500.2481935290807,7500.2481935290807,7500.2481935290807,7500.2481935290807,7500.2481935290807,null,{"$f":"INDEX($D16:$Q16,MATCH(CostData!$C$3,$D$6:$Q$6,0))/INDEX(Apdx_5_5_Opt_2_CumSavingsPcnt!$D16:$Q16,MATCH(CostData!$C$3,$D$6:$Q$6,0))","v":149705.55276505151}]
[null,null,"Idaho",188.245,404.37051058520132,632.04748165020294,846.7867950974761,1048.7317318964949,1238.0162990462079,1414.7653876739109,1579.0949245741745,1731.1120173356785,1731.1120173356785,1731.1120173356785,1731.1120173356785,1731.1120173356785,1731.1120173356785,null,{"$f":"INDEX($D17:$Q17,MATCH(CostData!$C$3,$D$6:$Q$6,0))/INDEX(Apdx_5_5_Opt_2_CumSavingsPcnt!$D17:$Q17,MATCH(CostData!$C$3,$D$6:$Q$6,0))","v":27133.417199618787}]
[null,null,"Illinois",1328.703,2723.8913646807459,4034.0330425684988,5260.4206244372945,6404.287824609668,7466.8107451926153,8449.1090966638858,9352.2473759104396,10177.236002786831,10177.236002786831,10177.236002786831,10177.236002786831,10177.236002786831,10177.236002786831,null,{"$f":"INDEX($D18:$Q18,MATCH(CostData!$C$3,$D$6:$Q$6,0))/INDEX(Apdx_5_5_Opt_2_CumSavingsPcnt!$D18:$Q18,MATCH(CostData!$C$3,$D$6:$Q$6,0))","v":152811.35139319565}]
[null,null,"Indiana",615.01800000000003,1357.6672676858777,2217.8970105058906,3161.8247895313816,4044.6263072280744,4867.1945253196427,5630.3804287676176,6334.9939119560722,6981.8046339069242,6981.8046339069242,6981.8046339069242,6981.8046339069242,6981.8046339069242,6981.8046339069242,null,{"$f":"INDEX($D19:$Q19,MATCH(CostData!$C$3,$D$6:$Q$6,0))/INDEX(Apdx_5_5_Opt_2_CumSavingsPcnt!$D19:$Q19,MATCH(CostData!$C$3,$D$6:$Q$6,0))","v":111530.42546177194}]
[null,null,"Iowa",472.00756177825605,917.01285421923899,1335.4134597966806,1727.588117829762,2093.8971186123745,2434.6826836643454,2750.2693324507482,3040.9642359046338,3307.057557078062,3307.057557078062,3307.057557078062,3307.057557078062,3307.057557078062,3307.057557078062,null,{"$f":"INDEX($D20:$Q20,MATCH(CostData!$C$3,$D$6:$Q$6,0))/INDEX(Apdx_5_5_Opt_2_CumSavingsPcnt!$D20:$Q20,MATCH(CostData!$C$3,$D$6:$Q$6,0))","v":49581.072819761052}]
[null,null,"Kansas",8.907,79.644233306970278,209.44366492592255,395.25171903215846,633.76132685607558,921.44489898824872,1254.5878254382699,1599.4370916419589,1921.4076059175425,1921.4076059175425,1921.4076059175425,1921.4076059175425,1921.4076059175425,1921.4076059175425,null,{"$f":"INDEX($D21:$Q21,MATCH(CostData!$C$3,$D$6:$Q$6,0))/INDEX(Apdx_5_5_Opt_2_CumSavingsPcnt!$D21:$Q21,MATCH(CostData!$C$3,$D$6:$Q$6,0))","v":43470.760314876527}]
[null,null,"Kentucky",200.48899999999998,531.3305239575493,986.31293516165215,1558.648740132337,2241.0439181373536,3025.768674166342,3794.3742621113179,4514.1895475736655,5185.7308792098784,5185.7308792098784,5185.7308792098784,5185.7308792098784,5185.7308792098784,5185.7308792098784,null,{"$f":"INDEX($D22:$Q22,MATCH(CostData!$C$3,$D$6:$Q$6,0))/INDEX(Apdx_5_5_Opt_2_CumSavingsPcnt!$D22:$Q22,MATCH(CostData!$C$3,$D$6:$Q$6,0))","v":100110.63473378144}]
[null,null,"Louisiana",0,132.67661129575609,392.93915437489085,775.05287090625586,1272.7023305989101,1879.0573678456344,2586.8407253529285,3343.1241551991543,4052.2279818435795,4052.2279818435795,4052.2279818435795,4052.2279818435795,4052.2279818435795,4052.2279818435795,null,{"$f":"INDEX($D23:$Q23,MATCH(CostData!$C$3,$D$6:$Q$6,0))/INDEX(Apdx_5_5_Opt_2_CumSavingsPcnt!$D23:$Q23,MATCH(CostData!$C$3,$D$6:$Q$6,0))","v":94678.223874849995}]
[null,null,"Maine",118.91266110254277,230.63847391066909,335.29873628868677,433.00972171183815,523.88279328786962,608.02451399383051,685.53675322596246,756.51678975756295,821.05741119682875,{"$f":"$L24","v":821.05741119682875},821.05741119682875,821.05741119682875,821.05741119682875,821.05741119682875,null,{"$f":"INDEX($D24:$Q24,MATCH(CostData!$C$3,$D$6:$Q$6,0))/INDEX(Apdx_5_5_Opt_2_CumSavingsPcnt!$D24:$Q24,MATCH(CostData!$C$3,$D$6:$Q$6,0))","v":12127.8790427892}]
[null,null,"Maryland",547.90700000000004,1153.4121159469266,1722.7201406606819,2256.3574258114841,2754.8252259985697,3218.6002227804447,3648.135030235725,4043.8586825149696,4406.1771038295783,4406.1771038295783,4406.1771038295783,4406.1771038295783,4406.1771038295783,4406.1771038295783,null,{"$f":"INDEX($D25:$Q25,MATCH(CostData!$C$3,$D$6:$Q$6,0))/INDEX(Apdx_5_5_Opt_2_CumSavingsPcnt!$D25:$Q25,MATCH(CostData!$C$3,$D$6:$Q$6,0))","v":66659.260269736435}]
[null,null,"Massachusetts",520.31899999999996,1052.2176139926091,1550.5994747337149,2016.0172428193437,2449.0002748488305,2850.0551470382802,3219.6661613319752,3558.2958344623348,3866.3853703953064,3866.3853703953064,3866.3853703953064,3866.3853703953064,3866.3853703953064,3866.3853703953064,null,{"$f":"INDEX($D26:$Q26,MATCH(CostData!$C$3,$D$6:$Q$6,0))/INDEX(Apdx_5_5_Opt_2_CumSavingsPcnt!$D26:$Q26,MATCH(CostData!$C$3,$D$6:$Q$6,0))","v":57450.00550364497}]
[null,null,"Michigan",1062.0319999999999,2071.8066975091456,3018.9280508124125,3904.379733313609,4729.1020341238163,5493.9928077495033,6199.908391443747,6847.6644910437699,7438.0370360927009,7438.0370360927009,7438.0370360927009,7438.0370360927009,7438.0370360927009,7438.0370360927009,null,{"$f":"INDEX($D27:$Q27,MATCH(CostData!$C$3,$D$6:$Q$6,0))/INDEX(Apdx_5_5_Opt_2_CumSavingsPcnt!$D27:$Q27,MATCH(CostData!$C$3,$D$6:$Q$6,0))","v":110520.60974877713}]
[null,null,"Minnesota",702.51637164346573,1364.8436916338303,1987.5737051453084,2571.2701119866647,3116.4691532067691,3623.6801770446664,4093.3861847393041,4526.0443566980211,4922.0865595073392,4922.0865595073392,4922.0865595073392,4922.0865595073392,4922.0865595073392,4922.0865595073392,null,{"$f":"INDEX($D28:$Q28,MATCH(CostData!$C$3,$D$6:$Q$6,0))/INDEX(Apdx_5_5_Opt_2_CumSavingsPcnt!$D28:$Q28,MATCH(CostData!$C$3,$D$6:$Q$6,0))","v":73794.401192014091}]
[null,null,"Mississippi",36.81,147.74413562771198,329.72361503192343,579.32051900903116,892.79463450724302,1266.1314991155368,1695.0811913084688,2111.5846277158366,2501.3956813451277,2501.3956813451277,2501.3956813451277,2501.3956813451277,2501.3956813451277,2501.3956813451277,null,{"$f":"INDEX($D29:$Q29,MATCH(CostData!$C$3,$D$6:$Q$6,0))/INDEX(Apdx_5_5_Opt_2_CumSavingsPcnt!$D29:$Q29,MATCH(CostData!$C$3,$D$6:$Q$6,0))","v":54142.76366547896}]
[null,null,"Missouri",100.64400000000001,322.96330925754864,660.66683871910402,1106.9397419176912,1654.511466059141,2295.72495191298,3006.049860201807,3669.0382751330526,4285.340950547974,4285.340950547974,4285.340950547974,4285.340950547974,4285.340950547974,4285.340950547974,null,{"$f":"INDEX($D30:$Q30,MATCH(CostData!$C$3,$D$6:$Q$6,0))/INDEX(Apdx_5_5_Opt_2_CumSavingsPcnt!$D30:$Q30,MATCH(CostData!$C$3,$D$6:$Q$6,0))","v":87814.363740737172}]
[null,null,"Montana",91.474000000000004,200.28254708494526,325.26093054434415,453.41484535776561,574.05289477318843,687.25528794857394,793.09686837655386,891.647203835048,982.97067255665888,982.97067255665888,982.97067255665888,982.97067255665888,982.97067255665888,982.97067255665888,null,{"$f":"INDEX($D31:$Q31,MATCH(CostData!$C$3,$D$6:$Q$6,0))/INDEX(Apdx_5_5_Opt_2_CumSavingsPcnt!$D31:$Q31,MATCH(CostData!$C$3,$D$6:$Q$6,0))","v":15828.835306870513}]
[null,null,"Nebraska",92.765000000000001,228.3920229957283,404.35518204398318,617.95939982104892,866.36604714482996,1132.846417101784,1381.7928854753691,1613.4379163114324,1828.0019697361936,1828.0019697361936,1828.0019697361936,1828.0019697361936,1828.0019697361936,1828.0019697361936,null,{"$f":"INDEX($D32:$Q32,MATCH(CostData!$C$3,$D$6:$Q$6,0))/INDEX(Apdx_5_5_Opt_2_CumSavingsPcnt!$D32:$Q32,MATCH(CostData!$C$3,$D$6:$Q$6,0))","v":33176.079305557054}]
[null,null,"Nevada",188.75700000000001,423.85391161636028,702.48859911169973,1021.685016426905,1336.1424436618634,1631.6000529796388,1908.2536553785424,2166.2855482222376,2405.8647382805284,2405.8647382805284,2405.8647382805284,2405.8647382805284,2405.8647382805284,2405.8647382805284,null,{"$f":"INDEX($D33:$Q33,MATCH(CostData!$C$3,$D$6:$Q$6,0))/INDEX(Apdx_5_5_Opt_2_CumSavingsPcnt!$D33:$Q33,MATCH(CostData!$C$3,$D$6:$Q$6,0))","v":40097.745638008812}]
[null,null,"New Hampshire",51.640999999999998,116.92115408218766,194.79270876381037,284.16623404726352,376.47983816814735,462.41365859439418,542.06778183891777,615.53790879372934,682.91545120408762,682.91545120408762,682.91545120408762,682.91545120408762,682.91545120408762,682.91545120408762,null,{"$f":"INDEX($D34:$Q34,MATCH(CostData!$C$3,$D$6:$Q$6,0))/INDEX(Apdx_5_5_Opt_2_CumSavingsPcnt!$D34:$Q34,MATCH(CostData!$C$3,$D$6:$Q$6,0))","v":11232.162026383021}]
[null,null,"New Jersey",22.033999999999999,158.68271750775568,404.58387789150248,753.85555829981649,1200.1570134069241,1736.7510567674487,2356.5672556889663,2991.5362501806876,3583.5795764858212,3583.5795764858212,3583.5795764858212,3583.5795764858212,3583.5795764858212,3583.5795764858212,null,{"$f":"INDEX($D35:$Q35,MATCH(CostData!$C$3,$D$6:$Q$6,0))/INDEX(Apdx_5_5_Opt_2_CumSavingsPcnt!$D35:$Q35,MATCH(CostData!$C$3,$D$6:$Q$6,0))","v":80349.317858426482}]
[null,null,"New Mexico",138.167,307.18955328445418,505.3756019623242,727.74240992068371,938.04071704656485,1136.3765629846944,1322.8468601700151,1497.5395185748177,1660.5335641137165,1660.5335641137165,1660.5335641137165,1660.5335641137165,1660.5335641137165,1660.5335641137165,null,{"$f":"INDEX($D36:$Q36,MATCH(CostData!$C$3,$D$6:$Q$6,0))/INDEX(Apdx_5_5_Opt_2_CumSavingsPcnt!$D36:$Q36,MATCH(CostData!$C$3,$D$6:$Q$6,0))","v":27583.614021822534}]
[null,null,"New York",1338.06,2715.6266503317647,4006.5025964125462,5212.1137882872026,6333.8259155453043,7372.9457595818294,8330.7225006173303,9208.3489806416692,10006.962923410001,10006.962923410001,10006.962923410001,10006.962923410001,10006.962923410001,10006.962923410001,null,{"$f":"INDEX($D37:$Q37,MATCH(CostData!$C$3,$D$6:$Q$6,0))/INDEX(Apdx_5_5_Opt_2_CumSavingsPcnt!$D37:$Q37,MATCH(CostData!$C$3,$D$6:$Q$6,0))","v":148691.87107592871}]
[null,null,"North Carolina",470.22399999999999,1122.2218413770261,1947.0773778622777,2935.0998214500464,4075.9210552831155,5220.666998189653,6297.0699517750218,7305.7653098856936,8247.3389746002122,8247.3389746002122,8247.3389746002122,8247.3389746002122,8247.3389746002122,8247.3389746002122,null,{"$f":"INDEX($D38:$Q38,MATCH(CostData!$C$3,$D$6:$Q$6,0))/INDEX(Apdx_5_5_Opt_2_CumSavingsPcnt!$D38:$Q38,MATCH(CostData!$C$3,$D$6:$Q$6,0))","v":148333.43479496785}]
[null,null,"North Dakota",10.33,42.846366271489615,96.486532651594928,170.08857068872334,262.4031030035697,372.10549316052527,497.80816805738999,620.11973957520797,734.09158466607983,734.09158466607983,734.09158466607983,734.09158466607983,734.09158466607983,734.09158466607983,null,{"$f":"INDEX($D39:$Q39,MATCH(CostData!$C$3,$D$6:$Q$6,0))/INDEX(Apdx_5_5_Opt_2_CumSavingsPcnt!$D39:$Q39,MATCH(CostData!$C$3,$D$6:$Q$6,0))","v":15786.915799270533}]
[null,null,"Ohio",1323.498,2804.9350685965474,4201.3301854384681,5508.7169092137128,6728.4088466914072,7861.6583546336942,8909.6578385096927,9873.5410059644692,10754.384076178943,{"$f":"$L40","v":10754.384076178943},10754.384076178943,10754.384076178943,10754.384076178943,10754.384076178943,null,{"$f":"INDEX($D40:$Q40,MATCH(CostData!$C$3,$D$6:$Q$6,0))/INDEX(Apdx_5_5_Opt_2_CumSavingsPcnt!$D40:$Q40,MATCH(CostData!$C$3,$D$6:$Q$6,0))","v":162207.90461808362}]
[null,null,"Oklahoma",124.15099999999998,335.59920083722403,630.24015412683696,1003.5810183611982,1450.7866827293285,1966.7268944430198,2482.0837139413547,2964.8610245756931,3415.4061843697659,3415.4061843697659,3415.4061843697659,3415.4061843697659,3415.4061843697659,3415.4061843697659,null,{"$f":"INDEX($D41:$Q41,MATCH(CostData!$C$3,$D$6:$Q$6,0))/INDEX(Apdx_5_5_Opt_2_CumSavingsPcnt!$D41:$Q41,MATCH(CostData!$C$3,$D$6:$Q$6,0))","v":66577.118603699142}]
[null,null,"Oregon",490.66075487148078,955.37039217410575,1394.4416618431201,1808.168530800687,2196.8265159373004,2560.6730036880781,2899.947556511393,3214.8722065671527,3505.6517368821569,3505.6517368821569,3505.6517368821569,3505.6517368821569,3505.6517368821569,3505.6517368821569,null,{"$f":"INDEX($D42:$Q42,MATCH(CostData!$C$3,$D$6:$Q$6,0))/INDEX(Apdx_5_5_Opt_2_CumSavingsPcnt!$D42:$Q42,MATCH(CostData!$C$3,$D$6:$Q$6,0))","v":53521.400563086361}]
[null,null,"Pennsylvania",1492.3262425377009,2898.7530050426976,4220.5648118824874,5458.9863069250605,6615.1835191551472,7690.2650840713322,8685.2834219720808,9601.235874204418,10439.065798415517,10439.065798415517,10439.065798415517,10439.065798415517,10439.065798415517,10439.065798415517,null,{"$f":"INDEX($D43:$Q43,MATCH(CostData!$C$3,$D$6:$Q$6,0))/INDEX(Apdx_5_5_Opt_2_CumSavingsPcnt!$D43:$Q43,MATCH(CostData!$C$3,$D$6:$Q$6,0))","v":156273.44009604066}]
[null,null,"Rhode Island",59.96,128.12783233589701,198.64785566212205,264.56008752348862,325.93901323190983,382.85592899056189,435.37901294586595,483.5733938503796,527.50121739788483,527.50121739788483,527.50121739788483,527.50121739788483,527.50121739788483,527.50121739788483,null,{"$f":"INDEX($D44:$Q44,MATCH(CostData!$C$3,$D$6:$Q$6,0))/INDEX(Apdx_5_5_Opt_2_CumSavingsPcnt!$D44:$Q44,MATCH(CostData!$C$3,$D$6:$Q$6,0))","v":7992.4426878467393}]
[null,null,"South Carolina",273.75799999999998,658.47051840061124,1148.7715737215356,1738.8186142849695,2422.3515088192621,3121.0149672470557,3778.1189854947233,4394.0518914017075,4969.1719040505996,4969.1719040505996,4969.1719040505996,4969.1719040505996,4969.1719040505996,4969.1719040505996,null,{"$f":"INDEX($D45:$Q45,MATCH(CostData!$C$3,$D$6:$Q$6,0))/INDEX(Apdx_5_5_Opt_2_CumSavingsPcnt!$D45:$Q45,MATCH(CostData!$C$3,$D$6:$Q$6,0))","v":90021.230145844194}]
[null,null,"South Dakota",15.255000000000001,47.854993710620803,96.921879965739649,161.50211771598717,240.57631178206313,333.06897364103526,434.59276761910826,529.42170473054921,617.64440829946057,617.64440829946057,617.64440829946057,617.64440829946057,617.64440829946057,617.64440829946057,null,{"$f":"INDEX($D46:$Q46,MATCH(CostData!$C$3,$D$6:$Q$6,0))/INDEX(Apdx_5_5_Opt_2_CumSavingsPcnt!$D46:$Q46,MATCH(CostData!$C$3,$D$6:$Q$6,0))","v":12604.987924478786}]
[null,null,"Tennessee",302.49299999999999,741.88881391135169,1311.1051885677232,2002.4819643414351,2807.8569517202245,3665.6137534653958,4470.4210055931844,5222.855798123549,5923.4580247246413,5923.4580247246413,5923.4580247246413,5923.4580247246413,5923.4580247246413,5923.4580247246413,null,{"$f":"INDEX($D47:$Q47,MATCH(CostData!$C$3,$D$6:$Q$6,0))/INDEX(Apdx_5_5_Opt_2_CumSavingsPcnt!$D47:$Q47,MATCH(CostData!$C$3,$D$6:$Q$6,0))","v":108289.90904432617}]
[null,null,"Texas",686.55399999999997,1914.8889445874186,3660.1849282421636,5895.182692959429,8590.4661002861158,11714.751361006489,14920.706227514554,17925.785534841907,20732.129682829473,20732.129682829473,20732.129682829473,20732.129682829473,20732.129682829473,20732.129682829473,null,{"$f":"INDEX($D48:$Q48,MATCH(CostData!$C$3,$D$6:$Q$6,0))/INDEX(Apdx_5_5_Opt_2_CumSavingsPcnt!$D48:$Q48,MATCH(CostData!$C$3,$D$6:$Q$6,0))","v":410537.22144216776}]
[null,null,"Utah",219.61199999999999,475.07111223321562,762.0711668911631,1032.8395202727725,1287.5569441779598,1526.3925679943031,1749.5040776812675,1957.0379065144266,2149.1294177756145,2149.1294177756145,2149.1294177756145,2149.1294177756145,2149.1294177756145,2149.1294177756145,null,{"$f":"INDEX($D49:$Q49,MATCH(CostData!$C$3,$D$6:$Q$6,0))/INDEX(Apdx_5_5_Opt_2_CumSavingsPcnt!$D49:$Q49,MATCH(CostData!$C$3,$D$6:$Q$6,0))","v":33951.491592031824}]
[null,null,"Vermont",56.812005521239243,110.1904047200146,160.19314916239881,206.87578994998353,250.29153219510488,290.49128768784783,327.52372580158305,361.43532268236999,392.27040876617946,392.27040876617946,392.27040876617946,392.27040876617946,392.27040876617946,392.27040876617946,null,{"$f":"INDEX($D50:$Q50,MATCH(CostData!$C$3,$D$6:$Q$6,0))/INDEX(Apdx_5_5_Opt_2_CumSavingsPcnt!$D50:$Q50,MATCH(CostData!$C$3,$D$6:$Q$6,0))","v":5794.2453288948227}]
[null,null,"Virginia",29.923000000000002,229.39429566113057,592.53249000355652,1112.6190336879856,1782.1750771670515,2593.0418357839199,3536.4634440586151,4512.751303830818,5430.5201954867416,5430.5201954867416,5430.5201954867416,5430.5201954867416,5430.5201954867416,5430.5201954867416,null,{"$f":"INDEX($D51:$Q51,MATCH(CostData!$C$3,$D$6:$Q$6,0))/INDEX(Apdx_5_5_Opt_2_CumSavingsPcnt!$D51:$Q51,MATCH(CostData!$C$3,$D$6:$Q$6,0))","v":124268.19669306044}]
[null,null,"Washington",856.13699999999994,1781.1200697548529,2655.331429485826,3479.3567572910129,4253.7451695326336,4979.0098559058624,5655.6286885359823,6284.044805694135,6864.6671707023652,6864.6671707023652,6864.6671707023652,6864.6671707023652,6864.6671707023652,6864.6671707023652,null,{"$f":"INDEX($D52:$Q52,MATCH(CostData!$C$3,$D$6:$Q$6,0))/INDEX(Apdx_5_5_Opt_2_CumSavingsPcnt!$D52:$Q52,MATCH(CostData!$C$3,$D$6:$Q$6,0))","v":105772.99184441241}]
[null,null,"West Virginia",54.545999999999999,153.52419729917591,294.45634303368689,474.68145639040426,691.38170684130375,941.6085701223451,1199.2641262129159,1439.2253805275225,1661.7413415667795,1661.7413415667795,1661.7413415667795,1661.7413415667795,1661.7413415667795,1661.7413415667795,null,{"$f":"INDEX($D53:$Q53,MATCH(CostData!$C$3,$D$6:$Q$6,0))/INDEX(Apdx_5_5_Opt_2_CumSavingsPcnt!$D53:$Q53,MATCH(CostData!$C$3,$D$6:$Q$6,0))","v":32519.400030661047}]
[null,null,"Wisconsin",705.28546649477914,1368.8860142652793,1991.4675146065454,2573.6668096200769,3116.0923514436113,3619.3248198047204,4083.917718451401,4510.397950995899,4899.2663766915266,4899.2663766915266,4899.2663766915266,4899.2663766915266,4899.2663766915266,4899.2663766915266,null,{"$f":"INDEX($D54:$Q54,MATCH(CostData!$C$3,$D$6:$Q$6,0))/INDEX(Apdx_5_5_Opt_2_CumSavingsPcnt!$D54:$Q54,MATCH(CostData!$C$3,$D$6:$Q$6,0))","v":72797.420158863693}]
[null,null,"Wyoming",23.605,72.889162990238475,146.77697655197449,244.07331950171329,363.47624104936119,503.59013427435519,656.81469072975369,800.74086830445322,935.46406005904635,935.46406005904635,935.46406005904635,935.46406005904635,935.46406005904635,935.46406005904635,null,{"$f":"INDEX($D55:$Q55,MATCH(CostData!$C$3,$D$6:$Q$6,0))/INDEX(Apdx_5_5_Opt_2_CumSavingsPcnt!$D55:$Q55,MATCH(CostData!$C$3,$D$6:$Q$6,0))","v":19287.918764104048}]
[null,"Continental US Total",null,20238.394971480087,43539.905519738895,68892.607330113518,95999.049577830796,124477.43128075323,153874.83318326707,182794.61382626978,210072.02756804909,235365.4014416899,{"$f":"$L56","v":235365.4014416899},235365.4014416899,235365.4014416899,235365.4014416899,235365.4014416899,null,{"$f":"INDEX($D56:$Q56,MATCH(CostData!$C$3,$D$6:$Q$6,0))/INDEX(Apdx_5_5_Opt_2_CumSavingsPcnt!$D56:$Q56,MATCH(CostData!$C$3,$D$6:$Q$6,0))","v":4086204.8861404499}]
[null,null,"Alaska",1.5169999999999999,12.969214824461892,33.948148979224868,63.998092697751709,102.62104207345708,149.28178999143068,203.413125358483,259.4746331314314,311.94693090633336,311.94693090633336,311.94693090633336,311.94693090633336,311.94693090633336,311.94693090633336,null,{"$f":"INDEX($D57:$Q57,MATCH(CostData!$C$3,$D$6:$Q$6,0))/INDEX(Apdx_5_5_Opt_2_CumSavingsPcnt!$D57:$Q57,MATCH(CostData!$C$3,$D$6:$Q$6,0))","v":7089.7029751439404}]
[null,null,"Hawaii",4.29,23.413874222539572,56.748629730312793,103.60137919527114,163.21676520159269,234.78462827454098,317.44782501535042,400.82817801523061,478.83023519922409,478.83023519922409,478.83023519922409,478.83023519922409,478.83023519922409,478.83023519922409,null,{"$f":"INDEX($D58:$Q58,MATCH(CostData!$C$3,$D$6:$Q$6,0))/INDEX(Apdx_5_5_Opt_2_CumSavingsPcnt!$D58:$Q58,MATCH(CostData!$C$3,$D$6:$Q$6,0))","v":10664.37049441479}]
[null,"U.S. Total",{"$f":"B59","v":"U.S. Total"},20244.201971480088,43576.288608785893,68983.304108823053,96166.649049723812,124743.26908802826,154258.89960153305,183315.47477664359,210732.33037919574,236156.17860779547,236156.17860779547,236156.17860779547,236156.17860779547,236156.17860779547,236156.17860779547,null,{"$f":"INDEX($D59:$Q59,MATCH(CostData!$C$3,$D$6:$Q$6,0))/INDEX(Apdx_5_5_Opt_2_CumSavingsPcnt!$D59:$Q59,MATCH(CostData!$C$3,$D$6:$Q$6,0))","v":4107063.9757877472}]

{"sheet":"Apdx_5_5_Opt_2_IncSavingsPcnt","index":23,"n_rows":59,"n_cols":17,"rows_kept":59,"cut":false,"hidden":true,"merged":[[1,1,1,7]]}
[]
[null,"Sheet 4:  Option 2 -- Incremental Savings as a Percent of Prior Year Sales (2017 - 2030)"]
[]
[null,"Source","http://www2.epa.gov/sites/production/files/2014-06/20140602tsd-ghg-abatement-measures-appendix5-5.xlsx"]
[]
[null,null,null,2017,2018,2019,2020,2021,2022,2023,2024,2025,2026,2027,2028,2029,2030]
[null,null,"Alabama",6.2388679495887524E-4,2.1238867949588754E-3,3.6238867949588754E-3,5.1238867949588759E-3,6.6238867949588755E-3,8.1238867949588751E-3,9.6238867949588747E-3,0.01,0.01,{"$f":"$L7","v":0.01},{"$f":"$L7","v":0.01},0.01,0.01,0.01]
[null,null,"Arizona",0.01,0.01,0.01,0.01,0.01,0.01,0.01,0.01,0.01,{"$f":"$L8","v":0.01},0.01,0.01,0.01,0.01]
[null,null,"Arkansas",1.082058350438205E-3,2.5820583504382053E-3,4.0820583504382058E-3,5.5820583504382053E-3,7.0820583504382049E-3,8.5820583504382045E-3,0.01,0.01,0.01,0.01,0.01,0.01,0.01,0.01]
[null,null,"California",0.01,0.01,0.01,0.01,0.01,0.01,0.01,0.01,0.01,0.01,0.01,0.01,0.01,0.01]
[null,null,"Colorado",7.9706153561937779E-3,9.4706153561937775E-3,0.01,0.01,0.01,0.01,0.01,0.01,0.01,0.01,0.01,0.01,0.01,0.01]
[null,null,"Connecticut",0.01,0.01,0.01,0.01,0.01,0.01,0.01,0.01,0.01,0.01,0.01,0.01,0.01,0.01]
[null,null,"Delaware",0,1.5E-3,3.0000000000000001E-3,4.5000000000000005E-3,6.0000000000000001E-3,7.4999999999999997E-3,8.9999999999999993E-3,0.01,0.01,0.01,0.01,0.01,0.01,0.01]
[null,null,"District of Columbia",0,1.5E-3,3.0000000000000001E-3,4.5000000000000005E-3,6.0000000000000001E-3,7.4999999999999997E-3,8.9999999999999993E-3,0.01,0.01,0.01,0.01,0.01,0.01,0.01]
[null,null,"Florida",2.5311722356391804E-3,4.0311722356391804E-3,5.5311722356391809E-3,7.0311722356391805E-3,8.5311722356391801E-3,0.01,0.01,0.01,0.01,0.01,0.01,0.01,0.01,0.01]
[null,null,"Georgia",1.765050893416919E-3,3.2650508934169188E-3,4.7650508934169184E-3,6.265050893416918E-3,7.7650508934169176E-3,9.2650508934169172E-3,0.01,0.01,0.01,0.01,0.01,0.01,0.01,0.01]
[null,null,"Idaho",7.5704793048531199E-3,9.0704793048531195E-3,0.01,0.01,0.01,0.01,0.01,0.01,0.01,0.01,0.01,0.01,0.01,0.01]
[null,null,"Illinois",9.023972428801862E-3,0.01,0.01,0.01,0.01,0.01,0.01,0.01,0.01,0.01,0.01,0.01,0.01,0.01]
[null,null,"Indiana",5.7199736679708789E-3,7.2199736679708793E-3,8.7199736679708789E-3,0.01,0.01,0.01,0.01,0.01,0.01,0.01,0.01,0.01,0.01,0.01]
[null,null,"Iowa",0.01,0.01,0.01,0.01,0.01,0.01,0.01,0.01,0.01,0.01,0.01,0.01,0.01,0.01]
[null,null,"Kansas",2.1585484293631292E-4,1.7158548429363129E-3,3.215854842936313E-3,4.715854842936313E-3,6.2158548429363126E-3,7.7158548429363122E-3,9.2158548429363118E-3,0.01,0.01,0.01,0.01,0.01,0.01,0.01]
[null,null,"Kentucky",2.1689662559642412E-3,3.6689662559642412E-3,5.1689662559642417E-3,6.6689662559642413E-3,8.1689662559642408E-3,9.6689662559642404E-3,0.01,0.01,0.01,0.01,0.01,0.01,0.01,0.01]
[null,null,"Louisiana",0,1.5E-3,3.0000000000000001E-3,4.5000000000000005E-3,6.0000000000000001E-3,7.4999999999999997E-3,8.9999999999999993E-3,0.01,0.01,0.01,0.01,0.01,0.01,0.01]
[null,null,"Maine",0.01,0.01,0.01,0.01,0.01,0.01,0.01,0.01,0.01,{"$f":"$L24","v":0.01},0.01,0.01,0.01,0.01]
[null,null,"Maryland",8.6068600214058086E-3,0.01,0.01,0.01,0.01,0.01,0.01,0.01,0.01,0.01,0.01,0.01,0.01,0.01]
[null,null,"Massachusetts",9.2377738730408179E-3,0.01,0.01,0.01,0.01,0.01,0.01,0.01,0.01,0.01,0.01,0.01,0.01,0.01]
[null,null,"Michigan",9.8998981051989926E-3,0.01,0.01,0.01,0.01,0.01,0.01,0.01,0.01,0.01,0.01,0.01,0.01,0.01]
[null,null,"Minnesota",0.01,0.01,0.01,0.01,0.01,0.01,0.01,0.01,0.01,0.01,0.01,0.01,0.01,0.01]
[null,null,"Mississippi",7.3446504136129287E-4,2.234465041361293E-3,3.734465041361293E-3,5.2344650413612935E-3,6.7344650413612931E-3,8.2344650413612927E-3,9.7344650413612923E-3,0.01,0.01,0.01,0.01,0.01,0.01,0.01]
[null,null,"Missouri",1.1965429248240148E-3,2.6965429248240148E-3,4.1965429248240153E-3,5.6965429248240149E-3,7.1965429248240145E-3,8.6965429248240141E-3,0.01,0.01,0.01,0.01,0.01,0.01,0.01,0.01]
[null,null,"Montana",6.3056747602744084E-3,7.805674760274408E-3,9.3056747602744076E-3,0.01,0.01,0.01,0.01,0.01,0.01,0.01,0.01,0.01,0.01,0.01]
[null,null,"Nebraska",2.9358730327944125E-3,4.4358730327944129E-3,5.9358730327944125E-3,7.4358730327944121E-3,8.9358730327944117E-3,0.01,0.01,0.01,0.01,0.01,0.01,0.01,0.01,0.01]
[null,null,"Nevada",5.1338545767358546E-3,6.633854576735855E-3,8.1338545767358546E-3,9.6338545767358542E-3,0.01,0.01,0.01,0.01,0.01,0.01,0.01,0.01,0.01,0.01]
[null,null,"New Hampshire",4.6869462794730402E-3,6.1869462794730407E-3,7.6869462794730403E-3,9.1869462794730399E-3,0.01,0.01,0.01,0.01,0.01,0.01,0.01,0.01,0.01,0.01]
[null,null,"New Jersey",2.8710463522004968E-4,1.7871046352200496E-3,3.2871046352200496E-3,4.7871046352200497E-3,6.2871046352200501E-3,7.7871046352200497E-3,9.2871046352200493E-3,0.01,0.01,0.01,0.01,0.01,0.01,0.01]
[null,null,"New Mexico",5.6267565678863578E-3,7.1267565678863574E-3,8.626756567886357E-3,0.01,0.01,0.01,0.01,0.01,0.01,0.01,0.01,0.01,0.01,0.01]
[null,null,"New York",9.1768383920852858E-3,0.01,0.01,0.01,0.01,0.01,0.01,0.01,0.01,0.01,0.01,0.01,0.01,0.01]
[null,null,"North Carolina",3.5008959694518985E-3,5.000895969451899E-3,6.5008959694518986E-3,8.0008959694518982E-3,9.5008959694518978E-3,0.01,0.01,0.01,0.01,0.01,0.01,0.01,0.01,0.01]
[null,null,"North Dakota",6.864044571829066E-4,2.1864044571829064E-3,3.6864044571829064E-3,5.1864044571829065E-3,6.6864044571829061E-3,8.1864044571829057E-3,9.6864044571829053E-3,0.01,0.01,0.01,0.01,0.01,0.01,0.01]
[null,null,"Ohio",8.4677268173862959E-3,9.9677268173862955E-3,0.01,0.01,0.01,0.01,0.01,0.01,0.01,{"$f":"$L40","v":0.01},0.01,0.01,0.01,0.01]
[null,null,"Oklahoma",2.0161244287708181E-3,3.5161244287708181E-3,5.0161244287708177E-3,6.5161244287708173E-3,8.0161244287708169E-3,9.5161244287708165E-3,0.01,0.01,0.01,0.01,0.01,0.01,0.01,0.01]
[null,null,"Oregon",0.01,0.01,0.01,0.01,0.01,0.01,0.01,0.01,0.01,0.01,0.01,0.01,0.01,0.01]
[null,null,"Pennsylvania",0.01,0.01,0.01,0.01,0.01,0.01,0.01,0.01,0.01,0.01,0.01,0.01,0.01,0.01]
[null,null,"Rhode Island",7.6512004186950937E-3,9.1512004186950942E-3,0.01,0.01,0.01,0.01,0.01,0.01,0.01,0.01,0.01,0.01,0.01,0.01]
[null,null,"South Carolina",3.3568464916015443E-3,4.8568464916015439E-3,6.3568464916015435E-3,7.8568464916015431E-3,9.3568464916015427E-3,0.01,0.01,0.01,0.01,0.01,0.01,0.01,0.01,0.01]
[null,null,"South Dakota",1.2705642000173493E-3,2.7705642000173496E-3,4.2705642000173492E-3,5.7705642000173488E-3,7.2705642000173484E-3,8.770564200017348E-3,0.01,0.01,0.01,0.01,0.01,0.01,0.01,0.01]
[null,null,"Tennessee",3.0208306488494255E-3,4.5208306488494256E-3,6.0208306488494252E-3,7.5208306488494248E-3,9.0208306488494244E-3,0.01,0.01,0.01,0.01,0.01,0.01,0.01,0.01,0.01]
[null,null,"Texas",1.8098173494960656E-3,3.3098173494960654E-3,4.809817349496065E-3,6.3098173494960646E-3,7.8098173494960642E-3,9.3098173494960638E-3,0.01,0.01,0.01,0.01,0.01,0.01,0.01,0.01]
[null,null,"Utah",7.0553787619702978E-3,8.5553787619702983E-3,0.01,0.01,0.01,0.01,0.01,0.01,0.01,0.01,0.01,0.01,0.01,0.01]
[null,null,"Vermont",0.01,0.01,0.01,0.01,0.01,0.01,0.01,0.01,0.01,0.01,0.01,0.01,0.01,0.01]
[null,null,"Virginia",2.6561330053910033E-4,1.7656133005391004E-3,3.2656133005391002E-3,4.7656133005391007E-3,6.2656133005391003E-3,7.7656133005390999E-3,9.2656133005390995E-3,0.01,0.01,0.01,0.01,0.01,0.01,0.01]
[null,null,"Washington",8.833774996020529E-3,0.01,0.01,0.01,0.01,0.01,0.01,0.01,0.01,0.01,0.01,0.01,0.01,0.01]
[null,null,"West Virginia",1.7383834034245184E-3,3.2383834034245187E-3,4.7383834034245183E-3,6.2383834034245179E-3,7.7383834034245175E-3,9.2383834034245171E-3,0.01,0.01,0.01,0.01,0.01,0.01,0.01,0.01]
[null,null,"Wisconsin",0.01,0.01,0.01,0.01,0.01,0.01,0.01,0.01,0.01,0.01,0.01,0.01,0.01,0.01]
[null,null,"Wyoming",1.336112940311437E-3,2.8361129403114372E-3,4.3361129403114377E-3,5.8361129403114373E-3,7.3361129403114369E-3,8.8361129403114365E-3,0.01,0.01,0.01,0.01,0.01,0.01,0.01,0.01]
[null,"Continental US Total",null,5.3047761746294912E-3,6.371843300900599E-3,7.231879910655022E-3,8.0610989347873335E-3,8.8364198077348997E-3,9.5364699405114019E-3,9.9109875894912072E-3,0.01,1.0000000000000002E-2,{"$f":"$L56","v":1.0000000000000002E-2},1.0000000000000002E-2,1.0000000000000002E-2,1.0000000000000002E-2,1.0000000000000002E-2]
[null,null,"Alaska",2.2917859347857449E-4,1.7291785934785745E-3,3.2291785934785745E-3,4.7291785934785741E-3,6.2291785934785737E-3,7.7291785934785733E-3,9.2291785934785729E-3,0.01,0.01,0.01,0.01,0.01,0.01,0.01]
[null,null,"Hawaii",4.3132864770852877E-4,1.9313286477085287E-3,3.4313286477085287E-3,4.9313286477085288E-3,6.4313286477085292E-3,7.9313286477085288E-3,9.4313286477085284E-3,0.01,0.01,0.01,0.01,0.01,0.01,0.01]
[null,"U.S. Total",{"$f":"B59","v":"U.S. Total"},5.283357902157928E-3,6.352198691490625E-3,7.214943674282711E-3,8.0470424485494848E-3,8.825509273315265E-3,9.5290589009162374E-3,9.9085223784240468E-3,0.01,1.0000000000000002E-2,1.0000000000000002E-2,1.0000000000000002E-2,1.0000000000000002E-2,1.0000000000000002E-2,1.0000000000000002E-2]

{"sheet":"Apdx_5_5_Opt_2_CumSavingsPcnt","index":24,"n_rows":59,"n_cols":17,"rows_kept":59,"cut":false,"hidden":true,"merged":[]}
[]
[null,"Sheet 5:  Option 2 -- Cumulative Savings as a Percent of Sales (2017 - 2030)"]
[]
[null,"Source","http://www2.epa.gov/sites/production/files/2014-06/20140602tsd-ghg-abatement-measures-appendix5-5.xlsx"]
[]
[null,null,null,2017,2018,2019,2020,2021,2022,2023,2024,2025,2026,2027,2028,2029,2030]
[null,null,"Alabama",5.9999999999999995E-4,2.7000000000000001E-3,6.1000000000000004E-3,1.0699999999999999E-2,1.6500000000000001E-2,2.3400000000000001E-2,3.1099999999999999E-2,3.8600000000000002E-2,4.5400000000000003E-2,{"$f":"$L7","v":4.5400000000000003E-2},{"$f":"$L7","v":4.5400000000000003E-2},4.5400000000000003E-2,4.5400000000000003E-2,4.5400000000000003E-2]
[null,null,"Arizona",9.9000000000000008E-3,1.9E-2,2.7400000000000001E-2,3.5200000000000002E-2,4.2299999999999997E-2,4.87E-2,5.4600000000000003E-2,5.9799999999999999E-2,6.4500000000000002E-2,{"$f":"$L8","v":6.4500000000000002E-2},6.4500000000000002E-2,6.4500000000000002E-2,6.4500000000000002E-2,6.4500000000000002E-2]
[null,null,"Arkansas",1.1000000000000001E-3,3.5999999999999999E-3,7.4000000000000003E-3,1.24E-2,1.8599999999999998E-2,2.5700000000000001E-2,3.3700000000000001E-2,4.1000000000000002E-2,4.7699999999999999E-2,4.7699999999999999E-2,4.7699999999999999E-2,4.7699999999999999E-2,4.7699999999999999E-2,4.7699999999999999E-2]
[null,null,"California",9.9000000000000008E-3,1.9099999999999999E-2,2.76E-2,3.5499999999999997E-2,4.2700000000000002E-2,4.9399999999999999E-2,5.5399999999999998E-2,6.08E-2,6.5699999999999995E-2,6.5699999999999995E-2,6.5699999999999995E-2,6.5699999999999995E-2,6.5699999999999995E-2,6.5699999999999995E-2]
[null,null,"Colorado",7.9000000000000008E-3,1.67E-2,2.53E-2,3.32E-2,4.0500000000000001E-2,4.7199999999999999E-2,5.3199999999999997E-2,5.8700000000000002E-2,6.3500000000000001E-2,6.3500000000000001E-2,6.3500000000000001E-2,6.3500000000000001E-2,6.3500000000000001E-2,6.3500000000000001E-2]
[null,null,"Connecticut",0.01,1.9300000000000001E-2,2.8000000000000001E-2,3.61E-2,4.36E-2,5.0500000000000003E-2,5.6800000000000003E-2,6.25E-2,6.7699999999999996E-2,6.7699999999999996E-2,6.7699999999999996E-2,6.7699999999999996E-2,6.7699999999999996E-2,6.7699999999999996E-2]
[null,null,"Delaware",0,1.5E-3,4.4000000000000003E-3,8.6E-3,1.4E-2,2.0500000000000001E-2,2.8000000000000001E-2,3.5900000000000001E-2,4.3200000000000002E-2,4.3200000000000002E-2,4.3200000000000002E-2,4.3200000000000002E-2,4.3200000000000002E-2,4.3200000000000002E-2]
[null,null,"District of Columbia",0,1.5E-3,4.4000000000000003E-3,8.6E-3,1.4E-2,2.0500000000000001E-2,2.8000000000000001E-2,3.5900000000000001E-2,4.3200000000000002E-2,4.3200000000000002E-2,4.3200000000000002E-2,4.3200000000000002E-2,4.3200000000000002E-2,4.3200000000000002E-2]
[null,null,"Florida",2.5000000000000001E-3,6.3E-3,1.1299999999999999E-2,1.7500000000000002E-2,2.46E-2,3.2500000000000001E-2,3.9899999999999998E-2,4.65E-2,5.2600000000000001E-2,5.2600000000000001E-2,5.2600000000000001E-2,5.2600000000000001E-2,5.2600000000000001E-2,5.2600000000000001E-2]
[null,null,"Georgia",1.6999999999999999E-3,4.8999999999999998E-3,9.2999999999999992E-3,1.4800000000000001E-2,2.1399999999999999E-2,2.9000000000000001E-2,3.6600000000000001E-2,4.36E-2,5.0099999999999999E-2,5.0099999999999999E-2,5.0099999999999999E-2,5.0099999999999999E-2,5.0099999999999999E-2,5.0099999999999999E-2]
[null,null,"Idaho",7.4999999999999997E-3,1.5900000000000001E-2,2.47E-2,3.2800000000000003E-2,4.02E-2,4.7E-2,5.3199999999999997E-2,5.8799999999999998E-2,6.3799999999999996E-2,6.3799999999999996E-2,6.3799999999999996E-2,6.3799999999999996E-2,6.3799999999999996E-2,6.3799999999999996E-2]
[null,null,"Illinois",8.9999999999999993E-3,1.83E-2,2.7099999999999999E-2,3.5200000000000002E-2,4.2599999999999999E-2,4.9500000000000002E-2,5.5800000000000002E-2,6.1499999999999999E-2,6.6600000000000006E-2,6.6600000000000006E-2,6.6600000000000006E-2,6.6600000000000006E-2,6.6600000000000006E-2,6.6600000000000006E-2]
[null,null,"Indiana",5.7000000000000002E-3,1.2500000000000001E-2,2.0400000000000001E-2,2.8899999999999999E-2,3.6900000000000002E-2,4.4200000000000003E-2,5.0900000000000001E-2,5.7000000000000002E-2,6.2600000000000003E-2,6.2600000000000003E-2,6.2600000000000003E-2,6.2600000000000003E-2,6.2600000000000003E-2,6.2600000000000003E-2]
[null,null,"Iowa",9.9000000000000008E-3,1.9199999999999998E-2,2.7799999999999998E-2,3.5799999999999998E-2,4.3200000000000002E-2,4.99E-2,5.6099999999999997E-2,6.1699999999999998E-2,6.6699999999999995E-2,6.6699999999999995E-2,6.6699999999999995E-2,6.6699999999999995E-2,6.6699999999999995E-2,6.6699999999999995E-2]
[null,null,"Kansas",2.0000000000000001E-4,1.9E-3,5.0000000000000001E-3,9.4000000000000004E-3,1.49E-2,2.1600000000000001E-2,2.92E-2,3.6999999999999998E-2,4.4200000000000003E-2,4.4200000000000003E-2,4.4200000000000003E-2,4.4200000000000003E-2,4.4200000000000003E-2,4.4200000000000003E-2]
[null,null,"Kentucky",2.2000000000000001E-3,5.5999999999999999E-3,1.04E-2,1.6299999999999999E-2,2.3199999999999998E-2,3.1099999999999999E-2,3.8600000000000002E-2,4.5499999999999999E-2,5.1799999999999999E-2,5.1799999999999999E-2,5.1799999999999999E-2,5.1799999999999999E-2,5.1799999999999999E-2,5.1799999999999999E-2]
[null,null,"Louisiana",0,1.5E-3,4.4000000000000003E-3,8.5000000000000006E-3,1.3899999999999999E-2,2.0400000000000001E-2,2.7799999999999998E-2,3.56E-2,4.2799999999999998E-2,4.2799999999999998E-2,4.2799999999999998E-2,4.2799999999999998E-2,4.2799999999999998E-2,4.2799999999999998E-2]
[null,null,"Maine",0.01,1.9300000000000001E-2,2.8000000000000001E-2,3.61E-2,4.36E-2,5.0500000000000003E-2,5.6800000000000003E-2,6.25E-2,6.7699999999999996E-2,{"$f":"$L24","v":6.7699999999999996E-2},6.7699999999999996E-2,6.7699999999999996E-2,6.7699999999999996E-2,6.7699999999999996E-2]
[null,null,"Maryland",8.6E-3,1.7899999999999999E-2,2.6700000000000002E-2,3.4700000000000002E-2,4.2200000000000001E-2,4.9000000000000002E-2,5.5300000000000002E-2,6.0999999999999999E-2,6.6100000000000006E-2,6.6100000000000006E-2,6.6100000000000006E-2,6.6100000000000006E-2,6.6100000000000006E-2,6.6100000000000006E-2]
[null,null,"Massachusetts",9.1999999999999998E-3,1.8599999999999998E-2,2.7300000000000001E-2,3.5499999999999997E-2,4.2999999999999997E-2,4.99E-2,5.6300000000000003E-2,6.2100000000000002E-2,6.7299999999999999E-2,6.7299999999999999E-2,6.7299999999999999E-2,6.7299999999999999E-2,6.7299999999999999E-2,6.7299999999999999E-2]
[null,null,"Michigan",9.9000000000000008E-3,1.9199999999999998E-2,2.7900000000000001E-2,3.5900000000000001E-2,4.3400000000000001E-2,5.0200000000000002E-2,5.6500000000000002E-2,6.2199999999999998E-2,6.7299999999999999E-2,6.7299999999999999E-2,6.7299999999999999E-2,6.7299999999999999E-2,6.7299999999999999E-2,6.7299999999999999E-2]
[null,null,"Minnesota",9.9000000000000008E-3,1.9199999999999998E-2,2.7799999999999998E-2,3.5799999999999998E-2,4.3200000000000002E-2,4.99E-2,5.6099999999999997E-2,6.1699999999999998E-2,6.6699999999999995E-2,6.6699999999999995E-2,6.6699999999999995E-2,6.6699999999999995E-2,6.6699999999999995E-2,6.6699999999999995E-2]
[null,null,"Mississippi",6.9999999999999999E-4,2.8999999999999998E-3,6.4000000000000003E-3,1.12E-2,1.7100000000000001E-2,2.4E-2,3.1800000000000002E-2,3.9300000000000002E-2,4.6199999999999998E-2,4.6199999999999998E-2,4.6199999999999998E-2,4.6199999999999998E-2,4.6199999999999998E-2,4.6199999999999998E-2]
[null,null,"Missouri",1.1999999999999999E-3,3.8E-3,7.7000000000000002E-3,1.29E-2,1.9199999999999998E-2,2.6499999999999999E-2,3.4599999999999999E-2,4.2000000000000003E-2,4.8800000000000003E-2,4.8800000000000003E-2,4.8800000000000003E-2,4.8800000000000003E-2,4.8800000000000003E-2,4.8800000000000003E-2]
[null,null,"Montana",6.1999999999999998E-3,1.35E-2,2.18E-2,3.0099999999999998E-2,3.7699999999999997E-2,4.4699999999999997E-2,5.11E-2,5.6899999999999999E-2,6.2100000000000002E-2,6.2100000000000002E-2,6.2100000000000002E-2,6.2100000000000002E-2,6.2100000000000002E-2,6.2100000000000002E-2]
[null,null,"Nebraska",2.8999999999999998E-3,7.1999999999999998E-3,1.26E-2,1.9099999999999999E-2,2.6700000000000002E-2,3.4700000000000002E-2,4.2099999999999999E-2,4.8899999999999999E-2,5.5100000000000003E-2,5.5100000000000003E-2,5.5100000000000003E-2,5.5100000000000003E-2,5.5100000000000003E-2,5.5100000000000003E-2]
[null,null,"Nevada",5.1000000000000004E-3,1.1299999999999999E-2,1.8599999999999998E-2,2.6700000000000002E-2,3.4599999999999999E-2,4.19E-2,4.8500000000000001E-2,5.45E-2,0.06,0.06,0.06,0.06,0.06,0.06]
[null,null,"New Hampshire",4.7000000000000002E-3,1.06E-2,1.7600000000000001E-2,2.5600000000000001E-2,3.3799999999999997E-2,4.1399999999999999E-2,4.8399999999999999E-2,5.4899999999999997E-2,6.08E-2,6.08E-2,6.08E-2,6.08E-2,6.08E-2,6.08E-2]
[null,null,"New Jersey",2.9999999999999997E-4,2E-3,5.1999999999999998E-3,9.5999999999999992E-3,1.52E-2,2.1999999999999999E-2,2.9600000000000001E-2,3.7400000000000003E-2,4.4600000000000001E-2,4.4600000000000001E-2,4.4600000000000001E-2,4.4600000000000001E-2,4.4600000000000001E-2,4.4600000000000001E-2]
[null,null,"New Mexico",5.5999999999999999E-3,1.2200000000000001E-2,1.9800000000000002E-2,2.81E-2,3.5799999999999998E-2,4.2799999999999998E-2,4.9200000000000001E-2,5.5E-2,6.0199999999999997E-2,6.0199999999999997E-2,6.0199999999999997E-2,6.0199999999999997E-2,6.0199999999999997E-2,6.0199999999999997E-2]
[null,null,"New York",9.1999999999999998E-3,1.8499999999999999E-2,2.7300000000000001E-2,3.5400000000000001E-2,4.2999999999999997E-2,4.99E-2,5.62E-2,6.2E-2,6.7299999999999999E-2,6.7299999999999999E-2,6.7299999999999999E-2,6.7299999999999999E-2,6.7299999999999999E-2,6.7299999999999999E-2]
[null,null,"North Carolina",3.5000000000000001E-3,8.2000000000000007E-3,1.4E-2,2.0899999999999998E-2,2.87E-2,3.6400000000000002E-2,4.3400000000000001E-2,4.9799999999999997E-2,5.5599999999999997E-2,5.5599999999999997E-2,5.5599999999999997E-2,5.5599999999999997E-2,5.5599999999999997E-2,5.5599999999999997E-2]
[null,null,"North Dakota",6.9999999999999999E-4,2.8E-3,6.3E-3,1.11E-2,1.7000000000000001E-2,2.3900000000000001E-2,3.1800000000000002E-2,3.95E-2,4.65E-2,4.65E-2,4.65E-2,4.65E-2,4.65E-2,4.65E-2]
[null,null,"Ohio",8.3999999999999995E-3,1.78E-2,2.6599999999999999E-2,3.4700000000000002E-2,4.2200000000000001E-2,4.9099999999999998E-2,5.5399999999999998E-2,6.1199999999999997E-2,6.6299999999999998E-2,{"$f":"$L40","v":6.6299999999999998E-2},6.6299999999999998E-2,6.6299999999999998E-2,6.6299999999999998E-2,6.6299999999999998E-2]
[null,null,"Oklahoma",2E-3,5.4000000000000003E-3,0.01,1.5699999999999999E-2,2.2599999999999999E-2,3.0300000000000001E-2,3.7900000000000003E-2,4.4900000000000002E-2,5.1299999999999998E-2,5.1299999999999998E-2,5.1299999999999998E-2,5.1299999999999998E-2,5.1299999999999998E-2,5.1299999999999998E-2]
[null,null,"Oregon",9.9000000000000008E-3,1.9099999999999999E-2,2.76E-2,3.5499999999999997E-2,4.2700000000000002E-2,4.9200000000000001E-2,5.5199999999999999E-2,6.0600000000000001E-2,6.5500000000000003E-2,6.5500000000000003E-2,6.5500000000000003E-2,6.5500000000000003E-2,6.5500000000000003E-2,6.5500000000000003E-2]
[null,null,"Pennsylvania",9.9000000000000008E-3,1.9199999999999998E-2,2.7900000000000001E-2,3.5799999999999998E-2,4.3200000000000002E-2,0.05,5.62E-2,6.1800000000000001E-2,6.6799999999999998E-2,6.6799999999999998E-2,6.6799999999999998E-2,6.6799999999999998E-2,6.6799999999999998E-2,6.6799999999999998E-2]
[null,null,"Rhode Island",7.6E-3,1.6299999999999999E-2,2.52E-2,3.3500000000000002E-2,4.1099999999999998E-2,4.82E-2,5.4699999999999999E-2,6.0600000000000001E-2,6.6000000000000003E-2,6.6000000000000003E-2,6.6000000000000003E-2,6.6000000000000003E-2,6.6000000000000003E-2,6.6000000000000003E-2]
[null,null,"South Carolina",3.3E-3,7.9000000000000008E-3,1.3599999999999999E-2,2.0400000000000001E-2,2.81E-2,3.5799999999999998E-2,4.2900000000000001E-2,4.9399999999999999E-2,5.5199999999999999E-2,5.5199999999999999E-2,5.5199999999999999E-2,5.5199999999999999E-2,5.5199999999999999E-2,5.5199999999999999E-2]
[null,null,"South Dakota",1.2999999999999999E-3,3.8999999999999998E-3,7.9000000000000008E-3,1.32E-2,1.95E-2,2.69E-2,3.49E-2,4.2200000000000001E-2,4.9000000000000002E-2,4.9000000000000002E-2,4.9000000000000002E-2,4.9000000000000002E-2,4.9000000000000002E-2,4.9000000000000002E-2]
[null,null,"Tennessee",3.0000000000000001E-3,7.3000000000000001E-3,1.2800000000000001E-2,1.9300000000000001E-2,2.6800000000000001E-2,3.4700000000000002E-2,4.2000000000000003E-2,4.8599999999999997E-2,5.4699999999999999E-2,5.4699999999999999E-2,5.4699999999999999E-2,5.4699999999999999E-2,5.4699999999999999E-2,5.4699999999999999E-2]
[null,null,"Texas",1.8E-3,5.0000000000000001E-3,9.4000000000000004E-3,1.4999999999999999E-2,2.1700000000000001E-2,2.93E-2,3.6999999999999998E-2,4.3999999999999997E-2,5.0500000000000003E-2,5.0500000000000003E-2,5.0500000000000003E-2,5.0500000000000003E-2,5.0500000000000003E-2,5.0500000000000003E-2]
[null,null,"Utah",7.0000000000000001E-3,1.4999999999999999E-2,2.3800000000000002E-2,3.1899999999999998E-2,3.9399999999999998E-2,4.6300000000000001E-2,5.2499999999999998E-2,5.8200000000000002E-2,6.3299999999999995E-2,6.3299999999999995E-2,6.3299999999999995E-2,6.3299999999999995E-2,6.3299999999999995E-2,6.3299999999999995E-2]
[null,null,"Vermont",0.01,1.9300000000000001E-2,2.8000000000000001E-2,3.61E-2,4.36E-2,5.0500000000000003E-2,5.6800000000000003E-2,6.25E-2,6.7699999999999996E-2,6.7699999999999996E-2,6.7699999999999996E-2,6.7699999999999996E-2,6.7699999999999996E-2,6.7699999999999996E-2]
[null,null,"Virginia",2.9999999999999997E-4,2E-3,5.1000000000000004E-3,9.4999999999999998E-3,1.4999999999999999E-2,2.1600000000000001E-2,2.9100000000000001E-2,3.6700000000000003E-2,4.3700000000000003E-2,4.3700000000000003E-2,4.3700000000000003E-2,4.3700000000000003E-2,4.3700000000000003E-2,4.3700000000000003E-2]
[null,null,"Washington",8.6999999999999994E-3,1.7999999999999999E-2,2.6599999999999999E-2,3.4500000000000003E-2,4.1799999999999997E-2,4.8500000000000001E-2,5.45E-2,0.06,6.4899999999999999E-2,6.4899999999999999E-2,6.4899999999999999E-2,6.4899999999999999E-2,6.4899999999999999E-2,6.4899999999999999E-2]
[null,null,"West Virginia",1.6999999999999999E-3,4.8999999999999998E-3,9.2999999999999992E-3,1.49E-2,2.1600000000000001E-2,2.93E-2,3.7100000000000001E-2,4.4400000000000002E-2,5.11E-2,5.11E-2,5.11E-2,5.11E-2,5.11E-2,5.11E-2]
[null,null,"Wisconsin",0.01,1.9300000000000001E-2,2.7900000000000001E-2,3.5999999999999997E-2,4.3400000000000001E-2,5.0200000000000002E-2,5.6500000000000002E-2,6.2199999999999998E-2,6.7299999999999999E-2,6.7299999999999999E-2,6.7299999999999999E-2,6.7299999999999999E-2,6.7299999999999999E-2,6.7299999999999999E-2]
[null,null,"Wyoming",1.2999999999999999E-3,4.0000000000000001E-3,8.0999999999999996E-3,1.3299999999999999E-2,1.9599999999999999E-2,2.69E-2,3.4700000000000002E-2,4.19E-2,4.8500000000000001E-2,4.8500000000000001E-2,4.8500000000000001E-2,4.8500000000000001E-2,4.8500000000000001E-2,4.8500000000000001E-2]
[null,"Continental US Total",null,5.3E-3,1.12E-2,1.7600000000000001E-2,2.4400000000000002E-2,3.1399999999999997E-2,3.85E-2,4.5400000000000003E-2,5.1799999999999999E-2,5.7599999999999998E-2,{"$f":"$L56","v":5.7599999999999998E-2},5.7599999999999998E-2,5.7599999999999998E-2,5.7599999999999998E-2,5.7599999999999998E-2]
[null,null,"Alaska",2.0000000000000001E-4,1.9E-3,5.0000000000000001E-3,9.4000000000000004E-3,1.49E-2,2.1499999999999998E-2,2.9100000000000001E-2,3.6900000000000002E-2,4.3999999999999997E-2,4.3999999999999997E-2,4.3999999999999997E-2,4.3999999999999997E-2,4.3999999999999997E-2,4.3999999999999997E-2]
[null,null,"Hawaii",4.0000000000000002E-4,2.3E-3,5.5999999999999999E-3,1.01E-2,1.5800000000000002E-2,2.2499999999999999E-2,3.0200000000000001E-2,3.7900000000000003E-2,4.4900000000000002E-2,4.4900000000000002E-2,4.4900000000000002E-2,4.4900000000000002E-2,4.4900000000000002E-2,4.4900000000000002E-2]
[null,"U.S. Total",{"$f":"B59","v":"U.S. Total"},5.1999999999999998E-3,1.12E-2,1.7600000000000001E-2,2.4299999999999999E-2,3.1300000000000001E-2,3.85E-2,4.53E-2,5.1700000000000003E-2,5.7500000000000002E-2,5.7500000000000002E-2,5.7500000000000002E-2,5.7500000000000002E-2,5.7500000000000002E-2,5.7500000000000002E-2]

{"sheet":"Apdx_RE_Gen","index":25,"n_rows":71,"n_cols":29,"rows_kept":71,"cut":false,"hidden":true,"merged":[[4,6,4,8],[16,6,16,8],[16,9,16,22],[16,25,16,26],[16,27,16,28]]}
[]
[null,"Source:","http://www2.epa.gov/sites/production/files/2014-06/20140602tsd-proposed-re-approach.xlsx"]
[]
[null,null,null,null,"Regional Table (useful for Steps 2-4)"]
[null,null,null,null,"Step 2","Step 3","Step 4"]
[null,null,null,null,"Assigned Region","Regional RE Generation Targets (%)","Calculate Regional RE Target","Calculate 2012 Regional RE","Calculate Annual Regional Growth Factor"]
[null,null,null,null,"Alaska",{"$f":"AVERAGEIF($E$19:$E$69,E7,$F$19:$F$69)","v":9.9999999999999992E-2},{"$f":"AVERAGEIF($E$19:$E$69,E7,$G$19:$G$69)","v":694641.91200000001},{"$f":"AVERAGEIF($E$19:$E$69,E7,$H$19:$H$69)","v":39957.990000000005},{"$f":"AVERAGEIF($E$19:$E$69,$E7,I$19:I$69)","v":0.11425923647762293}]
[null,null,null,null,"East Central",0.15821500000000002,96368237.239952177,12162663.629999997,0.17259099671408151]
[null,null,null,null,"Hawaii",9.9999999999999992E-2,1046926.8679999999,924815.1,8.6602341648453374E-2]
[null,null,null,null,"Northeast",0.25031738739456966,64245372.586592928,13749515.33,{"$f":"AVERAGEIF($E$19:$E$69,$E10,I$19:I$69)","v":0.12591132996001231}]
[null,null,null,null,"North Central",0.15114000000000002,110786042.14611124,52058235.869999997,5.9815900091390484E-2]
[null,null,null,null,"South Central",0.19999999999999998,150952893.01199996,53227248.009999998,8.3486858853496049E-2]
[null,null,null,null,"Southeast",9.9999999999999992E-2,93197688.003999978,18104807.379999999,0.13432975769258282]
[null,null,null,null,"West",{"$f":"AVERAGEIF($E$19:$E$69,E14,$F$19:$F$69)","v":0.20624999999999999},146877467.42893127,68065726.450000018,6.094864111130982E-2]
[]
[null,"State Table"]
[null,null,null,"Step 1","Step 2","Step 3","Step 4",null,null,"Step 5: Annual RE Targets as % of 2012 Generation  (capped by state's share of the regional RE target)",null,null,null,null,null,null,null,null,null,null,null,null,null,null,null,"Step 6: Proposed Goal RE Targets \n(% 2012 Gen)",null,"Step 7: Alternative Goal RE Targets \n(% 2012 Gen)"]
[null,"State","State Abbrev","Effective RE Level (%)","Assigned Region","Regional RE Generation Targets (%)","Calculate Regional RE Target","Calculate 2012 Regional RE","Calculate Annual Regional Growth Factor","2012\nRE\n(%)",2017,{"$f":"K18+1","v":2018},2019,2020,2021,2022,2023,2024,2025,2026,2027,2028,2029,"STATE","2012\nRE\n(%)","Interim \n(2020-2029)","Final (2030)","Interim \n(2020-2024)","Final (2025)"]
[null,"Alabama","AL","","Southeast",{"$f":"AVERAGEIF($E$19:$E$69,E19,$D$19:$D$69)","v":0.1},93197688.003999993,18104807.379999999,0.13432975769258282,1.816181209933293E-2,{"$f":"MIN(J19*(1+$I19),$F19,$D$70)","v":2.0601483917894542E-2},{"$f":"MIN(K19*(1+$I19),$F19)","v":2.3368876260692957E-2},2.6508011746339794E-2,3.0068826541137756E-2,3.4107964724509096E-2,3.8689679361339567E-2,4.3886854615152036E-2,4.9782165161495022E-2,5.6469391345050787E-2,6.4054911001479087E-2,7.2659391675327728E-2,8.2419710153164974E-2,9.3491129847132537E-2,"Alabama",{"$f":"J19","v":1.816181209933293E-2},{"$f":"AVERAGE(N19:W19)","v":5.6563002442578857E-2},{"$f":"W19","v":9.3491129847132537E-2},{"$f":"AVERAGE(N19:R19)","v":3.9307098080726702E-2},{"$f":"R19","v":4.9782165161495022E-2}]
[null,"Alaska","AK","","Alaska",{"$f":"MIN(F8,F11:F14)","v":9.9999999999999992E-2},694641.91200000001,39957.990000000005,0.11425923647762293,5.7523148703990095E-3,6.4095699754696768E-3,7.1419225470167385E-3,7.9579531642211907E-3,8.867222816689788E-3,9.8803849254017195E-3,1.1009310163083135E-2,1.2267225536462348E-2,1.3668869359957335E-2,1.5230663936538434E-2,1.6970907968974581E-2,1.8909990955841623E-2,2.1070632084254842E-2,2.3478146418302703E-2,"Alaska",{"$f":"J20","v":5.7523148703990095E-3},{"$f":"AVERAGE(N20:W20)","v":1.513533541655065E-2},{"$f":"W20","v":2.3478146418302703E-2},{"$f":"AVERAGE(N20:R20)","v":1.1138602560318865E-2},{"$f":"R20","v":1.3668869359957335E-2}]
[null,"Arizona","AZ",0.1,"West",{"$f":"AVERAGEIF($E$19:$E$69,E21,$D$19:$D$69)","v":0.20624999999999999},146877467.42893127,68065726.450000003,6.094864111130982E-2,1.786684295286714E-2,1.8955802751793576E-2,2.0111133170689421E-2,2.1336879408651529E-2,2.2637333214164727E-2,2.4017047911951986E-2,2.5480854345690682E-2,2.7033877792415742E-2,2.8681555907832699E-2,3.0429657765373163E-2,3.2284304055654876E-2,3.425198851707139E-2,3.633960067254708E-2,3.8554449952066465E-2,"Arizona",1.786684295286714E-2,2.9971067013476883E-2,3.8554449952066465E-2,2.5570133834411167E-2,2.8681555907832699E-2]
[null,"Arkansas","AR","","South Central",{"$f":"AVERAGEIF($E$19:$E$69,E22,$D$19:$D$69)","v":0.2},150952893.01199996,53227248.009999998,8.3486858853496049E-2,2.554192374958781E-2,2.7674338732516405E-2,2.9984782344141842E-2,3.2488117635460015E-2,3.5200448526907444E-2,3.8139223404653116E-2,4.1323347365819343E-2,4.4773303834703487E-2,4.8511286332356074E-2,5.2561341247187018E-2,5.694952252504136E-2,6.1704059273863479E-2,6.6855537361148271E-2,7.2437096172393092E-2,"Arkansas",2.554192374958781E-2,5.1845516604407269E-2,7.2437096172393092E-2,4.1589521892887893E-2,4.8511286332356074E-2]
[null,"California","CA",0.33,"West",0.20624999999999999,146877467.42893127,68065726.450000003,6.094864111130982E-2,0.15019577442913759,0.15935000278125433,0.16906216891185522,0.17936627837036351,0.19029840929823008,0.20189683875060105,0.20624999999999999,0.20624999999999999,0.20624999999999999,0.20624999999999999,0.20624999999999999,0.20624999999999999,0.20624999999999999,0.20624999999999999,"California",0.15019577442913759,0.20421952480488312,0.20624999999999999,0.20218904960976625,0.20624999999999999]
[null,"Colorado","CO",0.30000000000000004,"West",0.20624999999999999,146877467.42893127,68065726.450000003,6.094864111130982E-2,0.1178171702032841,0.12499796662675416,0.1326164228343317,0.1406992135951271,0.14927463946918004,0.15837272589720727,0.16802532832973599,0.17826624376371505,0.18913132907713098,0.20065862657595807,0.20624999999999999,0.20624999999999999,0.20624999999999999,0.20624999999999999,"Colorado",0.1178171702032841,0.18687288931129276,0.20624999999999999,0.16861405330739387,0.18913132907713098]
[null,"Connecticut","CT",0.23,"Northeast",0.25031738739456966,64245372.586592935,13749515.33,0.12591132996001231,1.8454325435935406E-2,2.0777934095088917E-2,2.3394111410823048E-2,2.6339695091792476E-2,2.9656161131541275E-2,3.3390207821122057E-2,3.759441329552074E-2,4.2327975872626128E-2,4.7657547609263794E-2,5.3658172811378801E-2,6.0414344713283677E-2,6.8021195204795867E-2,7.6585834358501331E-2,8.6228858618677434E-2,"Connecticut",1.8454325435935406E-2,5.3553471143671115E-2,8.6228858618677434E-2,3.8125261146014798E-2,4.7657547609263794E-2]
[null,"Delaware","DE",0.19,"East Central",0.15821500000000002,96368237.239952162,12162663.629999999,0.17259099671408151,1.5178974376437246E-2,1.7798728693164054E-2,2.0870629018560759E-2,2.4472711682923993E-2,2.8696481384576193E-2,3.3649235708927284E-2,3.9456790838598106E-2,4.6266677696570793E-2,5.4251889714871111E-2,6.3615277434383138E-2,7.459470157302614E-2,8.7469075467104182E-2,0.10256545038363091,0.12026732369377044,"Delaware",1.5178974376437246E-2,6.5083290389545828E-2,0.12026732369377044,4.0464215068708696E-2,5.4251889714871111E-2]
[null,"District Of Columbia","DC",0.2,"East Central",0.15821500000000002,96368237.239952162,12162663.629999999,0.17259099671408151,0,"-","-","-","-","-","-","-","-","-","-","-","-","-","District Of Columbia","-","-","-","-","-"]
[null,"Florida","FL","","Southeast",0.1,93197688.003999993,18104807.379999999,0.13432975769258282,2.0460773634707972E-2,{"$f":"MIN(J28*(1+$I28),$F28,$D$70)","v":2.3209264399261079E-2},{"$f":"MIN(K28*(1+$I28),$F28)","v":2.632695926223691E-2},2.9863453320715692E-2,3.3875003769151188E-2,3.8425424817296598E-2,4.3587102822238606E-2,4.9442147782871614E-2,5.6083699514345629E-2,6.3617409280611298E-2,7.2163120454305688E-2,8.1856774939273236E-2,9.285257568236209E-2,0.1,"Florida",2.0460773634707972E-2,6.3190325906245598E-2,0.1,4.4282675741180728E-2,5.6083699514345629E-2]
[null,"Georgia","GA","","Southeast",0.1,93197688.003999993,18104807.379999999,0.13432975769258282,2.6805933123977835E-2,3.0406767625245357E-2,3.4491301352559241E-2,3.9124509505750381E-2,4.4380095387498986E-2,5.034166284727544E-2,5.7104046219391649E-2,6.4774818911308582E-2,7.347600464024559E-2,8.3346018539788874E-2,9.4541869014880223E-2,0.1,0.1,0.1,"Georgia",2.6805933123977835E-2,7.6796451556038925E-2,0.1,5.8015325601144044E-2,7.347600464024559E-2]
[null,"Hawaii","HI",0.25,"Hawaii",{"$f":"MIN(F8,F11:F14)","v":9.9999999999999992E-2},1046926.8679999999,924815.1,8.6602341648453374E-2,8.8336170201336356E-2,9.5986289393028418E-2,9.9999999999999992E-2,9.9999999999999992E-2,9.9999999999999992E-2,9.9999999999999992E-2,9.9999999999999992E-2,9.9999999999999992E-2,9.9999999999999992E-2,9.9999999999999992E-2,9.9999999999999992E-2,9.9999999999999992E-2,9.9999999999999992E-2,9.9999999999999992E-2,"Hawaii",8.8336170201336356E-2,9.9999999999999992E-2,9.9999999999999992E-2,9.9999999999999992E-2,9.9999999999999992E-2]
[null,"Idaho","ID","","West",{"$f":"AVERAGEIF($E$19:$E$69,E31,$D$19:$D$69)","v":0.20624999999999999},146877467.42893127,68065726.450000003,6.094864111130982E-2,0.16223547846631514,0.17212351041888022,0.18261420448221935,0.19374429209303348,0.20555274341917656,0.20624999999999999,0.20624999999999999,0.20624999999999999,0.20624999999999999,0.20624999999999999,0.20624999999999999,0.20624999999999999,0.20624999999999999,0.20624999999999999,"Idaho",0.16223547846631514,0.20618027434191766,0.20624999999999999,0.20611054868383533,0.20624999999999999]
[null,"Illinois","IL",0.16,"North Central",{"$f":"AVERAGEIF($E$19:$E$69,E32,$D$19:$D$69)","v":0.15114},110786042.14611122,52058235.869999997,5.9815900091390484E-2,4.2379189281195676E-2,4.4914138633193802E-2,4.7600718262367787E-2,5.0447998070228005E-2,5.346559048260742E-2,5.6663682901242261E-2,6.0053072096473196E-2,6.3645200657176909E-2,6.7452195620983105E-2,7.1486909415192756E-2,7.5762963246614204E-2,8.0294793086801375E-2,8.5097698407940361E-2,9.0187893833916996E-2,"Illinois",4.2379189281195676E-2,7.0410999974894847E-2,9.0187893833916996E-2,6.0255948351696578E-2,6.7452195620983105E-2]
[null,"Indiana","IN","","North Central",0.15114,110786042.14611122,52058235.869999997,5.9815900091390484E-2,3.0919785961188322E-2,3.2769280789089937E-2,3.4729404814836863E-2,3.6806775423474603E-2,3.9008405824891408E-2,4.1341728730437524E-2,4.3814621445782742E-2,4.6435432464725777E-2,4.9213009653736324E-2,5.2156730122380854E-2,5.5276531880474801E-2,5.8582947388835842E-2,6.2087139116905631E-2,6.5800937227282724E-2,"Indiana",3.0919785961188322E-2,5.1371748385545368E-2,6.5800937227282724E-2,4.3962639623914758E-2,4.9213009653736324E-2]
[null,"Iowa","IA","","North Central",0.15114,110786042.14611122,52058235.869999997,5.9815900091390484E-2,0.25025713376512626,0.15114,0.15114,0.15114,0.15114,0.15114,0.15114,0.15114,0.15114,0.15114,0.15114,0.15114,0.15114,0.15114,"Iowa",0.25025713376512626,0.15114000000000002,0.15114,0.15114,0.15114]
[null,"Kansas","KS",0.2,"South Central",0.2,150952893.01199996,53227248.009999998,8.3486858853496049E-2,0.11823725182904631,0.12810850858372316,0.13880388555778433,0.15039218595966389,0.16294795716154709,0.17655197026155869,0.19129173968309207,0.2,0.2,0.2,0.2,0.2,0.2,0.2,"Kansas",0.11823725182904631,0.19307916671061975,0.2,0.18615833342123955,0.2]
[null,"Kentucky","KY","","Southeast",0.1,93197688.003999993,18104807.379999999,0.13432975769258282,3.7007293166985695E-3,4.197847389096526E-3,4.761743211704304E-3,5.4013870235268442E-3,6.1269540336010659E-3,6.9499862843282901E-3,7.883576257868884E-3,8.9425751463394106E-3,1.0143829098894898E-2,1.150644720382442E-2,1.3052105468616652E-2,1.4805391633593961E-2,1.679419630427843E-2,1.9050156624473822E-2,"Kentucky",3.7007293166985695E-3,1.1525521805581983E-2,1.9050156624473822E-2,8.0093841642065091E-3,1.0143829098894898E-2]
[null,"Louisiana","LA","","South Central",0.2,150952893.01199996,53227248.009999998,8.3486858853496049E-2,2.3499624237191111E-2,2.546153404899168E-2,2.7587237548333331E-2,2.9890409355688902E-2,3.2385865742640518E-2,3.5089659944744618E-2,3.8019185431768687E-2,4.1193287799635651E-2,4.4632386003875271E-2,4.8358603714475555E-2,5.2395911637138123E-2,5.6770281716488125E-2,6.1509854213225773E-2,6.6645118730024475E-2,"Louisiana",2.3499624237191111E-2,4.7700015493401679E-2,6.6645118730024475E-2,3.8264076984532949E-2,4.4632386003875271E-2]
[null,"Maine","ME",0.4,"Northeast",0.25031738739456966,64245372.586592935,13749515.33,0.12591132996001231,0.28407444255606706,0.25031738739456966,0.25031738739456966,0.25031738739456966,0.25031738739456966,0.25031738739456966,0.25031738739456966,0.25031738739456966,0.25031738739456966,0.25031738739456966,0.25031738739456966,0.25031738739456966,0.25031738739456966,0.25031738739456966,"Maine",0.28407444255606706,0.25031738739456966,0.25031738739456966,0.25031738739456966,0.25031738739456966]
[null,"Maryland","MD",0.18,"East Central",0.15821500000000002,96368237.239952162,12162663.629999999,0.17259099671408151,2.3754523984334194E-2,2.7854340955258988E-2,3.2661749423540998E-2,3.8298873310975513E-2,4.4908914028743113E-2,5.2659788262310887E-2,6.1748393605255615E-2,7.2405610403080092E-2,8.490216687023916E-2,9.9555516473559008E-2,0.11673790229011571,0.13688581320067783,0.15821500000000002,0.15821500000000002,"Maryland",2.3754523984334194E-2,9.8623410513398138E-2,0.15821500000000002,6.3324974633925765E-2,8.490216687023916E-2]
[null,"Massachusetts","MA",0.22100000000000003,"Northeast",0.25031738739456966,64245372.586592935,13749515.33,0.12591132996001231,5.0925819175450866E-2,5.7337956797134985E-2,6.4557455194651975E-2,7.2685970237044512E-2,8.1837957419024651E-2,9.2142283478864898E-2,0.10374404093724125,0.11680659110707527,0.13151386434146245,0.14807294990887662,0.16671701196300556,0.18770857266622687,0.21134320869552711,0.23795371318039737,"Massachusetts",5.0925819175450866E-2,0.1477840193697702,0.23795371318039737,0.1052089474567337,0.13151386434146245]
[null,"Michigan","MI",0.1,"North Central",0.15114,110786042.14611122,52058235.869999997,5.9815900091390484E-2,3.4996546152379945E-2,3.7089896060574438E-2,3.9308461577733815E-2,4.1659732588213802E-2,4.4151646990544441E-2,4.6792617495801186E-2,4.959156002894468E-2,5.2557923829012226E-2,5.5701723349779332E-2,5.9033572068588003E-2,6.2564718317480561E-2,6.6307083257604968E-2,7.0273301125093376E-2,7.4476761884284162E-2,"Michigan",3.4996546152379945E-2,5.8145090834713295E-2,7.4476761884284162E-2,4.9759094338816375E-2,5.5701723349779332E-2]
[null,"Minnesota","MN",0.3,"North Central",0.15114,110786042.14611122,52058235.869999997,5.9815900091390484E-2,0.1811307541587161,0.15114,0.15114,0.15114,0.15114,0.15114,0.15114,0.15114,0.15114,0.15114,0.15114,0.15114,0.15114,0.15114,"Minnesota",0.1811307541587161,0.15114000000000002,0.15114,0.15114,0.15114]
[null,"Mississippi","MS","","Southeast",0.1,93197688.003999993,18104807.379999999,0.13432975769258282,2.7648794213125077E-2,3.1362850040266253E-2,3.5575814086724028E-2,4.0354704572710044E-2,4.5775542259717951E-2,5.1924559759712448E-2,5.889957329052866E-2,6.6811538698841905E-2,7.5786316503325957E-2,8.5966674035631116E-2,9.7514556528474697E-2,0.1,0.1,0.1,"Mississippi",2.7648794213125077E-2,7.8267876107623272E-2,0.1,5.9839506102425388E-2,7.5786316503325957E-2]
[null,"Missouri","MO",0.1,"North Central",0.15114,110786042.14611122,52058235.869999997,5.9815900091390484E-2,1.4145073908427791E-2,1.4991174236119642E-2,{"$f":"MIN(K44*(1+$I44),$F44)","v":1.5887884816480003E-2},1.6838232947326091E-2,1.7845427007018907E-2,1.8912867285958951E-2,2.00441574659776E-2,2.1243116786378614E-2,2.2513792937702379E-2,2.3860475726742238E-2,2.5287711558946099E-2,2.680031878709592E-2,2.8403403978082265E-2,3.0102379152690636E-2,"Missouri",1.4145073908427791E-2,2.3501365068659363E-2,3.0102379152690636E-2,2.011187229660729E-2,2.2513792937702379E-2]
[null,"Montana","MT",0.15,"West",0.20624999999999999,146877467.42893127,68065726.450000003,6.094864111130982E-2,4.5378962024808595E-2,4.814474809526241E-2,5.1079105068314978E-2,5.4192307111410591E-2,5.7495254588537839E-2,6.0999512226058018E-2,6.4717349604688987E-2,6.8661784119420338E-2,7.2846626557777114E-2,7.7286529456016675E-2,8.199703840257011E-2,8.6994646468358638E-2,9.2296851954563899E-2,9.7922219660046314E-2,"Montana",4.5378962024808595E-2,7.6121781303803787E-2,9.7922219660046314E-2,6.4944105419296461E-2,7.2846626557777114E-2]
[null,"Nebraska","NE","","South Central",0.2,150952893.01199996,53227248.009999998,8.3486858853496049E-2,3.935909823523507E-2,4.2645065714201028E-2,4.6205368296280594E-2,5.0062909357505972E-2,5.4242504404831436E-2,5.8771040713937739E-2,6.3677650294695326E-2,6.8993897296970835E-2,7.4753981062355646E-2,8.0994956128045442E-2,8.7756970598152684E-2,9.508352441589106E-2,0.1030217491980935,0.111622711432235,"Nebraska",3.935909823523507E-2,7.9891898554520863E-2,0.111622711432235,6.4087814754558201E-2,7.4753981062355646E-2]
[null,"Nevada","NV",0.22,"West",0.20624999999999999,146877467.42893127,68065726.450000003,6.094864111130982E-2,8.4400197192963294E-2,8.9544274521400999E-2,9.5001876372778474E-2,0.10079211164072398,0.10693525387996554,0.11345281229084236,0.12036760703022571,0.12770384911253813,0.13548722518063108,0.14374498744333258,0.152506049094566,0.16180108554813449,0.17166264184262808,0.18212524659251375,"Nevada",8.4400197192963294E-2,0.14157867580153777,0.18212524659251375,0.12078934949884057,0.13548722518063108]
[null,"New Hampshire","NH",0.20300000000000001,"Northeast",0.25031738739456966,64245372.586592935,13749515.33,0.12591132996001231,7.1701301722740238E-2,8.0729307982514584E-2,9.0894042517344439E-2,0.10233863229614518,0.11522422559484148,0.12973226108310046,0.14606702261479318,0.16445851569552097,0.18516570612999358,0.20848016645180589,0.23473018148003752,0.25031738739456966,0.25031738739456966,0.25031738739456966,"New Hampshire",7.1701301722740238E-2,0.1934810241233802,0.25031738739456966,0.14812954622364993,0.18516570612999358]
[null,"New Jersey","NJ",0.21908999999999998,"East Central",0.15821500000000002,96368237.239952162,12162663.629999999,0.17259099671408151,1.962377816649092E-2,2.3010665599541617E-2,2.6982099310420934E-2,3.1638966723844815E-2,3.7099567525716852E-2,4.3502618862641694E-2,5.1010779211817826E-2,5.9814780439147418E-2,7.0138273013373817E-2,8.2243507460556364E-2,9.6437996386435784E-2,0.11308232630387972,0.13259931771141331,0.1554847661188333,"New Jersey",1.962377816649092E-2,8.414139330338162E-2,0.1554847661188333,5.231320381053952E-2,7.0138273013373817E-2]
[null,"New Mexico","NM",0.2,"West",0.20624999999999999,146877467.42893127,68065726.450000003,6.094864111130982E-2,0.11242213545903541,0.11927411184609522,0.12654370688287311,0.13425637385857214,0.1424391174057841,0.15112058805276096,0.16033118253851877,0.17010315024201086,0.18047070609801441,0.19147015039508697,0.20313999587504564,0.20624999999999999,0.20624999999999999,0.20624999999999999,"New Mexico",0.11242213545903541,0.1817824890607222,0.20624999999999999,0.16089294886741781,0.18047070609801441]
[null,"New York","NY",0.28790432436741797,"Northeast",0.25031738739456966,64245372.586592935,13749515.33,0.12591132996001231,3.8244784030585413E-2,4.3060235651909862E-2,4.848200719123337E-2,5.4586441195812442E-2,6.145949260456119E-2,6.919793905706903E-2,7.791074359423647E-2,8.7720588938360294E-2,9.8765604956464789E-2,0.11120131363083846,0.12520281892339777,0.14096727236878537,0.15871664911357442,0.17870087349026118,"New York",3.8244784030585413E-2,0.11098432966775491,0.17870087349026118,7.9010873830138356E-2,9.8765604956464789E-2]
[null,"North Carolina","NC",0.1,"Southeast",0.1,93197688.003999993,18104807.379999999,0.13432975769258282,2.3173452713865152E-2,2.6286337001819184E-2,2.981737428189913E-2,3.3822734944215692E-2,3.8366134733772636E-2,4.3519848316161298E-2,4.9365858995289204E-2,5.5997162872412611E-2,6.351924819253589E-2,7.205177341105426E-2,8.173047067468206E-2,9.2709304996512851E-2,0.1,0.1,"North Carolina",2.3173452713865152E-2,6.9725980219242076E-2,0.1,5.0153650622034328E-2,6.351924819253589E-2]
[null,"North Dakota","ND","","North Central",0.15114,110786042.14611122,52058235.869999997,5.9815900091390484E-2,0.14615996625682381,0.15114,0.15114,0.15114,0.15114,0.15114,0.15114,0.15114,0.15114,0.15114,0.15114,0.15114,0.15114,0.15114,"North Dakota",0.14615996625682381,0.15114000000000002,0.15114,0.15114,0.15114]
[null,"Ohio","OH",8.5000000000000006E-2,"East Central",0.15821500000000002,96368237.239952162,12162663.629999999,0.17259099671408151,1.3400223204462018E-2,1.5712981083511282E-2,1.8424900150064004E-2,2.1604872031320981E-2,2.5333678429086851E-2,2.9706043239596979E-2,3.4833038850750626E-2,4.0844907744582E-2,4.7894371082914111E-2,5.6160508325108341E-2,6.5853306432908265E-2,7.7218994227081741E-2,9.0546297405992682E-2,0.10617377312406261,"Ohio",1.3400223204462018E-2,5.7456491886208418E-2,0.10617377312406261,3.5722407869386116E-2,4.7894371082914111E-2]
[null,"Oklahoma","OK","","South Central",0.2,150952893.01199996,53227248.009999998,8.3486858853496049E-2,0.10938507391081032,0.11851729013708137,0.12841192641045474,0.13913263478578988,0.15074838142806612,0.16333389027074408,0.17697012371377011,0.19174480345354736,0.2,0.2,0.2,0.2,0.2,0.2,"Oklahoma",0.10938507391081032,0.18827971988661274,0.2,0.17655943977322552,0.2]
[null,"Oregon","OR",0.2,"West",0.20624999999999999,146877467.42893127,68065726.450000003,6.094864111130982E-2,0.11828177073009848,0.12549088392433747,0.13313938277138296,0.14125404722969728,0.14986328945982011,0.15899725330486703,0.16868791983422937,0.17896921932001922,0.18987715003832636,0.20144990431125065,0.20624999999999999,0.20624999999999999,0.20624999999999999,0.20624999999999999,"Oregon",0.11828177073009848,0.1872844736268513,0.20624999999999999,0.1692789663914524,0.18987715003832636]
[null,"Pennsylvania","PA",7.5200000000000017E-2,"East Central",0.15821500000000002,96368237.239952162,12162663.629999999,0.17259099671408151,1.9958478598989932E-2,2.3403132313286269E-2,2.7442302245467873E-2,3.2178596542142252E-2,3.7732332592210878E-2,4.4244593482647775E-2,5.1880811971027306E-2,6.083497301944276E-2,7.1334541647942645E-2,8.3646241291103221E-2,9.8082829446921288E-2,0.11501104274170269,0.134860913241619,0.1581366926757613,"Pennsylvania",1.9958478598989932E-2,8.5576497211037883E-2,0.1581366926757613,5.3205450542654277E-2,7.1334541647942645E-2]
[null,"Rhode Island","RI",0.16,"Northeast",0.25031738739456966,64245372.586592935,13749515.33,0.12591132996001231,1.2263155687944602E-2,1.3807225930120397E-2,1.5545712110040223E-2,1.7503093396990858E-2,1.9706931165020286E-2,2.2188257077438406E-2,2.498201003555333E-2,2.8127528144204224E-2,3.1669102621328653E-2,3.5656601451020259E-2,4.0146171561572325E-2,4.520102941569272E-2,5.0892351144984228E-2,5.730027476244115E-2,"Rhode Island",1.2263155687944602E-2,3.5587025737925562E-2,5.730027476244115E-2,2.533476580870898E-2,3.1669102621328653E-2]
[null,"South Carolina","SC","","Southeast",0.1,93197688.003999993,18104807.379999999,0.13432975769258282,2.2153454746548267E-2,2.5129322954705696E-2,2.8504938818189971E-2,3.2334000342679331E-2,3.6677418773943336E-2,4.1604287550636533E-2,4.7192981416286077E-2,5.3532403174726351E-2,6.0723397921888994E-2,6.8880357251006635E-2,7.81330389503129E-2,8.8628631140293568E-2,0.1,0.1,"South Carolina",2.2153454746548267E-2,6.7537251617909438E-2,0.1,4.7946097767496261E-2,6.0723397921888994E-2]
[null,"South Dakota","SD","","North Central",0.15114,110786042.14611122,52058235.869999997,5.9815900091390484E-2,0.2421984466611258,0.15114,{"$f":"MIN(K60*(1+$I60),$F60)","v":0.15114},0.15114,0.15114,0.15114,0.15114,0.15114,0.15114,0.15114,0.15114,0.15114,0.15114,0.15114,"South Dakota",0.2421984466611258,0.15114000000000002,0.15114,0.15114,0.15114]
[null,"Tennessee","TN","","Southeast",0.1,93197688.003999993,18104807.379999999,0.13432975769258282,1.0761862629569222E-2,1.2207501028920117E-2,1.3847331684166912E-2,1.5707440393989879E-2,1.7817417056085225E-2,2.0210826371936847E-2,2.2925741781245988E-2,2.6005351119643482E-2,2.9498643634255729E-2,3.3461189285905149E-2,3.7956022734786439E-2,4.3054646071724469E-2,4.8838166246079132E-2,5.5398585284065022E-2,"Tennessee",1.0761862629569222E-2,3.3516658958572754E-2,5.5398585284065022E-2,2.3291595992633456E-2,2.9498643634255729E-2]
[null,"Texas","TX","","South Central",0.2,150952893.01199996,53227248.009999998,8.3486858853496049E-2,7.9143104854300442E-2,8.575051407849886E-2,9.2909555143985217E-2,0.10066628206043222,0.10907059374211775,0.11817655500693294,0.12804274437458918,0.13873263090140478,0.15031498247584452,0.16286430820137107,0.17646133771245121,0.19119354050714971,0.2,0.2,"Texas",7.9143104854300442E-2,0.1574856692921861,0.2,0.12886750130017782,0.15031498247584452]
[null,"Utah","UT","","West",0.20624999999999999,146877467.42893127,68065726.450000003,6.094864111130982E-2,3.0284973528610211E-2,3.2130801511270991E-2,3.4089130201200177E-2,3.6166816363629839E-2,3.8371134674315362E-2,4.0709803190613944E-2,4.3191010374990728E-2,4.5823443765570897E-2,4.8616320394122968E-2,5.1579419057976819E-2,5.47231145588713E-2,5.8058414028613038E-2,6.159699546873481E-2,6.5351248639093709E-2,"Utah",3.0284973528610211E-2,5.0802090415290366E-2,6.5351248639093709E-2,4.3342342479922788E-2,4.8616320394122968E-2]
[null,"Vermont","VT","","Northeast",0.25031738739456966,64245372.586592935,13749515.33,0.12591132996001231,7.0805471539879192E-2,"-","-","-","-","-","-","-","-","-","-","-","-","-","Vermont","-","-","-","-","-"]
[null,"Virginia","VA","","East Central",0.15821500000000002,96368237.239952162,12162663.629999999,0.17259099671408151,3.3339964759307873E-2,{"$f":"MIN(J65*(1+$I65),$F65,$D$70)","v":3.909414250752917E-2},{"$f":"MIN(K65*(1+$I65),$F65)","v":4.5841439528585971E-2},5.375325926763292E-2,6.3030587861264128E-2,7.3909099843714188E-2,8.666514505198139E-2,0.10162276881687331,0.11916194377582215,0.13972822242247865,0.15821500000000002,0.15821500000000002,0.15821500000000002,0.15821500000000002,"Virginia",3.3339964759307873E-2,0.12169777677721338,0.15821500000000002,8.8877909069931024E-2,0.11916194377582215]
[null,"Washington","WA",0.15,"West",0.20624999999999999,146877467.42893127,68065726.450000003,6.094864111130982E-2,7.0306987421774603E-2,{"$f":"MIN(J66*(1+$I66),$F66,$D$70)","v":7.4592102765761711E-2},7.9138390066970057E-2,8.3961767401288662E-2,8.9079123029701071E-2,9.4508374529748529E-2,0.10026853153097542,0.1063797622740149,0.11286346422636029,0.11974233900207187,0.12704047184773795,0.1347834159729972,0.14299828202089179,0.15171383299131699,"Washington",7.0306987421774603E-2,0.11793775974258161,0.15171383299131699,0.10061985111816005,0.11286346422636029]
[null,"West Virginia","WV","","East Central",0.15821500000000002,96368237.239952162,12162663.629999999,0.17259099671408151,1.7661119999792082E-2,{"$f":"MIN(J67*(1+$I67),$F67,$D$70)","v":2.0709270303643196E-2},2.4283503906570303E-2,2.8474618049515562E-2,3.3389080759734228E-2,3.9151735487423719E-2,4.5908972538284257E-2,5.3832447866786134E-2,6.3123443699673584E-2,7.4017981763825458E-2,8.6792819011208805E-2,0.10177247815197822,0.11933749159429023,0.13993406821390711,"West Virginia",1.7661119999792082E-2,7.5726051908711164E-2,0.13993406821390711,4.7081136070380378E-2,6.3123443699673584E-2]
[null,"Wisconsin","WI",9.5699999999999993E-2,"North Central",0.15114,110786042.14611122,52058235.869999997,5.9815900091390484E-2,5.0565276923627014E-2,{"$f":"MIN(J68*(1+$I68),$F68,$D$70)","v":5.358988447618418E-2},5.6795411651920771E-2,6.0192680320941459E-2,6.3793159673251901E-2,6.7609004938781261E-2,7.1653098423477724E-2,7.5939093000015043E-2,8.0481458199934755E-2,8.5295529062831471E-2,9.0397557907496096E-2,9.5804769199796566E-2,0.10153541770253033,0.10760885010356248,"Wisconsin",5.0565276923627014E-2,8.401179382116776E-2,0.10760885010356248,7.1895162847092131E-2,8.0481458199934755E-2]
[null,"Wyoming","WY","","West",0.20624999999999999,146877467.42893127,68065726.450000003,6.094864111130982E-2,8.810707404471993E-2,{"$f":"MIN(J69*(1+$I69),$F69,$D$70)","v":9.3477080480039165E-2},9.9174381510350101E-2,0.10521892529646056,0.11163187581247225,0.11843568694794893,0.12565418112651092,0.13331263271612614,0.14143785652314517,0.15005830167992726,0.15920415125478982,0.16890742793304869,0.17920210613917451,0.19012423099264189,"Wyoming",8.810707404471993E-2,0.14779684511257854,0.19012423099264189,0.12609444662524066,0.14143785652314517]
[]
[null,"U.S. Average",null,null,null,null,null,null,null,{"$f":"AVERAGE(J19:J69)","v":6.5128574061301459E-2},{"$f":"AVERAGE(K19:K69)","v":6.4970682739714389E-2},{"$f":"AVERAGE(L19:L69)","v":6.8956900808251995E-2},7.3252944553235597E-2,7.7986644255066531E-2,8.2968556743960767E-2,8.8306993577282833E-2,9.3992111920938731E-2,9.9971940133158604E-2,0.10646890025474946,0.11334015968257195,0.11955020412349758,0.12561588057368106,0.13120706355521006]

{"sheet":"Apdx_7_PlantLevelData","index":26,"n_rows":1115,"n_cols":33,"rows_kept":1115,"cut":false,"hidden":true,"merged":[[4,30,4,32],[4,3,4,7],[4,8,4,12],[4,13,4,17],[4,18,4,22],[4,23,4,27]]}
[]
[null,"2012 Plant-Level Data for Likely Covered Fossil Sources"]
[]
[null,"Source:","http://www2.epa.gov/sites/production/files/2014-06/20140602tsd-plant-level-data-unit-level-inventory.xlsx"]
[null,null,null,"COAL Steam",null,null,null,null,"NGCC",null,null,null,null,"OG Steam",null,null,null,null,"High Utilization Simple Cycle Turbine (SST) = \"Other\"",null,null,null,null,"IGCC = \"Other\"",null,null,null,null,"Useful Thermal Ouput (UTO) = \"Other\"",null,"\"Other\""]
[null,"State","State-Plant","Sum of Carbon Dioxide  (tons)","Sum of Electric Generation (MWh)","Sum of Net Energy Output (MWh) ","Emission Rate (lb/MWh) - net electric","Emission Rate (lb/MWh) - net energy output","Sum of Carbon Dioxide (tons)","Sum of Electric Generation (MWh)","Sum of Net Energy Output (MWh) ","Emission Rate (lb/MWh) - net electric","Emission Rate (lb/MWh) - net energy output","Sum of Carbon Dioxide ","Sum of Electric Generation ","Sum of Net Energy Output (MWh) ","Emission Rate (lb/MWh) - net electric","Emission Rate (lb/MWh) - net energy output","Sum of Carbon Dioxide ","Sum of Electric Generation ","Sum of Net Energy Output (MWh) ","Emission Rate (lb/MWh) - net electric","Emission Rate (lb/MWh) - net energy output","Sum of Carbon Dioxide ","Sum of Electric Generation ","Sum of Net Energy Output (MWh) ","Emission Rate (lb/MWh) - net electric","Emission Rate (lb/MWh) - net energy output","Useful Thermal Output (MWh)","Emissions Associated with Useful thermal Output (tons)*","Other Generation (SST + IGCC + UTO)","Other Emissions (tons) (SST + IGCC + UTO)","Other Emissions (lbs) (SST + IGCC + UTO)"]
[null,"Alaska","AK",307155.73200000002,215407,215407,{"$f":"IF(D7=\"\",\"\",D7*2000/E7)","v":2851.8639784222423},{"$f":"IF(D7=\"\",\"\",D7*2000/F7)","v":2851.8639784222423},1266777.0296,2204942.0011,2204942.0011,{"$f":"IF(I7=\"\",\"\",I7*2000/J7)","v":1149.0343319398253},{"$f":"IF(I7=\"\",\"\",I7*2000/K7)","v":1149.0343319398253},null,null,null,{"$f":"IF(N7=\"\",\"\",N7*2000/O7)","v":""},{"$f":"IF(N7=\"\",\"\",N7*2000/P7)","v":""},589503.4669,741852.83059999999,741852.83059999999,{"$f":"IF(S7=\"\",\"\",S7*2000/T7)","v":1589.2733506812071},{"$f":"IF(S7=\"\",\"\",S7*2000/U7)","v":1589.2733506812071},null,null,null,{"$f":"IF(X7=\"\",\"\",X7*2000/Y7)","v":""},{"$f":"IF(X7=\"\",\"\",X7*2000/Z7)","v":""},null,0,{"$f":"AC7+Y7+T7","v":741852.83059999999},{"$f":"AD7+X7+(W7*T7/2000)","v":589503.4669},{"$f":"AF7*2000","v":1179006933.8}]
[null,null,"Beluga",null,null,null,null,null,751037.66839999997,1380513.0001000001,1380513.0001000001,null,null,null,null,null,null,null,391606.83049999998,502772.83059999999,502772.83059999999,null,null,null,null,null,null,null,null,0]
[null,null,"George M Sullivan Generation Plant 2",null,null,null,null,null,515739.36119999998,824429.00100000005,824429.00100000005,null,null,null,null,null,null,null,null,null,null,null,null,null,null,null,null,null,null,0]
[null,null,"Healy",307155.73200000002,215407,215407,null,null,null,null,null,null,null,null,null,null,null,null,null,null,null,null,null,null,null,null,null,null,null,0]
[null,null,"Nikiski Co-Generation",null,null,null,null,null,null,null,null,null,null,null,null,null,null,null,197896.63639999999,239080,239080,null,null,null,null,null,null,null,null,0]
[null,null,"Southcentral Power Plant",null,null,null,null,null,0,0,0,null,null,null,null,null,null,null,null,null,null,null,null,null,null,null,null,null,null,0]
[null,"Alabama","AL",52123954.497000001,46045176,46045176,{"$f":"IF(D13=\"\",\"\",D13*2000/E13)","v":2264.0354115271489},{"$f":"IF(D13=\"\",\"\",D13*2000/F13)","v":2264.0354115271489},23447825.9276,53492095.964400001,53492095.964400001,{"$f":"IF(I13=\"\",\"\",I13*2000/J13)","v":876.68376065147902},{"$f":"IF(I13=\"\",\"\",I13*2000/K13)","v":876.68376065147902},null,null,null,{"$f":"IF(N13=\"\",\"\",N13*2000/O13)","v":""},{"$f":"IF(N13=\"\",\"\",N13*2000/P13)","v":""},null,0,null,0,0,null,null,null,{"$f":"IF(X13=\"\",\"\",X13*2000/Y13)","v":""},{"$f":"IF(X13=\"\",\"\",X13*2000/Z13)","v":""},0,0,{"$f":"AC13+Y13+T13","v":0},{"$f":"AD13+X13+(W13*T13/2000)","v":0},{"$f":"AF13*2000","v":0}]
[null,null,"Barry",5992011.1499999994,5319147,5319147,null,null,3421894.9750000001,7943382.0001999997,7943382.0001999997,null,null,null,null,null,null,null,null,null,null,null,null,null,null,null,null,null,null,0]
[null,null,"Charles R Lowman",2326098.1590000005,1870468,1870468,null,null,null,null,null,null,null,null,null,null,null,null,null,null,null,null,null,null,null,null,null,null,null,0]
[null,null,"Colbert",3718101.7850000001,3364920,3364920,null,null,null,null,null,null,null,null,null,null,null,null,null,null,null,null,null,null,null,null,null,null,null,0]
[null,null,"Decatur Energy Center",null,null,null,null,null,1388979.4639999999,3180314.0001000003,3180314.0001000003,null,null,null,null,null,null,null,null,null,null,null,null,null,null,null,null,null,null,0]
[null,null,"E B Harris Electric Generating Plant",null,null,null,null,null,2637983.8502000002,6479775.0001999997,6479775.0001999997,null,null,null,null,null,null,null,null,null,null,null,null,null,null,null,null,null,null,0]
[null,null,"E C Gaston",8966433.5750000011,8134951,8134951,null,null,null,null,null,null,null,null,null,null,null,null,null,null,null,null,null,null,null,null,null,null,null,0]
[null,null,"Gadsden",218510.22500000001,222100,222100,null,null,null,null,null,null,null,null,null,null,null,null,null,null,null,null,null,null,null,null,null,null,0,0]
[null,null,"General Electric Plastic",null,null,null,null,null,371646.95,553511,553511,null,null,null,null,null,null,null,null,null,null,null,null,null,null,null,null,null,0,0]
[null,null,"Gorgas",3239325.5270000002,3052678,3052678,null,null,null,null,null,null,null,null,null,null,null,null,null,null,null,null,null,null,null,null,null,null,null,0]
[null,null,"Greene County",2370851.4509999999,2015762,2015762,null,null,null,null,null,null,null,null,null,null,null,null,null,null,null,null,null,null,null,null,null,null,null,0]
[null,null,"H Allen Franklin Combined Cycle",null,null,null,null,null,4507065.1497,10863075.999899998,10863075.999899998,null,null,null,null,null,null,null,null,null,null,null,null,null,null,null,null,null,null,0]
[null,null,"Hillabee Energy Center",null,null,null,null,null,2123326.4879000001,5006623.9999000002,5006623.9999000002,null,null,null,null,null,null,null,null,null,null,null,null,null,null,null,null,null,null,0]
[null,null,"Hog Bayou Energy Center",null,null,null,null,null,494380.26899999997,1113721,1113721,null,null,null,null,null,null,null,null,null,null,null,null,null,null,null,null,null,null,0]
[null,null,"James H Miller Jr",20294975.475000001,17625767,17625767,null,null,null,null,null,null,null,null,null,null,null,null,null,null,null,null,null,null,null,null,null,null,null,0]
[null,null,"McWilliams",null,null,null,null,null,1445475.3739999998,3192484.9640000002,3192484.9640000002,null,null,null,null,null,null,null,null,null,null,null,null,null,null,null,null,null,null,0]
[null,null,"Morgan Energy Center",null,null,null,null,null,1799853.1749,4050306,4050306,null,null,null,null,null,null,null,null,null,null,null,null,null,null,null,null,null,0,0]
[null,null,"Tenaska Central Alabama Generating Stn",null,null,null,null,null,2764919.0348999999,6022920.0000999998,6022920.0000999998,null,null,null,null,null,null,null,null,null,null,null,null,null,null,null,null,null,null,0]
[null,null,"Tenaska Lindsay Hill Generating Station",null,null,null,null,null,1223976.273,2937788,2937788,null,null,null,null,null,null,null,null,null,null,null,null,null,null,null,null,null,null,0]
[null,null,"Theodore Cogen Facility",null,null,null,null,null,768702.55,1413740,1413740,null,null,null,null,null,null,null,null,null,null,null,null,null,null,null,null,null,0,0]
[null,null,"Washington County Cogeneration Facility",null,null,null,null,null,499622.375,734454,734454,null,null,null,null,null,null,null,null,null,null,null,null,null,null,null,null,null,0,0]
[null,null,"Widows Creek",4997647.1500000004,4439383,4439383,null,null,null,null,null,null,null,null,null,null,null,null,null,null,null,null,null,null,null,null,null,null,null,0]
[null,"Arkansas","AR",32297481.664000005,28378831,28378831,{"$f":"IF(D35=\"\",\"\",D35*2000/E35)","v":2276.167165870927},{"$f":"IF(D35=\"\",\"\",D35*2000/F35)","v":2276.167165870927},7015577.3482000008,15651184.9989,16962102.186900001,896.49152427666934,827.20611760235715,622275.65,860469.77339999995,860469.77339999995,1446.3626015384216,1446.3626015384216,null,0,null,0,0,null,null,null,"","",1310917.1879999998,394540.47762853553,1310917.1879999998,394540.47762853553,{"$f":"AF35*2000","v":789080955.25707102}]
[null,null,"Carl Bailey",null,null,null,null,null,null,null,null,null,null,35551.230000000003,46502,46502,null,null,null,null,null,null,null,null,null,null,null,null,null,0]
[null,null,"Cecil Lynch",null,null,null,null,null,null,null,null,null,null,3234.7570000000001,2581,2581,null,null,null,null,null,null,null,null,null,null,null,null,null,0]
[null,null,"Dell Power Station",null,null,null,null,null,317305.799,687808.99890000001,687808.99890000001,null,null,null,null,null,null,null,null,null,null,null,null,null,null,null,null,null,null,0]
[null,null,"Flint Creek",4150943.8459999999,3791093,3791093,null,null,null,null,null,null,null,null,null,null,null,null,null,null,null,null,null,null,null,null,null,null,null,0]
[null,null,"Hamilton Moses",null,null,null,null,null,null,null,null,null,null,0,0,0,null,null,null,null,null,null,null,null,null,null,null,null,null,0]
[null,null,"Harry L. Oswald",null,null,null,null,null,180414.94619999998,356365.0001,356365.0001,null,null,null,null,null,null,null,null,null,null,null,null,null,null,null,null,null,null,0]
[null,null,"Harvey Couch",null,null,null,null,null,null,null,null,null,null,0,-626,-626,null,null,null,null,null,null,null,null,null,null,null,null,null,0]
[null,null,"Hot Spring Generating Facility",null,null,null,null,null,226154.65409999999,513633.99989999994,513633.99989999994,null,null,null,null,null,null,null,null,null,null,null,null,null,null,null,null,null,null,0]
[null,null,"Independence",11800821.217,10420018,10420018,null,null,null,null,null,null,null,null,null,null,null,null,null,null,null,null,null,null,null,null,null,null,null,0]
[null,null,"John W Turk Jr Power Plant",188785.64799999999,294975,294975,null,null,null,null,null,null,null,null,null,null,null,null,null,null,null,null,null,null,null,null,null,null,null,0]
[null,null,"Lake Catherine",null,null,null,null,null,null,null,null,null,null,439052.39500000002,612971,612971,null,null,null,null,null,null,null,null,null,null,null,null,null,0]
[null,null,"Magnet Cove",null,null,null,null,null,1082150.4049,2578521,2578521,null,null,null,null,null,null,null,null,null,null,null,null,null,null,null,null,null,null,0]
[null,null,"McClellan",null,null,null,null,null,null,null,null,null,null,144437.26800000001,199295,199295,null,null,null,null,null,null,null,null,null,null,null,null,null,0]
[null,null,"Pine Bluff Energy Center",null,null,null,null,null,842709.28899999999,1489105,2800022.1880000001,null,null,null,null,null,null,null,null,null,null,null,null,null,null,null,null,null,1310917.1879999998,394540.47762853553]
[null,null,"Plum Point Energy Station",4944118.0659999996,4366528,4366528,null,null,null,null,null,null,null,null,null,null,null,null,null,null,null,null,null,null,null,null,null,null,null,0]
[null,null,"Robert E Ritchie",null,null,null,null,null,null,null,null,null,null,0,-253.22660000000002,-253.22660000000002,null,null,null,null,null,null,null,null,null,null,null,null,null,0]
[null,null,"Thomas Fitzhugh",null,null,null,null,null,64817.559000000001,114459,114459,null,null,null,null,null,null,null,null,null,null,null,null,null,null,null,null,null,null,0]
[null,null,"Union Power Partners LP",null,null,null,null,null,4302024.6960000005,9911292,9911292,null,null,null,null,null,null,null,null,null,null,null,null,null,null,null,null,null,null,0]
[null,null,"White Bluff",11212812.887,9506217,9506217,null,null,null,null,null,null,null,null,null,null,null,null,null,null,null,null,null,null,null,null,null,null,null,0]
[null,"Arizona","AZ",27598213.460000001,24335930,24335930,2268.1042770915269,2268.1042770915269,12058895.184899999,26782325.404099997,26801686.788361099,900.51143826771306,899.8609139881969,807926.277,1033871.4028,1033871.4028,1562.9144491508707,1562.9144491508707,null,0,null,0,0,null,null,null,"","",19361.3842611,8613.8840464457771,19361.3842611,8613.8840464457771,{"$f":"AF55*2000","v":17227768.092891555}]
[null,null,"Agua Fria",null,null,null,null,null,null,null,null,null,null,42834.767,52567,52567,null,null,null,null,null,null,null,null,null,null,null,null,null,0]
[null,null,"Apache Station",1850014.6919999998,1610998,1610998,null,null,1.8E-3,-1095.5961,-1095.5961,null,null,null,null,null,null,null,null,null,null,null,null,null,null,null,null,null,null,0]
[null,null,"Arlington Valley Energy Facility",null,null,null,null,null,747592.51509999996,1734610,1734610,null,null,null,null,null,null,null,null,null,null,null,null,null,null,null,null,null,null,0]
[null,null,"Cholla",8468675.8279999997,6984860,6984860,null,null,null,null,null,null,null,null,null,null,null,null,null,null,null,null,null,null,null,null,null,null,null,0]
[null,null,"Coronado",6895115.949,5590723,5590723,null,null,null,null,null,null,null,null,null,null,null,null,null,null,null,null,null,null,null,null,null,null,null,0]
[null,null,"Desert Basin",null,null,null,null,null,511799.49699999997,1123309.0000999998,1123309.0000999998,null,null,null,null,null,null,null,null,null,null,null,null,null,null,null,null,null,null,0]
[null,null,"Gila River Power Station",null,null,null,null,null,2313218.3840000005,3929342,3929342,null,null,null,null,null,null,null,null,null,null,null,null,null,null,null,null,null,null,0]
[null,null,"Griffith Energy LLC",null,null,null,null,null,687929.94,1584075,1584075,null,null,null,null,null,null,null,null,null,null,null,null,null,null,null,null,null,null,0]
[null,null,"H Wilson Sundt Generating Station",null,null,null,null,null,null,null,null,null,null,638077.06500000006,795361,795361,null,null,null,null,null,null,null,null,null,null,null,null,null,0]
[null,null,"Harquahala Generating Project",null,null,null,null,null,619037.52209999994,1444227.9998999999,1444227.9998999999,null,null,null,null,null,null,null,null,null,null,null,null,null,null,null,null,null,null,0]
[null,null,"Kyrene",null,null,null,null,null,497474.06099999999,1143100,1143100,null,null,0,-838.59719999999993,-838.59719999999993,null,null,null,null,null,null,null,null,null,null,null,null,null,0]
[null,null,"Mesquite Generating Station",null,null,null,null,null,2505733.1689999998,5813245.0001999997,5813245.0001999997,null,null,null,null,null,null,null,null,null,null,null,null,null,null,null,null,null,null,0]
[null,null,"Ocotillo",null,null,null,null,null,null,null,null,null,null,55326.281000000003,70270,70270,null,null,null,null,null,null,null,null,null,null,null,null,null,0]
[null,null,"Red Hawk",null,null,null,null,null,2046545.3160000001,4673740.0001999997,4673740.0001999997,null,null,null,null,null,null,null,null,null,null,null,null,null,null,null,null,null,null,0]
[null,null,"Saguaro",null,null,null,null,null,null,null,null,null,null,0,0,0,null,null,null,null,null,null,null,null,null,null,null,null,null,0]
[null,null,"Santan",null,null,null,null,null,1131227.1887999999,2983868.9997,2983868.9997,null,null,null,null,null,null,null,null,null,null,null,null,null,null,null,null,null,null,0]
[null,null,"Springerville",10384406.991,10149349,10149349,null,null,null,null,null,null,null,null,null,null,null,null,null,null,null,null,null,null,null,null,null,null,null,0]
[null,null,"West Phoenix",null,null,null,null,null,952391.23909999989,2269991.0001000003,2269991.0001000003,null,null,null,null,null,null,null,null,null,null,null,null,null,null,null,null,null,null,0]
[null,null,"Yucca",null,null,null,null,null,null,null,null,null,null,71688.164000000004,116512,116512,null,null,null,null,null,null,null,null,null,null,null,null,null,0]
[null,null,"Yuma Cogeneration Associates",null,null,null,null,null,45946.351000000002,83912,103273.3842611,null,null,null,null,null,null,null,null,null,null,null,null,null,null,null,null,null,19361.3842611,8613.8840464457771]
[null,"California","CA",1266187.1244999999,933157,1159308.9986022001,2713.770832775192,2184.3824658079334,36414623.478,81298989.272799999,84037754.9988655,{"$f":"IF(I76=\"\",\"\",I76*2000/J76)","v":895.81983253961926},{"$f":"IF(I76=\"\",\"\",I76*2000/K76)","v":866.62532759214218},7309213.0329999989,10403921,10403921,{"$f":"IF(N76=\"\",\"\",N76*2000/O76)","v":1405.0881457096798},{"$f":"IF(N76=\"\",\"\",N76*2000/P76)","v":1405.0881457096798},3214239.3975,5077211,11440981.528163899,{"$f":"IF(S76=\"\",\"\",S76*2000/T76)","v":1266.1437145314624},{"$f":"IF(S76=\"\",\"\",S76*2000/U76)","v":561.88175631393335},null,null,null,{"$f":"IF(X76=\"\",\"\",X76*2000/Y76)","v":""},{"$f":"IF(X76=\"\",\"\",X76*2000/Z76)","v":""},9328688.2528315987,3175449.2319372855,{"$f":"AC76+Y76+T76","v":14405899.252831599},{"$f":"AD76+X76+(W76*T76/2000)","v":4601845.348865496},{"$f":"AF76*2000","v":9203690697.7309914}]
[null,null,"ACE Cogeneration Facility",767423.02769999998,555436,694500.74584600003,null,null,null,null,null,null,null,null,null,null,null,null,null,null,null,null,null,null,null,null,null,null,139064.74584600003,153666.48480004328]
[null,null,"AES Alamitos LLC",null,null,null,null,null,null,null,null,null,null,1045301.2,1464747,1464747,null,null,null,null,null,null,null,null,null,null,null,null,null,0]
[null,null,"AES Huntington Beach LLC",null,null,null,null,null,null,null,null,null,null,763582.3,1167621,1167621,null,null,null,null,null,null,null,null,null,null,null,null,null,0]
[null,null,"AES Redondo Beach LLC",null,null,null,null,null,null,null,null,null,null,450930.2,547638,547638,null,null,null,null,null,null,null,null,null,null,null,null,null,0]
[null,null,"Agnews Power Plant",null,null,null,null,null,17951.180700000001,34306.400000000001,36150.547899999998,null,null,null,null,null,null,null,null,null,null,null,null,null,null,null,null,null,1844.1478999999963,915.74358103207794]
[null,null,"Algonquin Power Sanger LLC",null,null,null,null,null,45164.838600000003,101388.0001,101388.0001,null,null,null,null,null,null,null,null,null,null,null,null,null,null,null,null,null,0,0]
[null,null,"Blythe Energy Inc",null,null,null,null,null,751002.87800000003,1729464,1729464,null,null,null,null,null,null,null,null,null,null,null,null,null,null,null,null,null,null,0]
[null,null,"Broadway",null,null,null,null,null,null,null,null,null,null,93550.293000000005,133858,133858,null,null,null,null,null,null,null,null,null,null,null,null,null,0]
[null,null,"Cardinal Cogen",null,null,null,null,null,221723.5319,345707,350970.50465840002,null,null,null,null,null,null,null,null,null,null,null,null,null,null,null,null,null,5263.5046583999938,3325.1878078439877]
[null,null,"Carson Cogeneration",null,null,null,null,null,200437.16,410816,410816,null,null,null,null,null,null,null,null,null,null,null,null,null,null,null,null,null,0,0]
[null,null,"Carson Ice-Gen Project",null,null,null,null,null,207310.90600000002,363138,363138,null,null,null,null,null,null,null,null,null,null,null,null,null,null,null,null,null,0,0]
[null,null,"CES Placerita Power Plant",null,null,null,null,null,0,0,0,null,null,null,null,null,null,null,null,null,null,null,null,null,null,null,null,null,null,0]
[null,null,"Clearwater Power Plant",null,null,null,null,null,12818.569100000001,24803,24803,null,null,null,null,null,null,null,null,null,null,null,null,null,null,null,null,null,0,0]
[null,null,"Coalinga Cogeneration",null,null,null,null,null,null,null,null,null,null,null,null,null,null,null,204262.10399999999,275360,727361.09716989996,null,null,null,null,null,null,null,452001.09716989996,126933.78224453078]
[null,null,"Colusa Generating Station",null,null,null,null,null,1129809.3869,2696863.9670000002,2696863.9670000002,null,null,null,null,null,null,null,null,null,null,null,null,null,null,null,null,null,null,0]
[null,null,"Contra Costa",null,null,null,null,null,null,null,null,null,null,95837.3,131370,131370,null,null,null,null,null,null,null,null,null,null,null,null,null,0]
[null,null,"Coolwater",null,null,null,null,null,297779.82519999996,458007,458007,null,null,19212.583999999999,23426,23426,null,null,null,null,null,null,null,null,null,null,null,null,null,0]
[null,null,"Cosumnes",null,null,null,null,null,1504384.0730999999,3622729.9998999997,3622729.9998999997,null,null,null,null,null,null,null,null,null,null,null,null,null,null,null,null,null,null,0]
[null,null,"Crockett Cogen Project",null,null,null,null,null,857754.44369999995,1675114,2474892.9958645999,null,null,null,null,null,null,null,null,null,null,null,null,null,null,null,null,null,799778.99586459994,277189.35276835383]
[null,null,"Delta Energy Center",null,null,null,null,null,2426553.1360999998,5704657,5704657,null,null,null,null,null,null,null,null,null,null,null,null,null,null,null,null,null,null,0]
[null,null,"Donald Von Raesfeld Power Plant",null,null,null,null,null,425402.12300000002,925367.99989999994,925367.99989999994,null,null,null,null,null,null,null,null,null,null,null,null,null,null,null,null,null,null,0]
[null,null,"Dynegy Morro Bay LLC",null,null,null,null,null,null,null,null,null,null,127623.73999999999,204937,204937,null,null,null,null,null,null,null,null,null,null,null,null,null,0]
[null,null,"Dynegy Moss Landing Power Plant",null,null,null,null,null,1916778.4782000002,4432822.0001999997,4432822.0001999997,null,null,361713.13399999996,588793,588793,null,null,null,null,null,null,null,null,null,null,null,null,null,0]
[null,null,"El Centro",null,null,null,null,null,419567.152,750823,750823,null,null,129016.644,161544,161544,null,null,null,null,null,null,null,null,null,null,null,null,null,0]
[null,null,"El Segundo Energy Center LLC",null,null,null,null,null,0,0,0,null,null,null,null,null,null,null,null,null,null,null,null,null,null,null,null,null,null,0]
[null,null,"El Segundo Power",null,null,null,null,null,null,null,null,null,null,409410.13099999999,602624,602624,null,null,null,null,null,null,null,null,null,null,null,null,null,0]
[null,null,"Encina",null,null,null,null,null,null,null,null,null,null,1003977.601,1373932,1373932,null,null,null,null,null,null,null,null,null,null,null,null,null,0]
[null,null,"Etiwanda Generating Station",null,null,null,null,null,null,null,null,null,null,192818.66399999999,252905,252905,null,null,null,null,null,null,null,null,null,null,null,null,null,0]
[null,null,"Foster Wheeler Martinez",null,null,null,null,null,455182.72499999998,792256,942191.67167139996,null,null,null,null,null,null,null,null,null,null,null,null,null,null,null,null,null,149935.67167139996,72435.502939949001]
[null,null,"Fresno Cogen Partners",null,null,null,null,null,8174.5141999999996,12148.1199,12150.562163000001,null,null,null,null,null,null,null,null,null,null,null,null,null,null,null,null,null,2.4422630000008212,1.6430773577015323]
[null,null,"Gateway Generating Station",null,null,null,null,null,1373478.5229,3172091.966,3172091.966,null,null,null,null,null,null,null,null,null,null,null,null,null,null,null,null,null,null,0]
[null,null,"Gilroy Power Plant",null,null,null,null,null,122229.276,241338,243167.83798080002,null,null,null,null,null,null,null,null,null,null,null,null,null,null,null,null,null,1829.8379808000027,919.77530192210872]
[null,null,"Goal Line LP",null,null,null,null,null,100059.4253,190913,219128.91570140002,null,null,null,null,null,null,null,null,null,null,null,null,null,null,null,null,null,28215.915701400016,12884.051838734551]
[null,null,"Grayson",null,null,null,null,null,16504.511999999999,30745.000099999997,30745.000099999997,null,null,null,null,null,null,null,null,null,null,null,null,null,null,null,null,null,null,0]
[null,null,"Greenleaf 1 Power Plant",null,null,null,null,null,24346.166000000001,60273,82150.38756100001,null,null,null,null,null,null,null,null,null,null,null,null,null,null,null,null,null,21877.387561000003,6483.6031210746842]
[null,null,"Greenleaf 2 Power Plant",null,null,null,null,null,null,null,null,null,null,null,null,null,null,null,32168.151000000002,279762,333813.7977611,null,null,null,null,null,null,null,54051.797761099995,5208.7313467588947]
[null,null,"Hanford",0,0,0,null,null,null,null,null,null,null,null,null,null,null,null,null,null,null,null,null,null,null,null,null,null,null,0]
[null,null,"Harbor",null,null,null,null,null,58249.474000000002,95895,95895,null,null,null,null,null,null,null,null,null,null,null,null,null,null,null,null,null,0,0]
[null,null,"Harbor Cogen",null,null,null,null,null,19723.604599999999,30448,30448,null,null,null,null,null,null,null,null,null,null,null,null,null,null,null,null,null,null,0]
[null,null,"Haynes",null,null,null,null,null,566035.01509999996,1325834,1325834,null,null,1146615.8489999999,1753539,1753539,null,null,null,null,null,null,null,null,null,null,null,null,0,0]
[null,null,"High Desert Power Plant",null,null,null,null,null,2128579.8259000001,5040042.0000999998,5040042.0000999998,null,null,null,null,null,null,null,null,null,null,null,null,null,null,null,null,null,null,0]
[null,null,"Inland Empire Energy Center",null,null,null,null,null,1433276.013,3530060,3530060,null,null,null,null,null,null,null,null,null,null,null,null,null,null,null,null,null,null,0]
[null,null,"Kern River Cogeneration",null,null,null,null,null,null,null,null,null,null,null,null,null,null,null,931757.86320000002,1295870,3345777.9843279999,null,null,null,null,null,null,null,2049907.9843279999,570874.06639383198]
[null,null,"King City Power Plant",null,null,null,null,null,500960.4068,501229,993317.49243460002,null,null,null,null,null,null,null,null,null,null,null,null,null,null,null,null,null,492088.49243460002,248175.28457104063]
[null,null,"La Paloma Generating LLC",null,null,null,null,null,2326611.5532,5471800,5471800,null,null,null,null,null,null,null,null,null,null,null,null,null,null,null,null,null,null,0]
[null,null,"Live Oak Cogen",null,null,null,null,null,null,null,null,null,null,null,null,null,null,null,187776.54120000001,347843,433824.93249610002,null,null,null,null,null,null,null,85981.932496100024,37216.371584814377]
[null,null,"Lodi Energy Center",null,null,null,null,null,69724.244000000006,162443,162443,null,null,null,null,null,null,null,null,null,null,null,null,null,null,null,null,null,null,0]
[null,null,"Los Medanos Energy Center",null,null,null,null,null,1601644.0150000001,3594416,4029826.6836930001,null,null,null,null,null,null,null,null,null,null,null,null,null,null,null,null,null,435410.68369300012,173052.83088597941]
[null,null,"Magnolia Power Project",null,null,null,null,null,600704.03399999999,1418850,1418850,null,null,null,null,null,null,null,null,null,null,null,null,null,null,null,null,null,null,0]
[null,null,"Malburg",null,null,null,null,null,330791.26799999998,702688.00300000003,702688.00300000003,null,null,null,null,null,null,null,null,null,null,null,null,null,null,null,null,null,null,0]
[null,null,"Mandalay",null,null,null,null,null,null,null,null,null,null,142616.33900000001,210565,210565,null,null,null,null,null,null,null,null,null,null,null,null,null,0]
[null,null,"Metcalf Energy Center",null,null,null,null,null,1184803.6391,2801457,2801457,null,null,null,null,null,null,null,null,null,null,null,null,null,null,null,null,null,null,0]
[null,null,"Mid-Set Cogeneration",null,null,null,null,null,null,null,null,null,null,null,null,null,null,null,212188.75279999999,273074,726972.1429484,null,null,null,null,null,null,null,453898.1429484,132483.86721724292]
[null,null,"Mojave Cogen",null,null,null,null,null,418183.73300000001,368596,925936.8115374,null,null,null,null,null,null,null,null,null,null,null,null,null,null,null,null,null,557340.8115374,251713.57074597306]
[null,null,"Mountainview Generating Station",null,null,null,null,null,2801541.1822000002,6586447.0000000009,6586447.0000000009,null,null,null,null,null,null,null,null,null,null,null,null,null,null,null,null,null,null,0]
[null,null,"Naval Station Energy Facility",null,null,null,null,null,181131.23079999999,285812.44,390355.49758600001,null,null,null,null,null,null,null,null,null,null,null,null,null,null,null,null,null,104543.05758600002,48509.660577232571]
[null,null,"North Island Energy Facility",null,null,null,null,null,167597.31100000002,291477,418280.96635550004,null,null,null,null,null,null,null,null,null,null,null,null,null,null,null,null,null,126803.96635550003,50807.962818633452]
[null,null,"Oildale Energy LLC",null,null,null,null,null,null,null,null,null,null,null,null,null,null,null,180490.10070000001,320373,380537.50106899999,null,null,null,null,null,null,null,60164.501068999991,28536.206882186114]
[null,null,"Olive",null,null,null,null,null,null,null,null,null,null,3234.502,3783,3783,null,null,null,null,null,null,null,null,null,null,null,null,null,0]
[null,null,"OLS Energy Chino",null,null,null,null,null,27085.499299999999,51184.376600000003,65015.187458400003,null,null,null,null,null,null,null,null,null,null,null,null,null,null,null,null,null,13830.8108584,5761.9524372781598]
[null,null,"Ormond Beach",null,null,null,null,null,null,null,null,null,null,161181.74600000001,251381,251381,null,null,null,null,null,null,null,null,null,null,null,null,null,0]
[null,null,"Otay Mesa Generating Project",null,null,null,null,null,1620271.4611,3663752.9999000002,3663752.9999000002,null,null,null,null,null,null,null,null,null,null,null,null,null,null,null,null,null,null,0]
[null,null,"Palomar Energy",null,null,null,null,null,1170158.0421,2793674.0000999998,2793674.0000999998,null,null,null,null,null,null,null,null,null,null,null,null,null,null,null,null,null,null,0]
[null,null,"Pastoria Energy Facility, LLC",null,null,null,null,null,1832140.72,4384374,4384374,null,null,null,null,null,null,null,null,null,null,null,null,null,null,null,null,null,null,0]
[null,null,"Pittsburg Power",null,null,null,null,null,null,null,null,null,null,169109.12500000003,219596,219596,null,null,null,null,null,null,null,null,null,null,null,null,null,0]
[null,null,"Port of Stockton Energy Facility",0,0,null,null,null,null,null,null,null,null,null,null,null,null,null,null,null,null,null,null,null,null,null,null,null,0,0]
[null,null,"Redding Power",null,null,null,null,null,5398.5450999999994,69017,69017,null,null,null,null,null,null,null,null,null,null,null,null,null,null,null,null,null,null,0]
[null,null,"Rio Bravo Jasmin",212442.63099999999,172963,180454.0067273,null,null,null,null,null,null,null,null,null,null,null,null,null,null,null,null,null,null,null,null,null,null,7491.0067273000022,8818.9184982736697]
[null,null,"Rio Bravo Poso",156694.88329999999,117499,119204.21631439999,null,null,null,null,null,null,null,null,null,null,null,null,null,null,null,null,null,null,null,null,null,null,1705.2163143999933,2241.520305659551]
[null,null,"Roseville Energy Park",null,null,null,null,null,264307.75,577673.99989999994,577673.99989999994,null,null,null,null,null,null,null,null,null,null,null,null,null,null,null,null,null,null,0]
[null,null,"Russell City Energy Center",null,null,null,null,null,0,0,0,null,null,null,null,null,null,null,null,null,null,null,null,null,null,null,null,null,null,0]
[null,null,"Salinas River Cogeneration",null,null,null,null,null,null,null,null,null,null,null,null,null,null,null,221718.17,277532,735084.79649109999,null,null,null,null,null,null,null,457552.79649109999,138008.25320228224]
[null,null,"Sargent Canyon Cogeneration",null,null,null,null,null,null,null,null,null,null,null,null,null,null,null,205209.234,255063,709008.57827469998,null,null,null,null,null,null,null,453945.57827469998,131386.03290630836]
[null,null,"SCA Cogen 2",null,null,null,null,null,370394.64389999997,424653.9999,424653.9999,null,null,null,null,null,null,null,21971.692999999999,323731,323731,null,null,null,null,null,null,null,0,0]
[null,null,"Scattergood",null,null,null,null,null,null,null,null,null,null,808266.0610000001,1087220,1087220,null,null,null,null,null,null,null,null,null,null,null,null,null,0]
[null,null,"SEGS II",null,null,null,null,null,null,null,null,null,null,10255.838599999999,12079,12079,null,null,null,null,null,null,null,null,null,null,null,null,null,0]
[null,null,"SEGS III",null,null,null,null,null,null,null,null,null,null,13822.135,14060,14060,null,null,null,null,null,null,null,null,null,null,null,null,null,0]
[null,null,"SEGS IV",null,null,null,null,null,null,null,null,null,null,15140.0834,16303,16303,null,null,null,null,null,null,null,null,null,null,null,null,null,0]
[null,null,"SEGS IX",null,null,null,null,null,null,null,null,null,null,47654.1489,60255,60255,null,null,null,null,null,null,null,null,null,null,null,null,null,0]
[null,null,"SEGS V",null,null,null,null,null,null,null,null,null,null,17488.0249,18504,18504,null,null,null,null,null,null,null,null,null,null,null,null,null,0]
[null,null,"SEGS VI",null,null,null,null,null,null,null,null,null,null,17060.937999999998,22546,22546,null,null,null,null,null,null,null,null,null,null,null,null,null,0]
[null,null,"SEGS VII",null,null,null,null,null,null,null,null,null,null,18155.090400000001,23815,23815,null,null,null,null,null,null,null,null,null,null,null,null,null,0]
[null,null,"SEGS VIII",null,null,null,null,null,null,null,null,null,null,45639.360800000002,56880,56880,null,null,null,null,null,null,null,null,null,null,null,null,null,0]
[null,null,"SPA Cogen 3",null,null,null,null,null,259652.25699999998,506920,506920,null,null,null,null,null,null,null,null,null,null,null,null,null,null,null,null,null,0,0]
[null,null,"Stockton Cogen",129626.5825,87259,165150.02971450001,null,null,null,null,null,null,null,null,null,null,null,null,null,null,null,null,null,null,null,null,null,null,77891.029714500008,61136.822115213276]
[null,null,"Sunrise Power LLC",null,null,null,null,null,916262.39199999999,2169526,2169526,null,null,null,null,null,null,null,null,null,null,null,null,null,null,null,null,null,null,0]
[null,null,"Sutter Energy Center",null,null,null,null,null,502820.0649,1273920,1273920,null,null,null,null,null,null,null,null,null,null,null,null,null,null,null,null,null,null,0]
[null,null,"Sycamore Cogeneration",null,null,null,null,null,null,null,null,null,null,null,null,null,null,null,1016696.7876,1428603,3724869.6976255998,null,null,null,null,null,null,null,2296266.6976255998,626762.05196773435]
[null,null,"Tracy Combined Cycle Power Plant",null,null,null,null,null,249743.35,254675,254675,null,null,null,null,null,null,null,null,null,null,null,null,null,null,null,null,null,null,0]
[null,null,"Valley",null,null,null,null,null,1365376.129,3215814.0000999998,3215814.0000999998,null,null,null,null,null,null,null,null,null,null,null,null,null,null,null,null,null,0,0]
[null,null,"Walnut Energy Center",null,null,null,null,null,710087.59200000006,1464475.0000999998,1464475.0000999998,null,null,null,null,null,null,null,null,null,null,null,null,null,null,null,null,null,null,0]
[null,null,"Woodland",null,null,null,null,null,196955.658,466062,466062,null,null,null,null,null,null,null,null,null,null,null,null,null,null,null,null,null,null,0]
[null,"Colorado","CO",38263129.285599999,34385542,34385542,{"$f":"IF(D169=\"\",\"\",D169*2000/E169)","v":2225.5359119015775},{"$f":"IF(D169=\"\",\"\",D169*2000/F169)","v":2225.5359119015775},4116276.5153000001,8811705.9947999995,8873907.5080673993,{"$f":"IF(I169=\"\",\"\",I169*2000/J169)","v":934.27459284935617},{"$f":"IF(I169=\"\",\"\",I169*2000/K169)","v":927.72580997893726},1599.7887000000001,618,618,{"$f":"IF(N169=\"\",\"\",N169*2000/O169)","v":5177.3097087378637},{"$f":"IF(N169=\"\",\"\",N169*2000/P169)","v":5177.3097087378637},null,0,null,0,0,null,null,null,{"$f":"IF(X169=\"\",\"\",X169*2000/Y169)","v":""},{"$f":"IF(X169=\"\",\"\",X169*2000/Z169)","v":""},62201.513267400005,22759.482711505305,{"$f":"AC169+Y169+T169","v":62201.513267400005},{"$f":"AD169+X169+(W169*T169/2000)","v":22759.482711505305},{"$f":"AF169*2000","v":45518965.42301061}]
[null,null,"Arapahoe",1132490.3399999999,792166,792166,null,null,null,null,null,null,null,null,null,null,null,null,null,null,null,null,null,null,null,null,null,null,null,0]
[null,null,"Arapahoe Combustion Turbine Project",null,null,null,null,null,48187.438999999998,89568,89568,null,null,null,null,null,null,null,null,null,null,null,null,null,null,null,null,null,null,0]
[null,null,"Brush Generation Facility",null,null,null,null,null,27426.6538,63593.404699999999,63593.404699999999,null,null,null,null,null,null,null,null,null,null,null,null,null,null,null,null,null,null,0]
[null,null,"Cherokee",3357484.9029999999,3020306,3020306,null,null,null,null,null,null,null,null,null,null,null,null,null,null,null,null,null,null,null,null,null,null,null,0]
[null,null,"Comanche",9713562.1899999995,9121785,9121785,null,null,null,null,null,null,null,null,null,null,null,null,null,null,null,null,null,null,null,null,null,null,null,0]
[null,null,"Craig",9887989.4059999995,9173808,9173808,null,null,null,null,null,null,null,null,null,null,null,null,null,null,null,null,null,null,null,null,null,null,null,0]
[null,null,"Fort St Vrain",null,null,null,null,null,1478734.7381000002,3258913,3258913,null,null,null,null,null,null,null,null,null,null,null,null,null,null,null,null,null,null,0]
[null,null,"Front Range Power Plant",null,null,null,null,null,616278.75,1303389.0000999998,1303389.0000999998,null,null,null,null,null,null,null,null,null,null,null,null,null,null,null,null,null,null,0]
[null,null,"Hayden",2897174.0890000002,2477127,2477127,null,null,null,null,null,null,null,null,null,null,null,null,null,null,null,null,null,null,null,null,null,null,null,0]
[null,null,"JM Shafer Generating Station",null,null,null,null,null,445449.45510000002,716699.00010000006,716699.00010000006,null,null,null,null,null,null,null,null,null,null,null,null,null,null,null,null,null,0,0]
[null,null,"Lamar Plant",0,0,0,null,null,null,null,null,null,null,null,null,null,null,null,null,null,null,null,null,null,null,null,null,null,null,0]
[null,null,"Martin Drake",1771789.1529999999,1408737,1408737,null,null,null,null,null,null,null,null,null,null,null,null,null,null,null,null,null,null,null,null,null,null,null,0]
[null,null,"Nucla",500843.00300000003,376315,376315,null,null,null,null,null,null,null,null,null,null,null,null,null,null,null,null,null,null,null,null,null,null,null,0]
[null,null,"Pawnee",3719842.6140000001,3264261,3264261,null,null,null,null,null,null,null,null,null,null,null,null,null,null,null,null,null,null,null,null,null,null,null,0]
[null,null,"Pueblo Airport Generating Station",null,null,null,null,null,297839.85399999999,764891,764891,null,null,null,null,null,null,null,null,null,null,null,null,null,null,null,null,null,null,0]
[null,null,"Rawhide",2241291.3339999998,2116992,2116992,null,null,null,null,null,null,null,null,null,null,null,null,null,null,null,null,null,null,null,null,null,null,null,0]
[null,null,"Ray D Nixon",1679930.736,1487411,1487411,null,null,null,null,null,null,null,null,null,null,null,null,null,null,null,null,null,null,null,null,null,null,null,0]
[null,null,"Rifle Generating Station",null,null,null,null,null,7408.5068000000001,18947.59,18947.59,null,null,null,null,null,null,null,null,null,null,null,null,null,null,null,null,null,0,0]
[null,null,"Rocky Mountain Energy Center",null,null,null,null,null,1119403.727,2451436,2451436,null,null,null,null,null,null,null,null,null,null,null,null,null,null,null,null,null,null,0]
[null,null,"Thermo Power & Electric",null,null,null,null,null,75547.391499999998,144268.9999,206470.51316740003,null,null,null,null,null,null,null,null,null,null,null,null,null,null,null,null,null,62201.513267400005,22759.482711505305]
[null,null,"Valmont",1197772.841,1009283,1009283,null,null,null,null,null,null,null,null,null,null,null,null,null,null,null,null,null,null,null,null,null,null,null,0]
[null,null,"W N Clark",162958.67660000001,137351,137351,null,null,null,null,null,null,null,null,null,null,null,null,null,null,null,null,null,null,null,null,null,null,null,0]
[null,null,"Zuni",null,null,null,null,null,null,null,null,null,null,1599.7887000000001,618,618,null,null,null,null,null,null,null,null,null,null,null,null,0,0]
[null,"Connecticut","CT",156454.144,99461,99461,3146.0400357929238,3146.0400357929238,6207715.6192000005,15299704.404100001,15329745.5696948,811.48177183560006,809.89153942280211,295633.58799999999,335267,335267,1763.57105232546,1763.57105232546,null,0,null,0,0,null,null,null,"","",30041.165594800012,8228.2796904472598,30041.165594800012,8228.2796904472598,{"$f":"AF193*2000","v":16456559.380894519}]
[null,null,"AES Thames",0,0,null,null,null,null,null,null,null,null,null,null,null,null,null,null,null,null,null,null,null,null,null,null,null,0,0]
[null,null,"Algonquin Windsor Locks",null,null,null,null,null,37187.535199999998,110478.87609999999,139776.2596818,null,null,null,null,null,null,null,null,null,null,null,null,null,null,null,null,null,29297.383581800008,7794.5817532352003]
[null,null,"Bridgeport Energy Project",null,null,null,null,null,1240495.679,2913274,2913274,null,null,null,null,null,null,null,null,null,null,null,null,null,null,null,null,null,null,0]
[null,null,"Bridgeport Station",156454.144,99461,99461,null,null,null,null,null,null,null,null,null,null,null,null,null,null,null,null,null,null,null,null,null,null,null,0]
[null,null,"Capital District Energy Center",null,null,null,null,null,14771.225,24588.53,25332.312013000002,null,null,null,null,null,null,null,null,null,null,null,null,null,null,null,null,null,743.78201300000183,433.69793721206042]
[null,null,"Kleen Energy Systems Project",null,null,null,null,null,1454502.5349999999,4063005.9980000001,4063005.9980000001,null,null,null,null,null,null,null,null,null,null,null,null,null,null,null,null,null,null,0]
[null,null,"Lake Road Generating Plant",null,null,null,null,null,1931244.831,4536819,4536819,null,null,null,null,null,null,null,null,null,null,null,null,null,null,null,null,null,null,0]
[null,null,"Middletown",null,null,null,null,null,null,null,null,null,null,148505.74600000001,180006,180006,null,null,null,null,null,null,null,null,null,null,null,null,null,0]
[null,null,"Milford Power Project",null,null,null,null,null,1529513.814,3651538,3651538,null,null,null,null,null,null,null,null,null,null,null,null,null,null,null,null,null,null,0]
[null,null,"Montville Station",null,null,null,null,null,null,null,null,null,null,32971.112000000001,30154,30154,null,null,null,null,null,null,null,null,null,null,null,null,null,0]
[null,null,"New Haven Harbor",null,null,null,null,null,null,null,null,null,null,89128.126000000004,102638,102638,null,null,null,null,null,null,null,null,null,null,null,null,null,0]
[null,null,"NRG Norwalk Harbor",null,null,null,null,null,null,null,null,null,null,25028.603999999999,22469,22469,null,null,null,null,null,null,null,null,null,null,null,null,null,0]
[null,null,"DC",null,null,null,null,null,null,null,null,null,null,3602.2820000000002,2645,2645,null,null,null,null,null,null,null,null,null,null,null,null,null,0]
[null,null,"Benning",null,null,null,null,null,null,null,null,null,null,3602.2820000000002,2645,2645,null,null,null,null,null,null,null,null,null,null,null,null,null,0]
[null,"Delaware","DE",1502778.75,1406502,1406502,{"$f":"IF(D208=\"\",\"\",D208*2000/E208)","v":2136.9024004231774},{"$f":"IF(D208=\"\",\"\",D208*2000/F208)","v":2136.9024004231774},2536173.1159999999,5179270.0000999998,5179270.0000999998,{"$f":"IF(I208=\"\",\"\",I208*2000/J208)","v":979.35543655806021},{"$f":"IF(I208=\"\",\"\",I208*2000/K208)","v":979.35543655806021},770329.55599999998,1076070,1077502.3572752001,{"$f":"IF(N208=\"\",\"\",N208*2000/O208)","v":1431.7461800812214},{"$f":"IF(N208=\"\",\"\",N208*2000/P208)","v":1429.8429155143899},null,0,null,0,0,null,null,null,{"$f":"IF(X208=\"\",\"\",X208*2000/Y208)","v":""},{"$f":"IF(X208=\"\",\"\",X208*2000/Z208)","v":""},1432.3572751999891,1004.2364167488406,{"$f":"AC208+Y208+T208","v":1432.3572751999891},{"$f":"AD208+X208+(W208*T208/2000)","v":1004.2364167488406},{"$f":"AF208*2000","v":2008472.8334976812}]
[null,null,"Edge Moor",null,null,null,null,null,null,null,null,null,null,755064.97499999998,1075528,1076960.3572752001,null,null,null,null,null,null,null,null,null,null,null,null,1432.3572751999891,1004.2364167488406]
[null,null,"Hay Road",null,null,null,null,null,2536173.1159999999,5179270.0000999998,5179270.0000999998,null,null,null,null,null,null,null,null,null,null,null,null,null,null,null,null,null,null,0]
[null,null,"Indian River Generating Station",1502778.75,1406502,1406502,null,null,null,null,null,null,null,null,null,null,null,null,null,null,null,null,null,null,null,null,null,null,null,0]
[null,null,"McKee Run",null,null,null,null,null,null,null,null,null,null,15264.581,542,542,null,null,null,null,null,null,null,null,null,null,null,null,null,0]
[null,"Florida","FL",50969510.413999997,44537196,45291592.530206002,2288.8513418761254,2250.7272350826374,57857617.167399995,133320419.25790001,133890746.01572022,867.94832313687903,864.25117327536418,7664254.6527000004,10025973,10025973,1528.8799705923805,1528.8799705923805,207773.73499999999,361306,361306,{"$f":"IF(S213=\"\",\"\",S213*2000/T213)","v":1150.1261257770423},{"$f":"IF(S213=\"\",\"\",S213*2000/U213)","v":1150.1261257770423},1904469.9668000001,1881353.4194999998,1881353.4194999998,2024.5743804012579,2024.5743804012579,1324723.2880262001,999496.36512232653,3567382.7075262,3111740.0669223266,{"$f":"AF213*2000","v":6223480133.8446531}]
[null,null,"Anclote",null,null,null,null,null,null,null,null,null,null,1253788.0120000001,1707239,1707239,null,null,null,null,null,null,null,null,null,null,null,null,null,0]
[null,null,"Arvah B Hopkins",null,null,null,null,null,570389.28299999994,1248112,1248112,null,null,82164.149999999994,109305,109305,null,null,null,null,null,null,null,null,null,null,null,null,null,0]
[null,null,"Auburndale Power Partners",null,null,null,null,null,455463.32700000005,921626.43900000001,1258577.9665045,null,null,null,null,null,null,null,null,null,null,null,null,null,null,null,null,null,336951.52750450006,121938.46375930303]
[null,null,"Big Bend",11346987.399999999,9544754,9544754,null,null,null,null,null,null,null,null,null,null,null,null,null,null,null,null,null,null,null,null,null,null,null,0]
[null,null,"Brandy Branch",null,null,null,null,null,1637082.5071,3933359.0000999998,3933359.0000999998,null,null,null,null,null,null,null,null,null,null,null,null,null,null,null,null,null,null,0]
[null,null,"C D McIntosh Jr",1595417.9950000001,1267850,1267850,null,null,942222.00199999998,2412393,2412393,null,null,17672.525000000001,16770,16770,null,null,null,null,null,null,null,null,null,null,null,null,null,0]
[null,null,"Cane Island",null,null,null,null,null,1192075.5839,2223859.9999000002,2223859.9999000002,null,null,null,null,null,null,null,null,null,null,null,null,null,null,null,null,null,null,0]
[null,null,"Cape Canaveral",null,null,null,null,null,0,0,0,null,null,null,null,null,null,null,null,null,null,null,null,null,null,null,null,null,null,0]
[null,null,"Cedar Bay Generating Company LP",1222635.9890000001,680653,1179682.138029,null,null,null,null,null,null,null,null,null,null,null,null,null,null,null,null,null,null,null,null,null,null,499029.13802900002,517199.47605785611]
[null,null,"Central Energy Plant",null,null,null,null,null,207928.7,406612.00199999998,406612.00199999998,null,null,null,null,null,null,null,null,null,null,null,null,null,null,null,null,null,0,0]
[null,null,"Crist",3519887.648,2770727,2770727,null,null,null,null,null,null,null,null,null,null,null,null,null,null,null,null,null,null,null,null,null,null,null,0]
[null,null,"Crystal River",11507532.501999998,10064768,10064768,null,null,null,null,null,null,null,null,null,null,null,null,null,null,null,null,null,null,null,null,null,null,null,0]
[null,null,"Curtis H Stanton Energy Center",null,null,null,null,null,956836.25,2195884.0000999998,2195884.0000999998,null,null,null,null,null,null,null,null,null,null,null,null,null,null,null,null,null,null,0]
[null,null,"Cutler",null,null,null,null,null,null,null,null,null,null,0,0,0,null,null,null,null,null,null,null,null,null,null,null,null,null,0]
[null,null,"Deerhaven Generating Station",956165.47499999998,878155,878155,null,null,null,null,null,null,null,79662.7,102910,102910,null,null,null,null,null,null,null,null,null,null,null,null,null,0]
[null,null,"Florida Power Development",0,0,null,null,null,null,null,null,null,null,null,null,null,null,null,null,null,null,null,null,null,null,null,null,null,0,0]
[null,null,"Fort Myers",null,null,null,null,null,3883585.7169000003,8932835.6999000013,8932835.6999000013,null,null,null,null,null,null,null,null,null,null,null,null,null,null,null,null,null,null,0]
[null,null,"H L Culbreath Bayside Power Station",null,null,null,null,null,3065835.1504000002,7119528.9998000003,7119528.9998000003,null,null,null,null,null,null,null,null,null,null,null,null,null,null,null,null,null,null,0]
[null,null,"Hansel",null,null,null,null,null,28463.253499999999,40665.000100000005,40665.000100000005,null,null,null,null,null,null,null,null,null,null,null,null,null,null,null,null,null,null,0]
[null,null,"Hardee Power Station",null,null,null,null,null,302458.94130000001,604163.00010000006,604163.00010000006,null,null,null,null,null,null,null,null,null,null,null,null,null,null,null,null,null,null,0]
[null,null,"Hines Energy Complex",null,null,null,null,null,5403493.5832000012,12998510.000099998,12998510.000099998,null,null,null,null,null,null,null,null,null,null,null,null,null,null,null,null,null,null,0]
[null,null,"Indian River",null,null,null,null,null,null,null,null,null,null,0,-4543,-4543,null,null,null,null,null,null,null,null,null,null,null,null,null,0]
[null,null,"Indiantown Cogeneration LP",1069506.3049999999,802532,1057899.3921769999,null,null,null,null,null,null,null,null,null,null,null,null,null,null,null,null,null,null,null,null,null,null,255367.39217699994,258169.19646843124]
[null,null,"John R Kelly",null,null,null,null,null,267019.32500000001,521816,521816,null,null,8.1236999999999995,0,0,null,null,null,null,null,null,null,null,null,null,null,null,null,0]
[null,null,"Lake Cogen Ltd",null,null,null,null,null,257738.55940000003,528875,591197.23938410007,null,null,null,null,null,null,null,null,null,null,null,null,null,null,null,null,null,62322.239384100016,27170.025716198834]
[null,null,"Lansing Smith",925492.20200000005,835295,835295,null,null,1585511.1998999999,3813683,3813683,null,null,null,null,null,null,null,null,null,null,null,null,null,null,null,null,null,null,0]
[null,null,"Larsen Memorial",null,null,null,null,null,24713.224999999999,35861,35861,null,null,null,null,null,null,null,null,null,null,null,null,null,null,null,null,null,null,0]
[null,null,"Lauderdale",null,null,null,null,null,2150069.2540000002,4369149.6628,4369149.6628,null,null,null,null,null,null,null,null,null,null,null,null,null,null,null,null,null,null,0]
[null,null,"Manatee",null,null,null,null,null,2842898.1980999997,6790089.2000000002,6790089.2000000002,null,null,1352903.9650000001,1711385,1711385,null,null,null,null,null,null,null,null,null,null,null,null,null,0]
[null,null,"Martin",null,null,null,null,null,5235025.0110999998,12111225.882000001,12111225.882000001,null,null,1883983.449,2523032,2523032,null,null,null,null,null,null,null,null,null,null,null,null,null,0]
[null,null,"Midulla Generating Station",null,null,null,null,null,1126436.6799000001,2492267.949,2492267.949,null,null,null,null,null,null,null,null,null,null,null,null,null,null,null,null,null,null,0]
[null,null,"Mulberry Cogeneration Facility",null,null,null,null,null,208456.31599999999,402963.31200000003,445634.6082814,null,null,null,null,null,null,null,null,null,null,null,null,null,null,null,null,null,42671.296281399991,19960.526082272747]
[null,null,"Northside Generating Station",1110939.7080000001,747328,747328,null,null,null,null,null,null,null,1160582.351,1616327,1616327,null,null,null,null,null,null,null,null,null,null,null,null,null,0]
[null,null,"Orange Cogeneration Facility",null,null,null,null,null,143530.79510000002,321551.80009999999,380350.57599330001,null,null,null,null,null,null,null,null,null,null,null,null,null,null,null,null,null,58798.7758933,22188.569145023317]
[null,null,"Orlando Cogen LP",null,null,null,null,null,406989.53,807098,857520.1869953,null,null,null,null,null,null,null,null,null,null,null,null,null,null,null,null,null,50422.186995299999,23930.984365007902]
[null,null,"Osprey Energy Center Power Plant",null,null,null,null,null,1370959.554,3127895,3127895,null,null,null,null,null,null,null,null,null,null,null,null,null,null,null,null,null,null,0]
[null,null,"P L Bartow",null,null,null,null,null,3069898.9459000002,6858053.0391000006,6858053.0391000006,null,null,null,null,null,null,null,null,null,null,null,null,null,null,null,null,null,null,0]
[null,null,"Pasco Cogen Ltd",null,null,null,null,null,125635.9507,250136,269296.73176160001,null,null,null,null,null,null,null,null,null,null,null,null,null,null,null,null,null,19160.731761600015,8939.1235282333382]
[null,null,"Polk",null,null,null,null,null,null,null,null,null,null,null,null,null,null,null,null,null,null,null,null,1904469.9668000001,1881353.4194999998,1881353.4194999998,null,null,null,0]
[null,null,"Port Everglades",null,null,null,null,null,null,null,null,null,null,901220.90899999999,1083832,1083832,null,null,null,null,null,null,null,null,null,null,null,null,null,0]
[null,null,"Putnam",null,null,null,null,null,560075.12300000002,954843.75720000011,954843.75720000011,null,null,null,null,null,null,null,null,null,null,null,null,null,null,null,null,null,null,0]
[null,null,"S O Purdom",null,null,null,null,null,494327.77500000002,1017537.999,1017537.999,null,null,48597.974999999999,50515,50515,null,null,null,null,null,null,null,null,null,null,null,null,null,0]
[null,null,"Sanford",null,null,null,null,null,4344792.0044,9697173.3996000011,9697173.3996000011,null,null,0,-4325,-4325,null,null,null,null,null,null,null,null,null,null,null,null,null,0]
[null,null,"Santa Rosa Energy Center",null,null,null,null,null,383858.348,857577,857577,null,null,null,null,null,null,null,null,null,null,null,null,null,null,null,null,null,0,0]
[null,null,"Scholz",9546.875,1501,1501,null,null,null,null,null,null,null,null,null,null,null,null,null,null,null,null,null,null,null,null,null,null,null,0]
[null,null,"Seminole",7532424.1510000005,7593188,7593188,null,null,null,null,null,null,null,null,null,null,null,null,null,null,null,null,null,null,null,null,null,null,null,0]
[null,null,"St Johns River Power Park",6858097.5920000002,6215399,6215399,null,null,null,null,null,null,null,null,null,null,null,null,null,null,null,null,null,null,null,null,null,null,null,0]
[null,null,"Stanton Energy Center",3314876.5720000002,3135046,3135046,null,null,550486.59900000005,1297368.5649999999,1297368.5649999999,null,null,null,null,null,null,null,null,null,null,null,null,null,null,null,null,null,null,0]
[null,null,"Suwannee River",null,null,null,null,null,null,null,null,null,null,403308.02,514723,514723,null,null,null,null,null,null,null,null,null,null,null,null,null,0]
[null,null,"Tiger Bay",null,null,null,null,null,546804,1252357,1252357,null,null,null,null,null,null,null,null,null,null,null,null,null,null,null,null,null,0,0]
[null,null,"Tom G Smith",null,null,null,null,null,null,null,null,null,null,255.07499999999999,11,11,null,null,null,null,null,null,null,null,null,null,null,null,null,0]
[null,null,"Treasure Coast Energy Center",null,null,null,null,null,796660.60899999994,1899665.0260000001,1899665.0260000001,null,null,null,null,null,null,null,null,null,null,null,null,null,null,null,null,null,null,0]
[null,null,"Turkey Point",null,null,null,null,null,2751540.4748999993,6501453.7959000012,6501453.7959000012,null,null,476530.24300000002,594518,594518,null,null,null,null,null,null,null,null,null,null,null,null,null,0]
[null,null,"University of Florida",null,null,null,null,null,null,null,null,null,null,null,null,null,null,null,207773.73499999999,361306,361306,null,null,null,null,null,null,null,0,0]
[null,null,"Vero Beach Municipal Power Plant",null,null,null,null,null,10431.907999999999,18234,18234,null,null,3577.1549999999997,4274,4274,null,null,null,null,null,null,null,null,null,null,null,null,null,0]
[null,null,"West County Energy Center",null,null,null,null,null,9957923.4836999997,24355994.7291,24355994.7291,null,null,null,null,null,null,null,null,null,null,null,null,null,null,null,null,null,null,0]
[null,null,"Fort Mojave",null,null,null,null,null,583530.18900000001,1360092.9998999999,1360092.9998999999,null,null,null,null,null,null,null,null,null,null,null,null,null,null,null,null,null,null,0]
[null,null,"South Point Energy Center",null,null,null,null,null,583530.18900000001,1360092.9998999999,1360092.9998999999,null,null,null,null,null,null,null,null,null,null,null,null,null,null,null,null,null,null,0]
[null,"Georgia","GA",47006256.648999996,40972090,40972090,{"$f":"IF(D272=\"\",\"\",D272*2000/E272)","v":2294.5501022281264},{"$f":"IF(D272=\"\",\"\",D272*2000/F272)","v":2294.5501022281264},15845495.353599999,37591123.001900002,37674938.363171302,{"$f":"IF(I272=\"\",\"\",I272*2000/J272)","v":843.04453223167104},{"$f":"IF(I272=\"\",\"\",I272*2000/K272)","v":841.16901271905351},0,null,null,null,null,null,0,null,0,0,null,null,null,{"$f":"IF(X272=\"\",\"\",X272*2000/Y272)","v":""},{"$f":"IF(X272=\"\",\"\",X272*2000/Z272)","v":""},83815.36127129996,34172.72336858901,{"$f":"AC272+Y272+T272","v":83815.36127129996},{"$f":"AD272+X272+(W272*T272/2000)","v":34172.72336858901},{"$f":"AF272*2000","v":68345446.737178013}]
[null,null,"Bowen",10532521.65,9565743,9565743,null,null,null,null,null,null,null,null,null,null,null,null,null,null,null,null,null,null,null,null,null,null,null,0]
[null,null,"Chattahoochee Energy Facility",null,null,null,null,null,1070233.9498999999,2575313,2575313,null,null,null,null,null,null,null,null,null,null,null,null,null,null,null,null,null,null,0]
[null,null,"Effingham County Power Project",null,null,null,null,null,1032072.4499,2399280.0001000003,2399280.0001000003,null,null,null,null,null,null,null,null,null,null,null,null,null,null,null,null,null,null,0]
[null,null,"Hammond",1745474.7429999998,1415756,1415756,null,null,null,null,null,null,null,null,null,null,null,null,null,null,null,null,null,null,null,null,null,null,null,0]
[null,null,"Harllee Branch",2359260.875,2099279,2099279,null,null,null,null,null,null,null,null,null,null,null,null,null,null,null,null,null,null,null,null,null,null,null,0]
[null,null,"Jack McDonough",55048,41375,41375,null,null,5111249.0252999999,11939367.003899999,11939367.003899999,null,null,null,null,null,null,null,null,null,null,null,null,null,null,null,null,null,null,0]
[null,null,"Kraft",515326.28,625568,625568,null,null,null,null,null,null,null,0,-2735,-2735,null,null,null,null,null,null,null,null,null,null,null,null,null,0]
[null,null,"McIntosh",0,-13408,-13408,null,null,null,null,null,null,null,null,null,null,null,null,null,null,null,null,null,null,null,null,null,null,null,0]
[null,null,"McIntosh Combined Cycle Facility",null,null,null,null,null,3105799.4249999998,7534020.9999999981,7534020.9999999981,null,null,null,null,null,null,null,null,null,null,null,null,null,null,null,null,null,null,0]
[null,null,"McManus",null,null,null,null,null,null,null,null,null,null,0,-2585,-2585,null,null,null,null,null,null,null,null,null,null,null,null,null,0]
[null,null,"Mid-Georgia Cogeneration Facility",null,null,null,null,null,189209.356,380257.99800000002,464073.35927129997,null,null,null,null,null,null,null,null,null,null,null,null,null,null,null,null,null,83815.36127129996,34172.72336858901]
[null,null,"Mitchell",3587.95,-2057,-2057,null,null,null,null,null,null,null,null,null,null,null,null,null,null,null,null,null,null,null,null,null,null,null,0]
[null,null,"Scherer",23858823.050000001,19989996,19989996,null,null,null,null,null,null,null,null,null,null,null,null,null,null,null,null,null,null,null,null,null,null,null,0]
[null,null,"Thomas A Smith Energy Facility",null,null,null,null,null,1753487.6062,4029611,4029611,null,null,null,null,null,null,null,null,null,null,null,null,null,null,null,null,null,null,0]
[null,null,"Wansley",5291957.9000000004,4877373,4877373,null,null,null,null,null,null,null,null,null,null,null,null,null,null,null,null,null,null,null,null,null,null,null,0]
[null,null,"Wansley Combined Cycle",null,null,null,null,null,2819021.1252000001,6890835.9997999994,6890835.9997999994,null,null,null,null,null,null,null,null,null,null,null,null,null,null,null,null,null,null,0]
[null,null,"Wansley Unit 9",null,null,null,null,null,764422.41610000003,1842437.0000999998,1842437.0000999998,null,null,null,null,null,null,null,null,null,null,null,null,null,null,null,null,null,null,0]
[null,null,"Yates",2644256.2010000004,2372465,2372465,null,null,null,null,null,null,null,null,null,null,null,null,null,null,null,null,null,null,null,null,null,null,null,0]
[null,"Hawaii","HI",1590861.9646000001,1502308,1531871.5898118,2117.8905585272796,2077.0173886382308,null,null,null,"","",3469363.4833000004,4093831,4093831,{"$f":"IF(N291=\"\",\"\",N291*2000/O291)","v":1694.9226694018391},{"$f":"IF(N291=\"\",\"\",N291*2000/P291)","v":1694.9226694018391},152714.54620000001,220525.99799999999,220525.99799999999,{"$f":"IF(S291=\"\",\"\",S291*2000/T291)","v":1385.0026535193372},{"$f":"IF(S291=\"\",\"\",S291*2000/U291)","v":1385.0026535193372},null,null,null,"","",29563.589811800048,30702.045054273247,250089.58781180004,183416.59125427325,{"$f":"AF291*2000","v":366833182.50854653}]
[null,null,"AES Hawaii",1590861.9646000001,1502308,1531871.5898118,null,null,null,null,null,null,null,null,null,null,null,null,null,null,null,null,null,null,null,null,null,null,29563.589811800048,30702.045054273247]
[null,null,"Honolulu",null,null,null,null,null,null,null,null,null,null,56632.857599999996,48213,48213,null,null,null,null,null,null,null,null,null,null,null,null,null,0]
[null,null,"Kahe",null,null,null,null,null,null,null,null,null,null,2549775.2340000002,3008824,3008824,null,null,null,null,null,null,null,null,null,null,null,null,null,0]
[null,null,"Kapaia Power Station",null,null,null,null,null,null,null,null,null,null,null,null,null,null,null,152714.54620000001,220525.99799999999,220525.99799999999,null,null,null,null,null,null,null,null,0]
[null,null,"Waiau",null,null,null,null,null,null,null,null,null,null,862955.39169999992,1036794,1036794,null,null,null,null,null,null,null,null,null,null,null,null,null,0]
[null,"Iowa","IA",37209079.161700003,33055156,33055156,2251.3328427008487,2251.3328427008487,642726.51639999996,1437496.0001000001,1437496.0001000001,894.23068496230724,894.23068496230724,369441.52900000004,305111,305111,2421.6860683488962,2421.6860683488962,null,0,null,0,0,null,null,null,"","",0,0,0,0,{"$f":"AF297*2000","v":0}]
[null,null,"Ames Electric Services Power Plant",474584.77499999997,323246,323246,null,null,null,null,null,null,null,null,null,null,null,null,null,null,null,null,null,null,null,null,null,null,null,0]
[null,null,"Burlington",1464969.997,1163795,1163795,null,null,null,null,null,null,null,null,null,null,null,null,null,null,null,null,null,null,null,null,null,null,null,0]
[null,null,"Dubuque",null,null,null,null,null,null,null,null,null,null,80686.726999999999,82129,82129,null,null,null,null,null,null,null,null,null,null,null,null,null,0]
[null,null,"Earl F Wisdom",6513.1139999999996,3005,3005,null,null,null,null,null,null,null,null,null,null,null,null,null,null,null,null,null,null,null,null,null,null,null,0]
[null,null,"Emery Station",null,null,null,null,null,385357.79209999996,868238.00010000006,868238.00010000006,null,null,null,null,null,null,null,null,null,null,null,null,null,null,null,null,null,null,0]
[null,null,"Fair Station",160328.9087,109951,109951,null,null,null,null,null,null,null,null,null,null,null,null,null,null,null,null,null,null,null,null,null,null,null,0]
[null,null,"George Neal North",4631956.7750000004,4163607,4163607,null,null,null,null,null,null,null,null,null,null,null,null,null,null,null,null,null,null,null,null,null,null,null,0]
[null,null,"George Neal South",4693780.625,4335091,4335091,null,null,null,null,null,null,null,null,null,null,null,null,null,null,null,null,null,null,null,null,null,null,0,0]
[null,null,"Greater Des Moines",null,null,null,null,null,236144.00910000002,541940,541940,null,null,null,null,null,null,null,null,null,null,null,null,null,null,null,null,null,null,0]
[null,null,"Lansing",1389770.01,1136806,1136806,null,null,null,null,null,null,null,null,null,null,null,null,null,null,null,null,null,null,null,null,null,null,null,0]
[null,null,"Louisa",5446776.1509999996,5162696,5162696,null,null,null,null,null,null,null,null,null,null,null,null,null,null,null,null,null,null,null,null,null,null,null,0]
[null,null,"Milton L Kapp",690517.87100000004,531356,531356,null,null,null,null,null,null,null,null,null,null,null,null,null,null,null,null,null,null,null,null,null,null,null,0]
[null,null,"Muscatine Plant #1",1071110.561,575429,575429,null,null,null,null,null,null,null,null,null,null,null,null,null,null,null,null,null,null,null,null,null,null,null,0]
[null,null,"Ottumwa",3772270.1910000001,2914585,2914585,null,null,null,null,null,null,null,null,null,null,null,null,null,null,null,null,null,null,null,null,null,null,null,0]
[null,null,"Pella",0,0,0,null,null,null,null,null,null,null,null,null,null,null,null,null,null,null,null,null,null,null,null,null,null,null,0]
[null,null,"Prairie Creek",928503.45500000007,504091,504091,null,null,null,null,null,null,null,null,null,null,null,null,null,null,null,null,null,null,null,null,null,null,0,0]
[null,null,"Riverside",672879.03300000005,617674,617674,null,null,null,null,null,null,null,null,null,null,null,null,null,null,null,null,null,null,null,null,null,null,0,0]
[null,null,"Streeter Station",16181.094999999999,9665,9665,null,null,null,null,null,null,null,null,null,null,null,null,null,null,null,null,null,null,null,null,null,null,null,0]
[null,null,"Summit Lake",null,null,null,null,null,21224.715199999999,27318,27318,null,null,null,null,null,null,null,null,null,null,null,null,null,null,null,null,null,null,0]
[null,null,"Sutherland",null,null,null,null,null,null,null,null,null,null,288754.80200000003,222982,222982,null,null,null,null,null,null,null,null,null,null,null,null,null,0]
[null,null,"Walter Scott Jr Energy Center",11788936.6,11504159,11504159,null,null,null,null,null,null,null,null,null,null,null,null,null,null,null,null,null,null,null,null,null,null,0,0]
[null,"Idaho","ID",null,null,null,"","",703517.38500000001,1639922,1639922,857.98883727396787,857.98883727396787,null,null,null,"","",null,0,null,0,0,null,null,null,"","",null,0,0,0,{"$f":"AF319*2000","v":0}]
[null,null,"Langley Gulch Power Plant",null,null,null,null,null,196917.84399999998,425263,425263,null,null,null,null,null,null,null,null,null,null,null,null,null,null,null,null,null,null,0]
[null,null,"Rathdrum Power LLC",null,null,null,null,null,506599.54100000003,1214659,1214659,null,null,null,null,null,null,null,null,null,null,null,null,null,null,null,null,null,null,0]
[null,"Illinois","IL",92392118.869000003,79166165,79166165,2334.1314782394725,2334.1314782394725,3719026.2192000002,7870423.0049999999,8597806.2255162001,945.06387187507983,865.11049950459085,0,0,null,null,null,null,0,null,0,0,null,null,null,"","",727383.22051619994,251356.9054330278,727383.22051619994,251356.9054330278,{"$f":"AF322*2000","v":502713810.86605561}]
[null,null,"Baldwin Energy Complex",13703649.024999999,12285507,12285507,null,null,null,null,null,null,null,null,null,null,null,null,null,null,null,null,null,null,null,null,null,null,null,0]
[null,null,"Coffeen",5680242.9709999999,5060276,5060276,null,null,null,null,null,null,null,null,null,null,null,null,null,null,null,null,null,null,null,null,null,null,null,0]
[null,null,"Cordova Energy",null,null,null,null,null,2223.7120999999997,4575,4575,null,null,null,null,null,null,null,null,null,null,null,null,null,null,null,null,null,null,0]
[null,null,"Crawford",1659475.925,1256770,1256770,null,null,null,null,null,null,null,null,null,null,null,null,null,null,null,null,null,null,null,null,null,null,null,0]
[null,null,"Dallman",2418415.23,1953684,1953684,null,null,null,null,null,null,null,null,null,null,null,null,null,null,null,null,null,null,null,null,null,null,null,0]
[null,null,"Duck Creek",2645073.227,2818206,2818206,null,null,null,null,null,null,null,null,null,null,null,null,null,null,null,null,null,null,null,null,null,null,null,0]
[null,null,"E D Edwards",4635705.6540000001,4401524,4401524,null,null,null,null,null,null,null,null,null,null,null,null,null,null,null,null,null,null,null,null,null,null,null,0]
[null,null,"Fisk Street",1053954.575,890591,890591,null,null,null,null,null,null,null,null,null,null,null,null,null,null,null,null,null,null,null,null,null,null,null,0]
[null,null,"Grand Tower",null,null,null,null,null,621434.90110000002,1236047,1236047,null,null,null,null,null,null,null,null,null,null,null,null,null,null,null,null,null,null,0]
[null,null,"Havana",3456597.838,2697724,2697724,null,null,null,null,null,null,null,0,0,0,null,null,null,null,null,null,null,null,null,null,null,null,null,0]
[null,null,"Hennepin Power Station",2470683.1150000002,2144732,2144732,null,null,null,null,null,null,null,null,null,null,null,null,null,null,null,null,null,null,null,null,null,null,null,0]
[null,null,"Holland Energy Facility",null,null,null,null,null,467127.69810000004,1021609.9998999999,1021609.9998999999,null,null,null,null,null,null,null,null,null,null,null,null,null,null,null,null,null,null,0]
[null,null,"Joliet 29",5948570.3259999994,5137259,5137259,null,null,null,null,null,null,null,null,null,null,null,null,null,null,null,null,null,null,null,null,null,null,null,0]
[null,null,"Joliet 9",1178162.75,907152,907152,null,null,null,null,null,null,null,null,null,null,null,null,null,null,null,null,null,null,null,null,null,null,null,0]
[null,null,"Joppa Steam",7507662.602,6489064,6489064,null,null,null,null,null,null,null,null,null,null,null,null,null,null,null,null,null,null,null,null,null,null,null,0]
[null,null,"Kendall County Generation Facility",null,null,null,null,null,2160010.2731999997,4980599,4980599,null,null,null,null,null,null,null,null,null,null,null,null,null,null,null,null,null,null,0]
[null,null,"Kincaid Generation LLC",5960453.625,5142511,5142511,null,null,null,null,null,null,null,null,null,null,null,null,null,null,null,null,null,null,null,null,null,null,null,0]
[null,null,"Marion",2582404.645,1730069,1730069,null,null,null,null,null,null,null,null,null,null,null,null,null,null,null,null,null,null,null,null,null,null,null,0]
[null,null,"Morris Cogeneration LLC",null,null,null,null,null,468229.63470000005,627592.00509999995,1354975.2256161999,null,null,null,null,null,null,null,null,null,null,null,null,null,null,null,null,null,727383.22051619994,251356.9054330278]
[null,null,"Newton",5875890.2990000006,5521461,5521461,null,null,null,null,null,null,null,null,null,null,null,null,null,null,null,null,null,null,null,null,null,null,null,0]
[null,null,"Powerton",9862840.2679999992,8166591,8166591,null,null,null,null,null,null,null,null,null,null,null,null,null,null,null,null,null,null,null,null,null,null,null,0]
[null,null,"Prairie State Generatng Station",5076512.4819999998,3263897,3263897,null,null,null,null,null,null,null,null,null,null,null,null,null,null,null,null,null,null,null,null,null,null,null,0]
[null,null,"Waukegan",3801124.55,3314424,3314424,null,null,null,null,null,null,null,null,null,null,null,null,null,null,null,null,null,null,null,null,null,null,null,0]
[null,null,"Will County",3896166.95,3240206,3240206,null,null,null,null,null,null,null,null,null,null,null,null,null,null,null,null,null,null,null,null,null,null,null,0]
[null,null,"Wood River",2978532.8119999999,2744517,2744517,null,null,null,null,null,null,null,null,null,null,null,null,null,null,null,null,null,null,null,null,null,null,null,0]
[null,"Indiana","IN",94109341.891100019,87213268,87213268,{"$f":"IF(D348=\"\",\"\",D348*2000/E348)","v":2158.1427699991709},{"$f":"IF(D348=\"\",\"\",D348*2000/F348)","v":2158.1427699991709},6115550.9696999993,12839308.9999,13382622.709340401,{"$f":"IF(I348=\"\",\"\",I348*2000/J348)","v":952.6292995592878},{"$f":"IF(I348=\"\",\"\",I348*2000/K348)","v":913.95402867207042},0,null,null,null,null,null,0,null,0,0,944946.87540000002,1087862.9853000001,1087862.9853000001,{"$f":"IF(X348=\"\",\"\",X348*2000/Y348)","v":1737.2534743231693},{"$f":"IF(X348=\"\",\"\",X348*2000/Z348)","v":1737.2534743231693},543313.70944039989,304523.59827197838,{"$f":"AC348+Y348+T348","v":1631176.6947404},{"$f":"AD348+X348+(W348*T348/2000)","v":1249470.4736719783},{"$f":"AF348*2000","v":2498940947.3439565}]
[null,null,"A B Brown",2748927.2790000001,2335179,2335179,null,null,null,null,null,null,null,null,null,null,null,null,null,null,null,null,null,null,null,null,null,null,null,0]
[null,null,"AES Petersburg",10231748.273,9640798,9640798,null,null,null,null,null,null,null,null,null,null,null,null,null,null,null,null,null,null,null,null,null,null,null,0]
[null,null,"Bailly",2446865.3650000002,1798040,1798040,null,null,null,null,null,null,null,null,null,null,null,null,null,null,null,null,null,null,null,null,null,null,null,0]
[null,null,"Cayuga",5174573.2420000006,4741894,4741894,null,null,null,null,null,null,null,null,null,null,null,null,null,null,null,null,null,null,null,null,null,null,null,0]
[null,null,"Clifty Creek",6271075.2659999998,5945617,5945617,null,null,null,null,null,null,null,null,null,null,null,null,null,null,null,null,null,null,null,null,null,null,null,0]
[null,null,"Eagle Valley",341675.62099999993,317167,317167,null,null,null,null,null,null,null,0,-3660,-3660,null,null,null,null,null,null,null,null,null,null,null,null,null,0]
[null,null,"Edwardsport",null,null,null,null,null,null,null,null,null,null,null,null,null,null,null,null,null,null,null,null,137772.86910000001,191156.5857,191156.5857,null,null,null,0]
[null,null,"F B Culley",2161126.1629999997,1693312,1693312,null,null,null,null,null,null,null,null,null,null,null,null,null,null,null,null,null,null,null,null,null,null,null,0]
[null,null,"Frank E Ratts",544424.47399999993,487722,487722,null,null,null,null,null,null,null,null,null,null,null,null,null,null,null,null,null,null,null,null,null,null,null,0]
[null,null,"Gibson",18484994.958999999,18635586,18635586,null,null,null,null,null,null,null,null,null,null,null,null,null,null,null,null,null,null,null,null,null,null,null,0]
[null,null,"Harding Street",4174428.2239999999,3701440,3701440,null,null,null,null,null,null,null,0,-216,-216,null,null,null,null,null,null,null,null,null,null,null,null,null,0]
[null,null,"Lawrenceburg Energy Facility",null,null,null,null,null,2825923.2368000001,6637008.9999999991,6637008.9999999991,null,null,null,null,null,null,null,null,null,null,null,null,null,null,null,null,null,null,0]
[null,null,"Logansport",135202.65,52069,52069,null,null,null,null,null,null,null,null,null,null,null,null,null,null,null,null,null,null,null,null,null,null,null,0]
[null,null,"Merom",6092814.6109999996,5584171,5584171,null,null,null,null,null,null,null,null,null,null,null,null,null,null,null,null,null,null,null,null,null,null,null,0]
[null,null,"Michigan City",2415242.5550000002,2341016,2341016,null,null,null,null,null,null,null,null,null,null,null,null,null,null,null,null,null,null,null,null,null,null,null,0]
[null,null,"Noblesville",null,null,null,null,null,384878.7,820513.00009999995,820513.00009999995,null,null,null,null,null,null,null,null,null,null,null,null,null,null,null,null,null,null,0]
[null,null,"Portside Energy",null,null,null,null,null,181652.4339,288486,288486,null,null,null,null,null,null,null,null,null,null,null,null,null,null,null,null,null,0,0]
[null,null,"R Gallagher",291120.86,243672,243672,null,null,null,null,null,null,null,null,null,null,null,null,null,null,null,null,null,null,null,null,null,null,null,0]
[null,null,"R M Schahfer",7663787.3250000002,5930688,5930688,null,null,null,null,null,null,null,null,null,null,null,null,null,null,null,null,null,null,null,null,null,null,null,0]
[null,null,"Rockport",19565407.861099999,18779569,18779569,null,null,null,null,null,null,null,null,null,null,null,null,null,null,null,null,null,null,null,null,null,null,null,0]
[null,null,"State Line Energy",607368.01,535419,535419,null,null,null,null,null,null,null,null,null,null,null,null,null,null,null,null,null,null,null,null,null,null,null,0]
[null,null,"Sugar Creek Power",null,null,null,null,null,1318616.4550000001,3130820.9999000002,3130820.9999000002,null,null,null,null,null,null,null,null,null,null,null,null,null,null,null,null,null,null,0]
[null,null,"Tanners Creek",2972739.7229999998,2817118,2817118,null,null,null,null,null,null,null,null,null,null,null,null,null,null,null,null,null,null,null,null,null,null,null,0]
[null,null,"Wabash River",1750631.5759999999,1608842,1608842,null,null,null,null,null,null,null,null,null,null,null,null,null,null,null,null,null,807174.00630000001,896706.3996,896706.3996,null,null,null,0]
[null,null,"Whitewater Valley",35187.853999999999,23949,23949,null,null,null,null,null,null,null,null,null,null,null,null,null,null,null,null,null,null,null,null,null,null,null,0]
[null,null,"Whiting Clean Energy",null,null,null,null,null,1404480.1439999999,1962479.9999000002,2505793.7093404001,null,null,null,null,null,null,null,null,null,null,null,null,null,null,null,null,null,543313.70944039989,304523.59827197838]
[null,"Kansas","KS",33069775.015000001,27979593,27979593,2363.8496110361575,2363.8496110361575,null,null,null,"","",1274085.709,1632997,1632997,{"$f":"IF(N375=\"\",\"\",N375*2000/O375)","v":1560.4262702258486},{"$f":"IF(N375=\"\",\"\",N375*2000/P375)","v":1560.4262702258486},null,0,null,0,0,null,null,null,"","",null,0,0,0,{"$f":"AF375*2000","v":0}]
[null,null,"Cimarron River",null,null,null,null,null,null,null,null,null,null,145758.71900000001,182782,182782,null,null,null,null,null,null,null,null,null,null,null,null,null,0]
[null,null,"Coffeyville",null,null,null,null,null,null,null,null,null,null,24407.966,15981,15981,null,null,null,null,null,null,null,null,null,null,null,null,null,0]
[null,null,"East 12th Street",null,null,null,null,null,null,null,null,null,null,7177.3,10134,10134,null,null,null,null,null,null,null,null,null,null,null,null,null,0]
[null,null,"Fort Dodge",null,null,null,null,null,null,null,null,null,null,295119.04599999997,421677,421677,null,null,null,null,null,null,null,null,null,null,null,null,null,0]
[null,null,"Garden City",null,null,null,null,null,null,null,null,null,null,82191.277000000002,113200,113200,null,null,null,null,null,null,null,null,null,null,null,null,null,0]
[null,null,"Gordon Evans Energy Center",null,null,null,null,null,null,null,null,null,null,298718.90500000003,423223,423223,null,null,null,null,null,null,null,null,null,null,null,null,null,0]
[null,null,"Great Bend",null,null,null,null,null,null,null,null,null,null,100403.16,140665,140665,null,null,null,null,null,null,null,null,null,null,null,null,null,0]
[null,null,"Holcomb",2154747.2429999998,1967702,1967702,null,null,null,null,null,null,null,null,null,null,null,null,null,null,null,null,null,null,null,null,null,null,null,0]
[null,null,"Hutchinson Energy Center",null,null,null,null,null,null,null,null,null,null,43972.881000000001,56291,56291,null,null,null,null,null,null,null,null,null,null,null,null,null,0]
[null,null,"Jeffrey Energy Center",13879788.239,11404539,11404539,null,null,null,null,null,null,null,null,null,null,null,null,null,null,null,null,null,null,null,null,null,null,null,0]
[null,null,"Kaw",null,null,null,null,null,null,null,null,null,null,0,0,0,null,null,null,null,null,null,null,null,null,null,null,null,null,0]
[null,null,"La Cygne",9575102.4079999998,8534221,8534221,null,null,null,null,null,null,null,null,null,null,null,null,null,null,null,null,null,null,null,null,null,null,null,0]
[null,null,"Lawrence Energy Center",3490925.0430000001,3028294,3028294,null,null,null,null,null,null,null,null,null,null,null,null,null,null,null,null,null,null,null,null,null,null,null,0]
[null,null,"Murray Gill",null,null,null,null,null,null,null,null,null,null,136049.85399999999,166597,166597,null,null,null,null,null,null,null,null,null,null,null,null,null,0]
[null,null,"Nearman Creek",1465886.628,962288,962288,null,null,null,null,null,null,null,null,null,null,null,null,null,null,null,null,null,null,null,null,null,null,null,0]
[null,null,"Neosho",null,null,null,null,null,null,null,null,null,null,0,-529,-529,null,null,null,null,null,null,null,null,null,null,null,null,null,0]
[null,null,"Quindaro",1079680.68,892105,892105,null,null,null,null,null,null,null,null,null,null,null,null,null,null,null,null,null,null,null,null,null,null,null,0]
[null,null,"Riverton",null,null,null,null,null,null,null,null,null,null,140286.601,102976,102976,null,null,null,null,null,null,null,null,null,null,null,null,null,0]
[null,null,"Tecumseh Energy Center",1423644.774,1190444,1190444,null,null,null,null,null,null,null,null,null,null,null,null,null,null,null,null,null,null,null,null,null,null,null,0]
[null,"Kentucky","KY",91373787.950000003,84358283,84358283,2166.3264044859707,2166.3264044859707,null,null,null,{"$f":"IF(I395=\"\",\"\",I395*2000/J395)","v":""},{"$f":"IF(I395=\"\",\"\",I395*2000/K395)","v":""},null,null,null,{"$f":"IF(N395=\"\",\"\",N395*2000/O395)","v":""},{"$f":"IF(N395=\"\",\"\",N395*2000/P395)","v":""},null,0,null,0,0,null,null,null,{"$f":"IF(X395=\"\",\"\",X395*2000/Y395)","v":""},{"$f":"IF(X395=\"\",\"\",X395*2000/Z395)","v":""},null,0,{"$f":"AC395+Y395+T395","v":0},{"$f":"AD395+X395+(W395*T395/2000)","v":0},{"$f":"AF395*2000","v":0}]
[null,null,"Big Sandy",2715027.946,2661344,2661344,null,null,null,null,null,null,null,null,null,null,null,null,null,null,null,null,null,null,null,null,null,null,null,0]
[null,null,"Cane Run",2928367.719,2666318,2666318,null,null,null,null,null,null,null,null,null,null,null,null,null,null,null,null,null,null,null,null,null,null,null,0]
[null,null,"Cooper",1418126.1669999999,1462885,1462885,null,null,null,null,null,null,null,null,null,null,null,null,null,null,null,null,null,null,null,null,null,null,null,0]
[null,null,"D B Wilson",3350517.4249999998,3093436,3093436,null,null,null,null,null,null,null,null,null,null,null,null,null,null,null,null,null,null,null,null,null,null,null,0]
[null,null,"Dale",271248.701,236713,236713,null,null,null,null,null,null,null,null,null,null,null,null,null,null,null,null,null,null,null,null,null,null,null,0]
[null,null,"E W Brown",2907450.7930000001,2368623,2368623,null,null,null,null,null,null,null,null,null,null,null,null,null,null,null,null,null,null,null,null,null,null,null,0]
[null,null,"East Bend",3328014.1290000002,3184661,3184661,null,null,null,null,null,null,null,null,null,null,null,null,null,null,null,null,null,null,null,null,null,null,null,0]
[null,null,"Elmer Smith",2835758.8360000001,2400380,2400380,null,null,null,null,null,null,null,null,null,null,null,null,null,null,null,null,null,null,null,null,null,null,null,0]
[null,null,"Ghent",12465663.824000001,12175162,12175162,null,null,null,null,null,null,null,null,null,null,null,null,null,null,null,null,null,null,null,null,null,null,null,0]
[null,null,"Green River",1007843.2409999999,906273,906273,null,null,null,null,null,null,null,null,null,null,null,null,null,null,null,null,null,null,null,null,null,null,null,0]
[null,null,"H L Spurlock",8374487.307,8106045,8106045,null,null,null,null,null,null,null,null,null,null,null,null,null,null,null,null,null,null,null,null,null,null,null,0]
[null,null,"HMP&L Station Two Henderson",2269602.2999999998,1865689,1865689,null,null,null,null,null,null,null,null,null,null,null,null,null,null,null,null,null,null,null,null,null,null,null,0]
[null,null,"Kenneth C Coleman",3644184.2609999999,3117206,3117206,null,null,null,null,null,null,null,null,null,null,null,null,null,null,null,null,null,null,null,null,null,null,null,0]
[null,null,"Mill Creek",8794353.0270000007,8361161,8361161,null,null,null,null,null,null,null,null,null,null,null,null,null,null,null,null,null,null,null,null,null,null,null,0]
[null,null,"Paradise",16369416.612999998,14651945,14651945,null,null,null,null,null,null,null,null,null,null,null,null,null,null,null,null,null,null,null,null,null,null,null,0]
[null,null,"R D Green",3372513.3499999996,2916585,2916585,null,null,null,null,null,null,null,null,null,null,null,null,null,null,null,null,null,null,null,null,null,null,null,0]
[null,null,"Robert A Reid",34413.5,9245,9245,null,null,null,null,null,null,null,null,null,null,null,null,null,null,null,null,null,null,null,null,null,null,null,0]
[null,null,"Shawnee",7822681.1640000008,6971038,6971038,null,null,null,null,null,null,null,null,null,null,null,null,null,null,null,null,null,null,null,null,null,null,null,0]
[null,null,"Trimble County",7464117.6469999999,7204981,7204981,null,null,null,null,null,null,null,null,null,null,null,null,null,null,null,null,null,null,null,null,null,null,null,0]
[null,null,"Tyrone",0,-1407,-1407,null,null,null,null,null,null,null,null,null,null,null,null,null,null,null,null,null,null,null,null,null,null,null,0]
[null,"Louisiana","LA",28234567.237500004,24300393,24306413.079326101,{"$f":"IF(D416=\"\",\"\",D416*2000/E416)","v":2323.7951120790517},{"$f":"IF(D416=\"\",\"\",D416*2000/F416)","v":2323.2195672273015},9574491.5384,19771182.009100005,24988890.303893805,968.530008372103,766.29985741368341,11269877.2038,14254748,14254748,1581.2103032337016,1581.2103032337016,null,0,null,0,0,null,null,null,"","",5223728.3741198992,1633532.8250265988,5223728.3741198992,1633532.8250265988,{"$f":"AF416*2000","v":3267065650.0531974}]
[null,null,"Acadia Energy Center",null,null,null,null,null,2060818.32,4785503,4785503,null,null,null,null,null,null,null,null,null,null,null,null,null,null,null,null,null,null,0]
[null,null,"Arsenal Hill",null,null,null,null,null,null,null,null,null,null,1484758.02,40092,40092,null,null,null,null,null,null,null,null,null,null,null,null,null,0]
[null,null,"Big Cajun 1",null,null,null,null,null,null,null,null,null,null,0,0,0,null,null,null,null,null,null,null,null,null,null,null,null,null,0]
[null,null,"Big Cajun 2",11034921.49,10277009,10277009,null,null,null,null,null,null,null,null,null,null,null,null,null,null,null,null,null,null,null,null,null,null,null,0]
[null,null,"Brame Energy Center",5451163.4900000002,4670221,4670221,null,null,null,null,null,null,null,439836.397,623504,623504,null,null,null,null,null,null,null,null,null,null,null,null,null,0]
[null,null,"Carville Energy LLC",null,null,null,null,null,1415552.1749999998,2899630,3947147.7537864,null,null,null,null,null,null,null,null,null,null,null,null,null,null,null,null,null,1047517.7537864,375667.72951927781]
[null,null,"Coughlin Power Station",null,null,null,null,null,684047.87609999999,1434841.9998999997,1434841.9998999997,null,null,null,null,null,null,null,null,null,null,null,null,null,null,null,null,null,null,0]
[null,null,"D G Hunter",null,null,null,null,null,null,null,null,null,null,3668.1320000000001,1974,1974,null,null,null,null,null,null,null,null,null,null,null,null,null,0]
[null,null,"Dolet Hills",5678438.0250000004,4616823,4616823,null,null,null,null,null,null,null,null,null,null,null,null,null,null,null,null,null,null,null,null,null,null,null,0]
[null,null,"Houma",null,null,null,null,null,null,null,null,null,null,31240.699000000001,39143,39143,null,null,null,null,null,null,null,null,null,null,null,null,null,0]
[null,null,"J Lamar Stall Unit",null,null,null,null,null,1463385.0940999999,3552982,3552982,null,null,null,null,null,null,null,null,null,null,null,null,null,null,null,null,null,null,0]
[null,null,"Lieberman",null,null,null,null,null,null,null,null,null,null,87041.831099999996,97098,97098,null,null,null,null,null,null,null,null,null,null,null,null,null,0]
[null,null,"Little Gypsy",null,null,null,null,null,null,null,null,null,null,1328818.0780000002,1887221,1887221,null,null,null,null,null,null,null,null,null,null,null,null,null,0]
[null,null,"Louis Doc Bonin",null,null,null,null,null,null,null,null,null,null,230934.647,342708,342708,null,null,null,null,null,null,null,null,null,null,null,null,null,0]
[null,null,"Louisiana 1",null,null,null,null,null,2133586.872,2949067.0090000005,7119257.5500074001,null,null,null,null,null,null,null,null,null,null,null,null,null,null,null,null,null,4170190.5410073996,1249774.1132825986]
[null,null,"Louisiana 2",null,null,null,null,null,null,null,null,null,null,0,0,0,null,null,null,null,null,null,null,null,null,null,null,null,null,0]
[null,null,"Michoud",null,null,null,null,null,null,null,null,null,null,1578604.8268000002,2350062,2350062,null,null,null,null,null,null,null,null,null,null,null,null,null,0]
[null,null,"Morgan City",null,null,null,null,null,null,null,null,null,null,41654.224999999999,45000,45000,null,null,null,null,null,null,null,null,null,null,null,null,null,0]
[null,null,"Nine Mile Point",null,null,null,null,null,null,null,null,null,null,2892662.1231,4183993,4183993,null,null,null,null,null,null,null,null,null,null,null,null,null,0]
[null,null,"Ouachita",null,null,null,null,null,673382.43720000004,1658025.0000000002,1658025.0000000002,null,null,null,null,null,null,null,null,null,null,null,null,null,null,null,null,null,null,0]
[null,null,"Perryville Power Station",null,null,null,null,null,1138929.8590000002,2486523.0000999998,2486523.0000999998,null,null,null,null,null,null,null,null,null,null,null,null,null,null,null,null,null,null,0]
[null,null,"R S Nelson",6070044.2324999999,4736340,4742360.0793260997,null,null,null,null,null,null,null,1103834.334,1475902,1475902,null,null,null,null,null,null,null,null,null,null,null,null,6020.079326099949,8090.9822247224693]
[null,null,"Sterlington",null,null,null,null,null,4788.9049999999997,4610.0001000000002,4610.0001000000002,null,null,0,-2164,-2164,null,null,null,null,null,null,null,null,null,null,null,null,null,0]
[null,null,"Teche",null,null,null,null,null,null,null,null,null,null,603045.23899999994,896585,896585,null,null,null,null,null,null,null,null,null,null,null,null,null,0]
[null,null,"Washington Parish Energy Center",null,null,null,null,null,0,0,0,null,null,null,null,null,null,null,null,null,null,null,null,null,null,null,null,null,null,0]
[null,null,"Waterford 1 & 2",null,null,null,null,null,null,null,null,null,null,572749.39599999995,714879,714879,null,null,null,null,null,null,null,null,null,null,null,null,null,0]
[null,null,"Willow Glen",null,null,null,null,null,null,null,null,null,null,871029.25579999993,1558751,1558751,null,null,null,null,null,null,null,null,null,null,null,null,null,0]
[null,"Massachusetts","MA",2361698.11,2268133,2268133,2082.5040771418608,2082.5040771418608,10475449.554,23603159.816199999,23638143.785329003,887.63111681429939,886.31744092373106,289728.94699999999,329883.23699999996,329883.23699999996,1756.5545290196121,1756.5545290196121,null,0,null,0,0,null,null,null,"","",34983.969129000077,16953.227777164182,34983.969129000077,16953.227777164182,{"$f":"AF444*2000","v":33906455.554328367}]
[null,null,"ANP Bellingham Energy Project",null,null,null,null,null,797217.53700000001,1728447,1728447,null,null,null,null,null,null,null,null,null,null,null,null,null,null,null,null,null,null,0]
[null,null,"ANP Blackstone Energy Project",null,null,null,null,null,884206.07499999995,2098048,2098048,null,null,null,null,null,null,null,null,null,null,null,null,null,null,null,null,null,null,0]
[null,null,"Bellingham Cogeneration Facility",null,null,null,null,null,196869.56789999999,384390,407615.52499890001,null,null,null,null,null,null,null,null,null,null,null,null,null,null,null,null,null,23225.524998899986,11217.431109271294]
[null,null,"Berkshire Power",null,null,null,null,null,336465.94400000002,761901,761901,null,null,null,null,null,null,null,null,null,null,null,null,null,null,null,null,null,null,0]
[null,null,"Blackstone",null,null,null,null,null,null,null,null,null,null,0,0,null,null,null,null,null,null,null,null,null,null,null,null,null,0,0]
[null,null,"Brayton Point",1931380.4749999999,1954234,1954234,null,null,null,null,null,null,null,73426.324999999997,84676.236999999994,84676.236999999994,null,null,null,null,null,null,null,null,null,null,null,null,null,0]
[null,null,"Canal",null,null,null,null,null,null,null,null,null,null,41192.228999999999,22596,22596,null,null,null,null,null,null,null,null,null,null,null,null,null,0]
[null,null,"Cleary Flood",null,null,null,null,null,43628.335400000004,66598.220300000001,66598.220300000001,null,null,1727.296,1086,1086,null,null,null,null,null,null,null,null,null,null,null,null,null,0]
[null,null,"Dartmouth Power Associates LP",null,null,null,null,null,69799.108999999997,140661.64000000001,140661.64000000001,null,null,null,null,null,null,null,null,null,null,null,null,null,null,null,null,null,null,0]
[null,null,"Dighton Power Plant",null,null,null,null,null,304324.53899999999,657213,657213,null,null,null,null,null,null,null,null,null,null,null,null,null,null,null,null,null,null,0]
[null,null,"Fore River Generating Station",null,null,null,null,null,1732543.9719,4048023,4048023,null,null,null,null,null,null,null,null,null,null,null,null,null,null,null,null,null,null,0]
[null,null,"Kendall Square Station",null,null,null,null,null,717225.80599999998,1346268.0000999998,1346467.2772569,null,null,null,null,null,null,null,null,null,null,null,null,null,null,null,null,null,199.27715690006153,106.14941921433818]
[null,null,"L'Energia Energy Center",null,null,null,null,null,74240.627000000008,149736.95600000001,149736.95600000001,null,null,null,null,null,null,null,null,null,null,null,null,null,null,null,null,null,null,0]
[null,null,"Lowell Cogeneration Company LP",null,null,null,null,null,2469.8180000000002,2735,5635.3409019999999,null,null,null,null,null,null,null,null,null,null,null,null,null,null,null,null,null,2900.3409020000004,1271.1412300712796]
[null,null,"Masspower",null,null,null,null,null,428435.3,870194.99989999994,875801.88355850009,null,null,null,null,null,null,null,null,null,null,null,null,null,null,null,null,null,5606.883658500039,2742.8427905716212]
[null,null,"Milford Power LP",null,null,null,null,null,191311.70600000001,393347,393347,null,null,null,null,null,null,null,null,null,null,null,null,null,null,null,null,null,null,0]
[null,null,"Millennium Power",null,null,null,null,null,853283.23600000003,2002904,2002904,null,null,null,null,null,null,null,null,null,null,null,null,null,null,null,null,null,null,0]
[null,null,"Mount Tom",151659.52499999999,106187,106187,null,null,null,null,null,null,null,null,null,null,null,null,null,null,null,null,null,null,null,null,null,null,null,0]
[null,null,"Mystic Generating Station",null,null,null,null,null,3613451.4748,8466252,8466252,null,null,121062.692,166251,166251,null,null,null,null,null,null,null,null,null,null,null,null,null,0]
[null,null,"NAEA Energy Massachusetts LLC",null,null,null,null,null,null,null,null,null,null,28363.148000000001,49904,49904,null,null,null,null,null,null,null,null,null,null,null,null,null,0]
[null,null,"Pittsfield Generating LP",null,null,null,null,null,156283.92610000001,292164,295215.94241269998,null,null,null,null,null,null,null,null,null,null,null,null,null,null,null,null,null,3051.9424126999947,1615.6632280356528]
[null,null,"Potter Station 2",null,null,null,null,null,5551.3809999999994,69552,69552,null,null,null,null,null,null,null,null,null,null,null,null,null,null,null,null,null,null,0]
[null,null,"Salem Harbor",278658.11,207712,207712,null,null,null,null,null,null,null,23957.257000000001,5370,5370,null,null,null,null,null,null,null,null,null,null,null,null,null,0]
[null,null,"Stony Brook",null,null,null,null,null,68141.199899999992,124723.99990000001,124723.99990000001,null,null,null,null,null,null,null,null,null,null,null,null,null,null,null,null,null,null,0]
[null,"Maryland","MD",17607899.751000002,16297835,16318752.4718375,{"$f":"IF(D469=\"\",\"\",D469*2000/E469)","v":2160.7654944353044},{"$f":"IF(D469=\"\",\"\",D469*2000/F469)","v":2157.9958126563024},329880.86100000003,676555.59400000004,676555.59400000004,{"$f":"IF(I469=\"\",\"\",I469*2000/J469)","v":975.17739539967511},{"$f":"IF(I469=\"\",\"\",I469*2000/K469)","v":975.17739539967511},2233246.3710000003,2892354,2892354,{"$f":"IF(N469=\"\",\"\",N469*2000/O469)","v":1544.2413833161504},{"$f":"IF(N469=\"\",\"\",N469*2000/P469)","v":1544.2413833161504},null,0,null,0,0,null,null,null,{"$f":"IF(X469=\"\",\"\",X469*2000/Y469)","v":""},{"$f":"IF(X469=\"\",\"\",X469*2000/Z469)","v":""},20917.47183750011,24107.381246378794,{"$f":"AC469+Y469+T469","v":20917.47183750011},{"$f":"AD469+X469+(W469*T469/2000)","v":24107.381246378794},{"$f":"AF469*2000","v":48214762.492757589}]
[null,null,"AES Warrior Run Cogeneration Facility",1539522.399,1314894,1335811.4718375001,null,null,null,null,null,null,null,null,null,null,null,null,null,null,null,null,null,null,null,null,null,null,20917.47183750011,24107.381246378794]
[null,null,"Brandon Shores",5322511.8859999999,4876792,4876792,null,null,null,null,null,null,null,null,null,null,null,null,null,null,null,null,null,null,null,null,null,null,null,0]
[null,null,"C P Crane",944062.86400000006,720323,720323,null,null,null,null,null,null,null,null,null,null,null,null,null,null,null,null,null,null,null,null,null,null,null,0]
[null,null,"Chalk Point LLC",2037414.551,1815633,1815633,null,null,null,null,null,null,null,2123471.14,2762035,2762035,null,null,null,null,null,null,null,null,null,null,null,null,null,0]
[null,null,"Dickerson",1155145.912,1097620,1097620,null,null,null,null,null,null,null,null,null,null,null,null,null,null,null,null,null,null,null,null,null,null,null,0]
[null,null,"FirstEnergy R Paul Smith Power Station",92982.150999999998,84462,84462,null,null,null,null,null,null,null,null,null,null,null,null,null,null,null,null,null,null,null,null,null,null,null,0]
[null,null,"Gould Street",null,null,null,null,null,null,null,null,null,null,29033.373,39997,39997,null,null,null,null,null,null,null,null,null,null,null,null,null,0]
[null,null,"Herbert A Wagner",1304106.4679999999,1166941,1166941,null,null,null,null,null,null,null,56442.046999999999,62080,62080,null,null,null,null,null,null,null,null,null,null,null,null,null,0]
[null,null,"Morgantown Generating Plant",5212153.5199999996,5221170,5221170,null,null,null,null,null,null,null,null,null,null,null,null,null,null,null,null,null,null,null,null,null,null,null,0]
[null,null,"Panda Brandywine LP",null,null,null,null,null,329880.86100000003,676555.59400000004,676555.59400000004,null,null,null,null,null,null,null,null,null,null,null,null,null,null,null,null,null,0,0]
[null,null,"Riverside",null,null,null,null,null,null,null,null,null,null,19096.460999999999,26033,26033,null,null,null,null,null,null,null,null,null,null,null,null,0,0]
[null,null,"Vienna Operations",null,null,null,null,null,null,null,null,null,null,5203.3500000000004,2209,2209,null,null,null,null,null,null,null,null,null,null,null,null,null,0]
[null,"Maine","ME",null,null,null,"","",1717805.557,4053378.0000999998,4053378.0000999998,847.59208588866886,847.59208588866886,77824.537000000011,59067,59067,2635.1274654206245,2635.1274654206245,null,0,null,0,0,null,null,null,"","",null,0,0,0,{"$f":"AF482*2000","v":0}]
[null,null,"Maine Independence Station",null,null,null,null,null,532676.38,1243500.0001000001,1243500.0001000001,null,null,null,null,null,null,null,null,null,null,null,null,null,null,null,null,null,null,0]
[null,null,"Rumford Power Associates",null,null,null,null,null,166212.43,363795,363795,null,null,null,null,null,null,null,null,null,null,null,null,null,null,null,null,null,null,0]
[null,null,"Westbrook Energy Center Power Plant",null,null,null,null,null,1018916.747,2446083,2446083,null,null,null,null,null,null,null,null,null,null,null,null,null,null,null,null,null,null,0]
[null,null,"William F Wyman",null,null,null,null,null,null,null,null,null,null,77824.537000000011,59067,59067,null,null,null,null,null,null,null,null,null,null,null,null,null,0]
[null,"Michigan","MI",60017960.623500004,53210780,53232162.825202703,2255.857201247567,2254.9510460651272,9228243.6386999991,18499950.609699998,22777740.6602416,997.6506244142505,810.28612770254597,614525.9432000001,774872,774872,1586.1353699707824,1586.1353699707824,null,0,null,0,0,null,null,null,"","",4299172.8757443,1522462.9301850216,4299172.8757443,1522462.9301850216,{"$f":"AF487*2000","v":3044925860.3700433}]
[null,null,"B C Cobb",1699124.443,1564326,1564326,null,null,null,null,null,null,null,0,0,0,null,null,null,null,null,null,null,null,null,null,null,null,null,0]
[null,null,"Belle River",8235860.8059999999,7306952,7306952,null,null,null,null,null,null,null,null,null,null,null,null,null,null,null,null,null,null,null,null,null,null,null,0]
[null,null,"Conners Creek",null,null,null,null,null,null,null,null,null,null,0,0,0,null,null,null,null,null,null,null,null,null,null,null,null,null,0]
[null,null,"Dan E Karn",2470422.057,2200017,2200017,null,null,null,null,null,null,null,92246.856200000009,82056,82056,null,null,null,null,null,null,null,null,null,null,null,null,null,0]
[null,null,"Dearborn Industrial Generation",null,null,null,null,null,1526968.0044999998,2883435.01,5284016.5845077997,null,null,null,null,null,null,null,null,null,null,null,null,null,null,null,null,null,2400581.5745077999,693716.83413892996]
[null,null,"DTE Pontiac North LLC",0,0,null,null,null,null,null,null,null,null,null,null,null,null,null,null,null,null,null,null,null,null,null,null,null,0,0]
[null,null,"Eckert Station",1338017.9940000002,906958,906958,null,null,null,null,null,null,null,null,null,null,null,null,null,null,null,null,null,null,null,null,null,null,null,0]
[null,null,"Endicott Station",395873.201,226783,226783,null,null,null,null,null,null,null,null,null,null,null,null,null,null,null,null,null,null,null,null,null,null,null,0]
[null,null,"Erickson Station",878016.30599999998,686306,686306,null,null,null,null,null,null,null,null,null,null,null,null,null,null,null,null,null,null,null,null,null,null,null,0]
[null,null,"Greenwood",null,null,null,null,null,null,null,null,null,null,385753.902,629884,629884,null,null,null,null,null,null,null,null,null,null,null,null,null,0]
[null,null,"Harbor Beach",106544.954,74022,74022,null,null,null,null,null,null,null,null,null,null,null,null,null,null,null,null,null,null,null,null,null,null,null,0]
[null,null,"J B Sims",261490.71,235415,235415,null,null,null,null,null,null,null,null,null,null,null,null,null,null,null,null,null,null,null,null,null,null,null,0]
[null,null,"J C Weadock",1654195.625,1565740,1565740,null,null,null,null,null,null,null,null,null,null,null,null,null,null,null,null,null,null,null,null,null,null,null,0]
[null,null,"J H Campbell",8649174.2510000002,7751349,7751349,null,null,null,null,null,null,null,null,null,null,null,null,null,null,null,null,null,null,null,null,null,null,null,0]
[null,null,"J R Whiting",1605565.773,1344059,1344059,null,null,null,null,null,null,null,null,null,null,null,null,null,null,null,null,null,null,null,null,null,null,null,0]
[null,null,"Jackson Michigan Facility",null,null,null,null,null,860553.70220000006,1677442.9998999999,1677442.9998999999,null,null,null,null,null,null,null,null,null,null,null,null,null,null,null,null,null,null,0]
[null,null,"James De Young",16791.076000000001,10616,10616,null,null,null,null,null,null,null,null,null,null,null,null,null,null,null,null,null,null,null,null,null,null,null,0]
[null,null,"Michigan Power LP",null,null,null,null,null,568477.43999999994,1050504,1052676.7247599,null,null,null,null,null,null,null,null,null,null,null,null,null,null,null,null,null,2172.7247599000693,1173.3374361436797]
[null,null,"Midland Cogeneration Venture",null,null,null,null,null,3458764.4160999996,6237050.599799999,8112086.3510739012,null,null,null,null,null,null,null,null,null,null,null,null,null,null,null,null,null,1875035.7512739003,799462.26590028882]
[null,null,"Mistersky",null,null,null,null,null,null,null,null,null,null,0,0,null,null,null,null,null,null,null,null,null,null,null,null,null,0,0]
[null,null,"Monroe",16638859.370999999,15525072,15525072,null,null,null,null,null,null,null,null,null,null,null,null,null,null,null,null,null,null,null,null,null,null,null,0]
[null,null,"New Covert Generating Facility",null,null,null,null,null,1688278.7208,4114854,4114854,null,null,null,null,null,null,null,null,null,null,null,null,null,null,null,null,null,null,0]
[null,null,"Presque Isle",2464370.2059999998,1900500,1900500,null,null,null,null,null,null,null,null,null,null,null,null,null,null,null,null,null,null,null,null,null,null,null,0]
[null,null,"River Rouge",2324231.892,2250795,2250795,null,null,null,null,null,null,null,0,0,0,null,null,null,null,null,null,null,null,null,null,null,null,null,0]
[null,null,"Shiras",377496.1,285911,285911,null,null,null,null,null,null,null,null,null,null,null,null,null,null,null,null,null,null,null,null,null,null,null,0]
[null,null,"St Clair",6326421.8679999998,5428723,5428723,null,null,null,null,null,null,null,null,null,null,null,null,null,null,null,null,null,null,null,null,null,null,null,0]
[null,null,"TES Filer City Station",675294.70559999999,492294,513676.82520269998,null,null,null,null,null,null,null,null,null,null,null,null,null,null,null,null,null,null,null,null,null,null,21382.825202699983,28110.492709659306]
[null,null,"Trenton Channel",3900209.2848999999,3454942,3454942,null,null,null,null,null,null,null,null,null,null,null,null,null,null,null,null,null,null,null,null,null,null,null,0]
[null,null,"Wyandotte",null,null,null,null,null,null,null,null,null,null,136525.185,62932,62932,null,null,null,null,null,null,null,null,null,null,null,null,null,0]
[null,null,"Zeeland Generating Station",null,null,null,null,null,1125201.3551,2536664,2536664,null,null,null,null,null,null,null,null,null,null,null,null,null,null,null,null,null,0,0]
[null,"Minnesota","MN",25485732.581399996,21989584,21989584,2317.9822393547779,2317.9822393547779,2507478.1310000001,5715510.0219999999,5813434.4697423996,877.42935323296683,862.64948682258364,23259.64,29243,29243,1590.78343535205,1590.78343535205,null,0,null,0,0,null,null,null,"","",97924.447742399992,41962.805869424788,97924.447742399992,41962.805869424788,{"$f":"AF518*2000","v":83925611.73884958}]
[null,null,"Allen S King",3570472.7510000002,3364279,3364279,null,null,null,null,null,null,null,null,null,null,null,null,null,null,null,null,null,null,null,null,null,null,null,0]
[null,null,"Austin Northeast",null,null,null,null,null,null,null,null,null,null,8915.2170000000006,9490,9490,null,null,null,null,null,null,null,null,null,null,null,null,null,0]
[null,null,"Black Dog",1499907.55,1228921,1228921,null,null,79784.383999999991,161428,161428,null,null,null,null,null,null,null,null,null,null,null,null,null,null,null,null,null,null,0]
[null,null,"Clay Boswell",8535045.5960000008,7260677,7260677,null,null,null,null,null,null,null,null,null,null,null,null,null,null,null,null,null,null,null,null,null,null,null,0]
[null,null,"Faribault Energy Park",null,null,null,null,null,327606.77399999998,739764,739764,null,null,null,null,null,null,null,null,null,null,null,null,null,null,null,null,null,null,0]
[null,null,"Fox Lake",null,null,null,null,null,null,null,null,null,null,14344.423000000001,19753,19753,null,null,null,null,null,null,null,null,null,null,null,null,null,0]
[null,null,"High Bridge",null,null,null,null,null,805034.98099999991,1853376.0000999998,1853376.0000999998,null,null,null,null,null,null,null,null,null,null,null,null,null,null,null,null,null,null,0]
[null,null,"Hoot Lake",866359.3,656222,656222,null,null,null,null,null,null,null,null,null,null,null,null,null,null,null,null,null,null,null,null,null,null,null,0]
[null,null,"Hutchinson Plant #2",null,null,null,null,null,14708.482,19096,19096,null,null,null,null,null,null,null,null,null,null,null,null,null,null,null,null,null,null,0]
[null,null,"LSP-Cottage Grove LP",null,null,null,null,null,256399.2,500408.99400000001,598333.44174239994,null,null,null,null,null,null,null,null,null,null,null,null,null,null,null,null,null,97924.447742399992,41962.805869424788]
[null,null,"Mankato Energy Center",null,null,null,null,null,225109.75599999999,488382,488382,null,null,null,null,null,null,null,null,null,null,null,null,null,null,null,null,null,null,0]
[null,null,"Riverside",null,null,null,null,null,798834.554,1953055.0279000001,1953055.0279000001,null,null,null,null,null,null,null,null,null,null,null,null,null,null,null,null,null,0,0]
[null,null,"Sherburne County",9278102.5139999986,8234518,8234518,null,null,null,null,null,null,null,null,null,null,null,null,null,null,null,null,null,null,null,null,null,null,0,0]
[null,null,"Silver Lake",58911.991399999999,4282,4282,null,null,null,null,null,null,null,null,null,null,null,null,null,null,null,null,null,null,null,null,null,null,null,0]
[null,null,"Syl Laskin",514149.49,368366,368366,null,null,null,null,null,null,null,null,null,null,null,null,null,null,null,null,null,null,null,null,null,null,null,0]
[null,null,"Taconite Harbor Energy Center",1162783.389,872319,872319,null,null,null,null,null,null,null,null,null,null,null,null,null,null,null,null,null,null,null,null,null,null,null,0]
[null,"Missouri","MO",76023350.562099993,72939512,72939512,{"$f":"IF(D535=\"\",\"\",D535*2000/E535)","v":2084.5587933766265},{"$f":"IF(D535=\"\",\"\",D535*2000/F535)","v":2084.5587933766265},2159607.5540000005,4854569.0000999998,4854569.0000999998,{"$f":"IF(I535=\"\",\"\",I535*2000/J535)","v":889.72164324186735},{"$f":"IF(I535=\"\",\"\",I535*2000/K535)","v":889.72164324186735},0,null,null,null,null,null,0,null,0,0,null,null,null,{"$f":"IF(X535=\"\",\"\",X535*2000/Y535)","v":""},{"$f":"IF(X535=\"\",\"\",X535*2000/Z535)","v":""},null,0,{"$f":"AC535+Y535+T535","v":0},{"$f":"AD535+X535+(W535*T535/2000)","v":0},{"$f":"AF535*2000","v":0}]
[null,null,"Asbury",1447182.1839999999,1167969,1167969,null,null,null,null,null,null,null,null,null,null,null,null,null,null,null,null,null,null,null,null,null,null,null,0]
[null,null,"Blue Valley",198697.94949999999,112752,112752,null,null,null,null,null,null,null,null,null,null,null,null,null,null,null,null,null,null,null,null,null,null,null,0]
[null,null,"Chamois",340811.48200000002,287587,287587,null,null,null,null,null,null,null,null,null,null,null,null,null,null,null,null,null,null,null,null,null,null,null,0]
[null,null,"Columbia",8093.4156000000003,5304,5304,null,null,null,null,null,null,null,null,null,null,null,null,null,null,null,null,null,null,null,null,null,null,null,0]
[null,null,"Dogwood Energy Facility",null,null,null,null,null,670655.09990000003,1530474,1530474,null,null,null,null,null,null,null,null,null,null,null,null,null,null,null,null,null,null,0]
[null,null,"Hawthorn",3955691.2740000002,3759005,3759005,null,null,104904.09299999999,202301,202301,null,null,null,null,null,null,null,null,null,null,null,null,null,null,null,null,null,null,0]
[null,null,"Iatan",12210736.894000001,11829103,11829103,null,null,null,null,null,null,null,null,null,null,null,null,null,null,null,null,null,null,null,null,null,null,null,0]
[null,null,"James River Power Station",666917.28899999999,610200,610200,null,null,null,null,null,null,null,null,null,null,null,null,null,null,null,null,null,null,null,null,null,null,null,0]
[null,null,"John Twitty Energy Center",2112527.4810000001,1974251,1974251,null,null,null,null,null,null,null,null,null,null,null,null,null,null,null,null,null,null,null,null,null,null,null,0]
[null,null,"Labadie",15514284.718000002,15350931,15350931,null,null,null,null,null,null,null,null,null,null,null,null,null,null,null,null,null,null,null,null,null,null,null,0]
[null,null,"Lake Road",432106.94400000002,369231,369231,null,null,null,null,null,null,null,0,-11259,-11259,null,null,null,null,null,null,null,null,null,null,null,null,null,0]
[null,null,"Meramec",4664633.9620000003,4046494,4046494,null,null,null,null,null,null,null,null,null,null,null,null,null,null,null,null,null,null,null,null,null,null,null,0]
[null,null,"Montrose",2176652.5010000002,1801535,1801535,null,null,null,null,null,null,null,null,null,null,null,null,null,null,null,null,null,null,null,null,null,null,null,0]
[null,null,"New Madrid",7786162.8599999994,7762886,7762886,null,null,null,null,null,null,null,null,null,null,null,null,null,null,null,null,null,null,null,null,null,null,null,0]
[null,null,"Rush Island",7632343.3300000001,8118776,8118776,null,null,null,null,null,null,null,null,null,null,null,null,null,null,null,null,null,null,null,null,null,null,null,0]
[null,null,"Sibley",2326261.4780000001,2210495,2210495,null,null,null,null,null,null,null,null,null,null,null,null,null,null,null,null,null,null,null,null,null,null,null,0]
[null,null,"Sikeston Power Station",1775014.23,1532178,1532178,null,null,null,null,null,null,null,null,null,null,null,null,null,null,null,null,null,null,null,null,null,null,null,0]
[null,null,"Sioux",4949068.4309999999,4905611,4905611,null,null,null,null,null,null,null,null,null,null,null,null,null,null,null,null,null,null,null,null,null,null,null,0]
[null,null,"St Francis Energy Facility",null,null,null,null,null,525168.68200000003,1192468,1192468,null,null,null,null,null,null,null,null,null,null,null,null,null,null,null,null,null,null,0]
[null,null,"State Line Combined Cycle",null,null,null,null,null,858879.67910000007,1929326.0000999998,1929326.0000999998,null,null,null,null,null,null,null,null,null,null,null,null,null,null,null,null,null,null,0]
[null,null,"Thomas Hill",7826164.1390000004,7095204,7095204,null,null,null,null,null,null,null,null,null,null,null,null,null,null,null,null,null,null,null,null,null,null,null,0]
[null,"Mississippi","MS",9356112.4869999997,7503114,7503114,2493.9278510229219,2493.9278510229219,13491790.792799998,31813676.742600001,31813676.742600001,848.17551281231556,848.17551281231556,3055982.2159999995,4402778,4402778,{"$f":"IF(N557=\"\",\"\",N557*2000/O557)","v":1388.2063624375335},{"$f":"IF(N557=\"\",\"\",N557*2000/P557)","v":1388.2063624375335},null,0,null,0,0,null,null,null,"","",null,0,0,0,{"$f":"AF557*2000","v":0}]
[null,null,"Attala",null,null,null,null,null,719244.89309999999,1931407,1931407,null,null,null,null,null,null,null,null,null,null,null,null,null,null,null,null,null,null,0]
[null,null,"Batesville Generation Facility",null,null,null,null,null,1470662.9700000002,3313579.0002000001,3313579.0002000001,null,null,null,null,null,null,null,null,null,null,null,null,null,null,null,null,null,null,0]
[null,null,"Baxter Wilson",null,null,null,null,null,null,null,null,null,null,1873442.3030000001,2738297,2738297,null,null,null,null,null,null,null,null,null,null,null,null,null,0]
[null,null,"Caledonia",null,null,null,null,null,1928770.9380000001,4510500,4510500,null,null,null,null,null,null,null,null,null,null,null,null,null,null,null,null,null,null,0]
[null,null,"Choctaw County",null,null,null,null,null,365388.64299999998,830751.00010000006,830751.00010000006,null,null,null,null,null,null,null,null,null,null,null,null,null,null,null,null,null,null,0]
[null,null,"Delta",null,null,null,null,null,null,null,null,null,null,0,0,0,null,null,null,null,null,null,null,null,null,null,null,null,null,0]
[null,null,"Eaton",null,null,null,null,null,null,null,null,null,null,0,-1179,-1179,null,null,null,null,null,null,null,null,null,null,null,null,null,0]
[null,null,"Gerald Andrus",null,null,null,null,null,null,null,null,null,null,889524.11199999996,1398918,1398918,null,null,null,null,null,null,null,null,null,null,null,null,null,0]
[null,null,"Hinds Energy Facility",null,null,null,null,null,322619.95610000001,840745.00010000006,840745.00010000006,null,null,null,null,null,null,null,null,null,null,null,null,null,null,null,null,null,null,0]
[null,null,"Jack Watson",1894950.425,1910109,1910109,null,null,null,null,null,null,null,40724.875,50562,50562,null,null,null,null,null,null,null,null,null,null,null,null,null,0]
[null,null,"L L Wilkins",null,null,null,null,null,1122.4894999999999,938.74210000000005,938.74210000000005,null,null,null,null,null,null,null,null,null,null,null,null,null,null,null,null,null,null,0]
[null,null,"Magnolia Power Plant",null,null,null,null,null,2060532.7409999999,4579191,4579191,null,null,null,null,null,null,null,null,null,null,null,null,null,null,null,null,null,null,0]
[null,null,"Moselle",null,null,null,null,null,384037.52100000001,667051,667051,null,null,63398.512999999999,55167,55167,null,null,null,null,null,null,null,null,null,null,null,null,null,0]
[null,null,"Quantum Choctaw Power LLC",null,null,null,null,null,1198566.7489,2822003.0000999998,2822003.0000999998,null,null,null,null,null,null,null,null,null,null,null,null,null,null,null,null,null,null,0]
[null,null,"R D Morrow",1291587.5870000001,1070665,1070665,null,null,null,null,null,null,null,null,null,null,null,null,null,null,null,null,null,null,null,null,null,null,null,0]
[null,null,"Red Hills Generating Facility",3991941.625,2763101,2763101,null,null,null,null,null,null,null,null,null,null,null,null,null,null,null,null,null,null,null,null,null,null,null,0]
[null,null,"Rex Brown",null,null,null,null,null,null,null,null,null,null,188109.98799999998,161581,161581,null,null,null,null,null,null,null,null,null,null,null,null,null,0]
[null,null,"Sweatt",null,null,null,null,null,null,null,null,null,null,782.42500000000007,-568,-568,null,null,null,null,null,null,null,null,null,null,null,null,null,0]
[null,null,"TVA Southaven Combined Cycle",null,null,null,null,null,1810266.567,4334897.9999999991,4334897.9999999991,null,null,null,null,null,null,null,null,null,null,null,null,null,null,null,null,null,null,0]
[null,null,"Victor J Daniel Jr",2177632.8499999996,1759239,1759239,null,null,3230577.3251999998,7982613,7982613,null,null,null,null,null,null,null,null,null,null,null,null,null,null,null,null,null,null,0]
[null,"Montana","MT",17924734.537500001,14447406,14704922.701873399,2481.37756182667,2437.9229868670304,null,null,null,"","",null,null,null,"","",null,0,null,0,0,null,null,null,"","",257516.70187340002,318905.31441887713,257516.70187340002,318905.31441887713,{"$f":"AF578*2000","v":637810628.83775425}]
[null,null,"Colstrip",14766181.886,12251003,12251003,null,null,null,null,null,null,null,null,null,null,null,null,null,null,null,null,null,null,null,null,null,null,null,0]
[null,null,"Colstrip Energy LP",435878.42869999999,301608,301608,null,null,null,null,null,null,null,null,null,null,null,null,null,null,null,null,null,null,null,null,null,null,null,0]
[null,null,"Hardin Generator Project",641774.39500000002,467197,467197,null,null,null,null,null,null,null,null,null,null,null,null,null,null,null,null,null,null,null,null,null,null,null,0]
[null,null,"J E Corette Plant",864369.45,718795,718795,null,null,null,null,null,null,null,null,null,null,null,null,null,null,null,null,null,null,null,null,null,null,null,0]
[null,null,"Lewis & Clark",334414.12400000001,254009,254009,null,null,null,null,null,null,null,null,null,null,null,null,null,null,null,null,null,null,null,null,null,null,null,0]
[null,null,"Yellowstone Energy LP",882116.25379999995,454794,712310.70187340002,null,null,null,null,null,null,null,null,null,null,null,null,null,null,null,null,null,null,null,null,null,null,257516.70187340002,318905.31441887713]
[null,null,"Navajo",31416872.590999998,29629453,29629453,null,null,null,null,null,null,null,null,null,null,null,null,null,null,null,null,null,null,null,null,null,null,null,0]
[null,null,"Four Corners",14491314.130999999,13741385,13741385,null,null,null,null,null,null,null,null,null,null,null,null,null,null,null,null,null,null,null,null,null,null,null,0]
[null,null,"Navajo",16925558.460000001,15888068,15888068,null,null,null,null,null,null,null,null,null,null,null,null,null,null,null,null,null,null,null,null,null,null,null,0]
[null,"North Carolina","NC",52098989.446999997,50607838,50970369.258635007,2058.9296640966959,2044.2853447907401,6467363.3875000002,15195335.001799999,15195335.001799999,{"$f":"IF(I588=\"\",\"\",I588*2000/J588)","v":851.2301159183254},{"$f":"IF(I588=\"\",\"\",I588*2000/K588)","v":851.2301159183254},null,null,null,{"$f":"IF(N588=\"\",\"\",N588*2000/O588)","v":""},{"$f":"IF(N588=\"\",\"\",N588*2000/P588)","v":""},null,0,null,0,0,null,null,null,{"$f":"IF(X588=\"\",\"\",X588*2000/Y588)","v":""},{"$f":"IF(X588=\"\",\"\",X588*2000/Z588)","v":""},362531.25863500009,413423.20948929957,{"$f":"AC588+Y588+T588","v":362531.25863500009},{"$f":"AD588+X588+(W588*T588/2000)","v":413423.20948929957},{"$f":"AF588*2000","v":826846418.97859919}]
[null,null,"Asheville",1987490.0720000002,1810736,1810736,null,null,null,null,null,null,null,null,null,null,null,null,null,null,null,null,null,null,null,null,null,null,null,0]
[null,null,"Belews Creek",13278469.890000001,13990125,13990125,null,null,null,null,null,null,null,null,null,null,null,null,null,null,null,null,null,null,null,null,null,null,null,0]
[null,null,"Buck",242569.41999999998,219929,219929,null,null,1742268.0690000001,4167226,4167226,null,null,null,null,null,null,null,null,null,null,null,null,null,null,null,null,null,null,0]
[null,null,"Butler-Warner Generation Plant",null,null,null,null,null,22648.7886,29028.999699999997,29028.999699999997,null,null,null,null,null,null,null,null,null,null,null,null,null,null,null,null,null,null,0]
[null,null,"Cape Fear",476900.82500000001,473340,473340,null,null,null,null,null,null,null,null,null,null,null,null,null,null,null,null,null,null,null,null,null,null,null,0]
[null,null,"Cliffside",1357756.9779999999,1181769,1181769,null,null,null,null,null,null,null,null,null,null,null,null,null,null,null,null,null,null,null,null,null,null,null,0]
[null,null,"Dan River",0,-1935,-1935,null,null,47390.678,135081,135081,null,null,null,null,null,null,null,null,null,null,null,null,null,null,null,null,null,null,0]
[null,null,"Edgecombe Genco LLC",416410.73400000005,123466,266828.8972069,null,null,null,null,null,null,null,null,null,null,null,null,null,null,null,null,null,null,null,null,null,null,143362.8972069,223730.82480572915]
[null,null,"Elizabethtown Power LLC",0,0,null,null,null,null,null,null,null,null,null,null,null,null,null,null,null,null,null,null,null,null,null,null,null,0,0]
[null,null,"G G Allen",2072474.946,1948724,1948724,null,null,null,null,null,null,null,null,null,null,null,null,null,null,null,null,null,null,null,null,null,null,null,0]
[null,null,"HF Lee Plant",848169.52500000014,829335,829335,null,null,null,null,null,null,null,null,null,null,null,null,null,null,null,null,null,null,null,null,null,null,null,0]
[null,null,"L V Sutton Steam",1519472.9510000001,1281857,1281857,null,null,null,null,null,null,null,null,null,null,null,null,null,null,null,null,null,null,null,null,null,null,null,0]
[null,null,"Lee Combined Cycle Plant",null,null,null,null,null,0,0,null,null,null,null,null,null,null,null,null,null,null,null,null,null,null,null,null,null,0,0]
[null,null,"Lumberton",0,0,null,null,null,null,null,null,null,null,null,null,null,null,null,null,null,null,null,null,null,null,null,null,null,0,0]
[null,null,"Marshall",9862615.5109999999,9614619,9614619,null,null,null,null,null,null,null,null,null,null,null,null,null,null,null,null,null,null,null,null,null,null,null,0]
[null,null,"Mayo",3814374.9589999998,3539046,3539046,null,null,null,null,null,null,null,null,null,null,null,null,null,null,null,null,null,null,null,null,null,null,null,0]
[null,null,"Riverbend",202305.75800000003,156511,156511,null,null,null,null,null,null,null,null,null,null,null,null,null,null,null,null,null,null,null,null,null,null,null,0]
[null,null,"Roanoke Valley Energy Facililty I",1083366.4890000001,1138722,1303932.9072092001,null,null,null,null,null,null,null,null,null,null,null,null,null,null,null,null,null,null,null,null,null,null,165210.90720920009,137264.70088977824]
[null,null,"Roanoke Valley Energy Facility II",381433.723,338606,392563.45421890001,null,null,null,null,null,null,null,null,null,null,null,null,null,null,null,null,null,null,null,null,null,null,53957.454218900006,52427.683793792181]
[null,null,"Rosemary Power Station",null,null,null,null,null,47270.108999999997,89956,89956,null,null,null,null,null,null,null,null,null,null,null,null,null,null,null,null,null,null,0]
[null,null,"Rowan",null,null,null,null,null,1308900.5249999999,3068321.0300000003,3068321.0300000003,null,null,null,null,null,null,null,null,null,null,null,null,null,null,null,null,null,null,0]
[null,null,"Roxboro",14555177.666000001,13962988,13962988,null,null,null,null,null,null,null,null,null,null,null,null,null,null,null,null,null,null,null,null,null,null,null,0]
[null,null,"Sherwood H Smith Jr Energy Complex",null,null,null,null,null,3298885.2179,7705721.972099999,7705721.972099999,null,null,null,null,null,null,null,null,null,null,null,null,null,null,null,null,null,null,0]
[null,"North Dakota","ND",33370886.2381,28186691,28186691,{"$f":"IF(D612=\"\",\"\",D612*2000/E612)","v":2367.8470266765262},{"$f":"IF(D612=\"\",\"\",D612*2000/F612)","v":2367.8470266765262},null,null,null,"","",null,null,null,"","",null,0,null,0,0,null,null,null,"","",0,0,0,0,{"$f":"AF612*2000","v":0}]
[null,null,"Antelope Valley",7737865.2410000004,6371686,6371686,null,null,null,null,null,null,null,null,null,null,null,null,null,null,null,null,null,null,null,null,null,null,null,0]
[null,null,"Coal Creek",10519914.368000001,9227879,9227879,null,null,null,null,null,null,null,null,null,null,null,null,null,null,null,null,null,null,null,null,null,null,null,0]
[null,null,"Coyote",2940380.84,2294854,2294854,null,null,null,null,null,null,null,null,null,null,null,null,null,null,null,null,null,null,null,null,null,null,null,0]
[null,null,"Leland Olds",4049313.1169999996,3408677,3408677,null,null,null,null,null,null,null,null,null,null,null,null,null,null,null,null,null,null,null,null,null,null,null,0]
[null,null,"Milton R Young",6052609.426,5163674,5163674,null,null,null,null,null,null,null,null,null,null,null,null,null,null,null,null,null,null,null,null,null,null,null,0]
[null,null,"R M Heskett",677731.13510000007,476956,476956,null,null,null,null,null,null,null,null,null,null,null,null,null,null,null,null,null,null,null,null,null,null,null,0]
[null,null,"Spiritwood Station",0,0,null,null,null,null,null,null,null,null,null,null,null,null,null,null,null,null,null,null,null,null,null,null,null,0,0]
[null,null,"Stanton",1393072.111,1242965,1242965,null,null,null,null,null,null,null,null,null,null,null,null,null,null,null,null,null,null,null,null,null,null,null,0]
[null,"Nebraska","NE",26894698.968000002,24660983,24660983,2181.1538467870487,2181.1538467870487,232381.56899999999,423637.99900000001,423637.99900000001,1097.0761336260584,1097.0761336260584,32926.495000000003,37524,37524,1754.9565611342077,1754.9565611342077,null,0,null,0,0,null,null,null,"","",null,0,0,0,{"$f":"AF621*2000","v":0}]
[null,null,"Beatrice",null,null,null,null,null,156447.715,284425,284425,null,null,null,null,null,null,null,null,null,null,null,null,null,null,null,null,null,null,0]
[null,null,"C W Burdick",null,null,null,null,null,null,null,null,null,null,399.29500000000002,-100,-100,null,null,null,null,null,null,null,null,null,null,null,null,null,0]
[null,null,"Canaday",null,null,null,null,null,null,null,null,null,null,32527.200000000001,37624,37624,null,null,null,null,null,null,null,null,null,null,null,null,null,0]
[null,null,"Gerald Gentleman",9383998.875,8861292,8861292,null,null,null,null,null,null,null,null,null,null,null,null,null,null,null,null,null,null,null,null,null,null,null,0]
[null,null,"Lon Wright",462786.49599999998,353836,353836,null,null,null,null,null,null,null,null,null,null,null,null,null,null,null,null,null,null,null,null,null,null,null,0]
[null,null,"Nebraska City",9921057.5960000008,9575270,9575270,null,null,null,null,null,null,null,null,null,null,null,null,null,null,null,null,null,null,null,null,null,null,null,0]
[null,null,"North Omaha",3677848.5379999997,3038759,3038759,null,null,null,null,null,null,null,null,null,null,null,null,null,null,null,null,null,null,null,null,null,null,null,0]
[null,null,"Platte",587336.647,441660,441660,null,null,null,null,null,null,null,null,null,null,null,null,null,null,null,null,null,null,null,null,null,null,null,0]
[null,null,"Sheldon",1264722.7250000001,1029087,1029087,null,null,null,null,null,null,null,null,null,null,null,null,null,null,null,null,null,null,null,null,null,null,null,0]
[null,null,"Terry Bundy Generating Station",null,null,null,null,null,75933.853999999992,139212.99900000001,139212.99900000001,null,null,null,null,null,null,null,null,null,null,null,null,null,null,null,null,null,null,0]
[null,null,"Whelan Energy Center",1596948.091,1361079,1361079,null,null,null,null,null,null,null,null,null,null,null,null,null,null,null,null,null,null,null,null,null,null,null,0]
[null,"New Hampshire","NH",1526091.1330000001,1281341,1281341,2382.021855228234,2382.021855228234,3048206.986,6946868.9999000002,6946868.9999000002,877.57721818099026,877.57721818099026,68600.156000000003,72614,72614,1889.4471038642687,1889.4471038642687,null,0,null,0,0,null,null,null,"","",null,0,0,0,{"$f":"AF633*2000","v":0}]
[null,null,"EP Newington Energy LLC",null,null,null,null,null,944578.09509999992,2122028,2122028,null,null,null,null,null,null,null,null,null,null,null,null,null,null,null,null,null,null,0]
[null,null,"Granite Ridge",null,null,null,null,null,2103628.8909,4824840.9999000002,4824840.9999000002,null,null,null,null,null,null,null,null,null,null,null,null,null,null,null,null,null,null,0]
[null,null,"Merrimack",1395642.2390000001,1186136,1186136,null,null,null,null,null,null,null,null,null,null,null,null,null,null,null,null,null,null,null,null,null,null,null,0]
[null,null,"Newington",null,null,null,null,null,null,null,null,null,null,68600.156000000003,72614,72614,null,null,null,null,null,null,null,null,null,null,null,null,null,0]
[null,null,"Schiller",130448.894,95205,95205,null,null,null,null,null,null,null,null,null,null,null,null,null,null,null,null,null,null,null,null,null,null,null,0]
[null,"New Jersey","NJ",3176790.932,2602990,3023038.0168026998,2440.8783222371198,2101.7207950033762,9732650.8306000009,20015729.511600003,21890896.669145301,972.50023537333448,889.19617845695109,128103.516,173972,173972,1472.6911916860183,1472.6911916860183,null,0,null,0,0,null,null,null,"","",2295215.174348,1215930.8919608647,2295215.174348,1215930.8919608647,{"$f":"AF639*2000","v":2431861783.9217291}]
[null,null,"B L England",203023.519,166152,166152,null,null,null,null,null,null,null,6466.3130000000001,6125,6125,null,null,null,null,null,null,null,null,null,null,null,null,null,0]
[null,null,"Bayonne Plant Holding LLC",null,null,null,null,null,312184.61310000002,569421.0401000001,969377.45267780009,null,null,null,null,null,null,null,null,null,null,null,null,null,null,null,null,null,399956.41257779999,128804.5617033585]
[null,null,"Bergen Generating Station",null,null,null,null,null,2713322.7657999997,5940494.0001000008,5940494.0001000008,null,null,null,null,null,null,null,null,null,null,null,null,null,null,null,null,null,null,0]
[null,null,"Camden Plant Holding LLC",null,null,null,null,null,278803.02600000001,514624.77,514624.77,null,null,null,null,null,null,null,null,null,null,null,null,null,null,null,null,null,null,0]
[null,null,"Chambers Cogeneration LP",1091754.05,620626,933453.25634600001,null,null,null,null,null,null,null,null,null,null,null,null,null,null,null,null,null,null,null,null,null,null,312827.25634600001,365878.44302283257]
[null,null,"Deepwater",null,null,null,null,null,null,null,null,null,null,48607.68,97023,97023,null,null,null,null,null,null,null,null,null,null,null,null,null,0]
[null,null,"Eagle Point Power Generation",null,null,null,null,null,54709.33,92031,92031,null,null,null,null,null,null,null,null,null,null,null,null,null,null,null,null,null,null,0]
[null,null,"Elmwood Energy Holdings LLC",null,null,null,null,null,28444.953000000001,48467,48467,null,null,null,null,null,null,null,null,null,null,null,null,null,null,null,null,null,0,0]
[null,null,"Gilbert",null,null,null,null,null,34627.639900000002,43357.999800000005,43357.999800000005,null,null,null,null,null,null,null,null,null,null,null,null,null,null,null,null,null,null,0]
[null,null,"Howard Down",null,null,null,null,null,null,null,null,null,null,1755.4359999999999,1383,1383,null,null,null,null,null,null,null,null,null,null,null,null,null,0]
[null,null,"Linden Cogen Plant",null,null,null,null,null,2158588.8879,4026491.9758999995,5407452.6380605008,null,null,null,null,null,null,null,null,null,null,null,null,null,null,null,null,null,1380960.6621605002,551262.58876481152]
[null,null,"Logan Generating Company LP",767691.35,630163,737383.76045669999,null,null,null,null,null,null,null,null,null,null,null,null,null,null,null,null,null,null,null,null,null,null,107220.76045669999,111627.6961294783]
[null,null,"NAEA Lakewood LLC",null,null,null,null,null,286851.13289999997,597106,597106,null,null,null,null,null,null,null,null,null,null,null,null,null,null,null,null,null,null,0]
[null,null,"Newark Bay Cogeneration Partnership LP",null,null,null,null,null,441514.44589999999,595270.99989999994,667569.43755689997,null,null,null,null,null,null,null,null,null,null,null,null,null,null,null,null,null,72298.437656900001,47816.456005367232]
[null,null,"Parlin Power Plant",null,null,null,null,null,88120.190999999992,145077,145104.7150006,null,null,null,null,null,null,null,null,null,null,null,null,null,null,null,null,null,27.715000600001076,16.83095650176573]
[null,null,"Pedricktown Cogeneration Company LP",null,null,null,null,null,208377.527,412161.72600000002,434085.65614949999,null,null,null,null,null,null,null,null,null,null,null,null,null,null,null,null,null,21923.930149499967,10524.31537851483]
[null,null,"PSEG Hudson Generating Station",663637.30799999996,838080,838080,null,null,null,null,null,null,null,null,null,null,null,null,null,null,null,null,null,null,null,null,null,null,null,0]
[null,null,"PSEG Linden Generating Station",null,null,null,null,null,2329090.8120000004,5392241.9998000003,5392241.9998000003,null,null,null,null,null,null,null,null,null,null,null,null,null,null,null,null,null,null,0]
[null,null,"PSEG Mercer Generating Station",450684.70499999996,347969,347969,null,null,null,null,null,null,null,null,null,null,null,null,null,null,null,null,null,null,null,null,null,null,null,0]
[null,null,"PSEG Sewaren Generating Station",null,null,null,null,null,null,null,null,null,null,71274.087,69441,69441,null,null,null,null,null,null,null,null,null,null,null,null,null,0]
[null,null,"Sayreville Cogeneration Facility",null,null,null,null,null,798015.50609999988,1638984,1638984,null,null,null,null,null,null,null,null,null,null,null,null,null,null,null,null,null,null,0]
[null,"New Mexico","NM",13289478.320999999,11353987,11353987,{"$f":"IF(D661=\"\",\"\",D661*2000/E661)","v":2340.9359762346035},{"$f":"IF(D661=\"\",\"\",D661*2000/F661)","v":2340.9359762346035},2600159.9139999999,5730957,5730957,{"$f":"IF(I661=\"\",\"\",I661*2000/J661)","v":907.40862791327868},{"$f":"IF(I661=\"\",\"\",I661*2000/K661)","v":907.40862791327868},1450044.9369999999,2208001,2208001,{"$f":"IF(N661=\"\",\"\",N661*2000/O661)","v":1313.4459060480499},{"$f":"IF(N661=\"\",\"\",N661*2000/P661)","v":1313.4459060480499},null,0,null,0,0,null,null,null,{"$f":"IF(X661=\"\",\"\",X661*2000/Y661)","v":""},{"$f":"IF(X661=\"\",\"\",X661*2000/Z661)","v":""},null,0,{"$f":"AC661+Y661+T661","v":0},{"$f":"AD661+X661+(W661*T661/2000)","v":0},{"$f":"AF661*2000","v":0}]
[null,null,"Afton Generating Station",null,null,null,null,null,217254.25,468702,468702,null,null,null,null,null,null,null,null,null,null,null,null,null,null,null,null,null,null,0]
[null,null,"Bluffview",null,null,null,null,null,216995.26299999998,463605,463605,null,null,null,null,null,null,null,null,null,null,null,null,null,null,null,null,null,null,0]
[null,null,"Cunningham",null,null,null,null,null,null,null,null,null,null,591365.00199999998,932190,932190,null,null,null,null,null,null,null,null,null,null,null,null,null,0]
[null,null,"Escalante",1383242.0589999999,1122027,1122027,null,null,null,null,null,null,null,null,null,null,null,null,null,null,null,null,null,null,null,null,null,null,null,0]
[null,null,"Hobbs Generating Station",null,null,null,null,null,1339380.9139999999,2987812,2987812,null,null,null,null,null,null,null,null,null,null,null,null,null,null,null,null,null,null,0]
[null,null,"Luna Energy Facility",null,null,null,null,null,826529.48699999996,1810838,1810838,null,null,null,null,null,null,null,null,null,null,null,null,null,null,null,null,null,null,0]
[null,null,"Maddox",null,null,null,null,null,null,null,null,null,null,288278.40500000003,456112,456112,null,null,null,null,null,null,null,null,null,null,null,null,null,0]
[null,null,"Reeves",null,null,null,null,null,null,null,null,null,null,51423.644,65825,65825,null,null,null,null,null,null,null,null,null,null,null,null,null,0]
[null,null,"Rio Grande",null,null,null,null,null,null,null,null,null,null,518977.886,753874,753874,null,null,null,null,null,null,null,null,null,null,null,null,null,0]
[null,null,"San Juan",11906236.261999998,10231960,10231960,null,null,null,null,null,null,null,null,null,null,null,null,null,null,null,null,null,null,null,null,null,null,null,0]
[null,"Nevada","NV",4701206.6979999999,4133662,4133662,2274.596567401979,2274.596567401979,10582072.494500002,23783255.668000005,23981292.335675202,889.87585570448312,882.5272922225156,204267.6361,279983,279983,1459.1431344045889,1459.1431344045889,null,0,null,0,0,null,null,null,"","",198036.66767519998,86340.255979130743,198036.66767519998,86340.255979130743,{"$f":"AF672*2000","v":172680511.95826149}]
[null,null,"Apex Generating Station",null,null,null,null,null,574001.05000000005,1343060,1343060,null,null,null,null,null,null,null,null,null,null,null,null,null,null,null,null,null,null,0]
[null,null,"Chuck Lenzie Generating Station",null,null,null,null,null,2769431.3140000002,6371048.9998000003,6371048.9998000003,null,null,null,null,null,null,null,null,null,null,null,null,null,null,null,null,null,0,0]
[null,null,"Clark",null,null,null,null,null,252136.94299999997,469240,469240,null,null,null,null,null,null,null,null,null,null,null,null,null,null,null,null,null,null,0]
[null,null,"Desert Star Energy Center",null,null,null,null,null,1070613.4288999999,2441958.9999000002,2441958.9999000002,null,null,null,null,null,null,null,null,null,null,null,null,null,null,null,null,null,null,0]
[null,null,"Fort Churchill",null,null,null,null,null,null,null,null,null,null,178693.26500000001,250005,250005,null,null,null,null,null,null,null,null,null,null,null,null,null,0]
[null,null,"Harry Allen",null,null,null,null,null,1383741.6269999999,3412303.9999000002,3412303.9999000002,null,null,null,null,null,null,null,null,null,null,null,null,null,null,null,null,null,null,0]
[null,null,"Higgins Generating Station",null,null,null,null,null,1168435.182,2612553,2612553,null,null,null,null,null,null,null,null,null,null,null,null,null,null,null,null,null,null,0]
[null,null,"Las Vegas Cogeneration II LLC",null,null,null,null,null,207306.9032,441677,441677,null,null,null,null,null,null,null,null,null,null,null,null,null,null,null,null,null,null,0]
[null,null,"Las Vegas Cogeneration LP",null,null,null,null,null,22252.434000000001,49640,49640,null,null,null,null,null,null,null,null,null,null,null,null,null,null,null,null,null,0,0]
[null,null,"Mohave",0,0,0,null,null,null,null,null,null,null,null,null,null,null,null,null,null,null,null,null,null,null,null,null,null,null,0]
[null,null,"Nevada Cogen Assoc#1 GarnetVly",null,null,null,null,null,115660.0901,217020.3364,270367.3242497,null,null,null,null,null,null,null,null,null,null,null,null,null,null,null,null,null,53346.987849700003,22821.239357337636]
[null,null,"Nevada Cogen Associates 2 Black Mountain",null,null,null,null,null,123955.68339999999,224738.32709999999,319776.5604057,null,null,null,null,null,null,null,null,null,null,null,null,null,null,null,null,null,95038.233305700007,36839.877017919171]
[null,null,"Nevada Solar One",null,null,null,null,null,null,null,null,null,null,1097.0790999999999,1392,1392,null,null,null,null,null,null,null,null,null,null,null,null,null,0]
[null,null,"North Valmy",1728078.6639999999,1628528,1628528,null,null,null,null,null,null,null,null,null,null,null,null,null,null,null,null,null,null,null,null,null,null,null,0]
[null,null,"Reid Gardner",1736218.85,1384415,1384415,null,null,null,null,null,null,null,null,null,null,null,null,null,null,null,null,null,null,null,null,null,null,null,0]
[null,null,"Saguaro Power",null,null,null,null,null,410764.27409999998,714805.00490000006,764456.45141979994,null,null,null,null,null,null,null,null,null,null,null,null,null,null,null,null,null,49651.446519799967,26679.139603873944]
[null,null,"Silverhawk",null,null,null,null,null,819707.24289999995,1786198.0001000001,1786198.0001000001,null,null,null,null,null,null,null,null,null,null,null,null,null,null,null,null,null,null,0]
[null,null,"Tracy",null,null,null,null,null,1664066.3219000001,3699011.9999000002,3699011.9999000002,null,null,24477.292000000001,28586,28586,null,null,null,null,null,null,null,null,null,null,null,null,null,0]
[null,null,"TS Power Plant",1236909.1839999999,1120719,1120719,null,null,null,null,null,null,null,null,null,null,null,null,null,null,null,null,null,null,null,null,null,null,null,0]
[null,"New York","NY",4625687.739000001,4156143.4079999998,4168407.5987785999,2225.9519390482019,2219.4027956169116,21431950.799199995,44002776.7729,45904309.519873515,974.11810667363579,933.766394631048,8540831.6730000004,12502558,12502558,1366.2534775683505,1366.2534775683505,209263.77499999999,309900,676414.54454969999,{"$f":"IF(S692=\"\",\"\",S692*2000/T692)","v":1350.5245240400129},{"$f":"IF(S692=\"\",\"\",S692*2000/U692)","v":618.74416121347667},null,null,null,"","",2280311.4823018005,864631.79204002221,2590211.4823018005,960506.19982005039,{"$f":"AF692*2000","v":1921012399.6401007}]
[null,null,"500MW CC",null,null,null,null,null,1347619.8691,3087324.0039999997,3087324.0039999997,null,null,null,null,null,null,null,null,null,null,null,null,null,null,null,null,null,null,0]
[null,null,"Allegany Cogen",null,null,null,null,null,39818.57,78407,78407,null,null,null,null,null,null,null,null,null,null,null,null,null,null,null,null,null,null,0]
[null,null,"Arthur Kill Generating Station",null,null,null,null,null,null,null,null,null,null,1074279.375,1653171,1653171,null,null,null,null,null,null,null,null,null,null,null,null,null,0]
[null,null,"Astoria Energy",null,null,null,null,null,2837662.9239999996,3473447.0000999998,3473447.0000999998,null,null,null,null,null,null,null,null,null,null,null,null,null,null,null,null,null,null,0]
[null,null,"Astoria Energy II",null,null,null,null,null,1364603.1951000001,3206785.7,3206785.7,null,null,null,null,null,null,null,null,null,null,null,null,null,null,null,null,null,null,0]
[null,null,"Astoria Generating Station",null,null,null,null,null,null,null,null,null,null,949542.64,1344011,1344011,null,null,null,null,null,null,null,null,null,null,null,null,null,0]
[null,null,"Athens Generating Plant",null,null,null,null,null,2349886.3389000003,5732170.9998000003,5732170.9998000003,null,null,null,null,null,null,null,null,null,null,null,null,null,null,null,null,null,null,0]
[null,null,"Batavia Power Plant",null,null,null,null,null,50681.425000000003,99016,99016,null,null,null,null,null,null,null,null,null,null,null,null,null,null,null,null,null,0,0]
[null,null,"Bethlehem Energy Center",null,null,null,null,null,2059239.5441000001,4903684,4903684,null,null,null,null,null,null,null,null,null,null,null,null,null,null,null,null,null,null,0]
[null,null,"Bethpage Power Plant",null,null,null,null,null,194159.49689999997,401609.0001,401609.0001,null,null,null,null,null,null,null,null,null,null,null,null,null,null,null,null,null,null,0]
[null,null,"Black River Generation",0,0,0,null,null,null,null,null,null,null,null,null,null,null,null,null,null,null,null,null,null,null,null,null,null,null,0]
[null,null,"Bowline Point",null,null,null,null,null,null,null,null,null,null,264223.81400000001,381649,381649,null,null,null,null,null,null,null,null,null,null,null,null,null,0]
[null,null,"Brooklyn Navy Yard Cogeneration",null,null,null,null,null,958593.5,1672161.9550000001,2592145.4979785997,null,null,null,null,null,null,null,null,null,null,null,null,null,null,null,null,null,919983.54297860013,340216.33627660561]
[null,null,"C R Huntley Generating Station",809796.38800000004,707472,707472,null,null,null,null,null,null,null,null,null,null,null,null,null,null,null,null,null,null,null,null,null,null,null,0]
[null,null,"Caithness Long Island Energy Center",null,null,null,null,null,918563.75200000009,2250535.017,2250535.017,null,null,null,null,null,null,null,null,null,null,null,null,null,null,null,null,null,null,0]
[null,null,"Carr Street Generating Station",null,null,null,null,null,33293.791100000002,66691.00009999999,66691.00009999999,null,null,null,null,null,null,null,null,null,null,null,null,null,null,null,null,null,null,0]
[null,null,"Carthage Energy LLC",null,null,null,null,null,13030.465,24415,24415,null,null,null,null,null,null,null,null,null,null,null,null,null,null,null,null,null,null,0]
[null,null,"Castleton Energy Center",null,null,null,null,null,74568.194000000003,100329.001,100329.001,null,null,null,null,null,null,null,null,null,null,null,null,null,null,null,null,null,null,0]
[null,null,"Cayuga Operating Company",554794.82900000003,466704,466704,null,null,null,null,null,null,null,null,null,null,null,null,null,null,null,null,null,null,null,null,null,null,null,0]
[null,null,"CH Resources Beaver Falls",null,null,null,null,null,3546.8810000000003,6502,6502,null,null,null,null,null,null,null,null,null,null,null,null,null,null,null,null,null,0,0]
[null,null,"CH Resources Syracuse",null,null,null,null,null,8205.2630000000008,15272,15272,null,null,null,null,null,null,null,null,null,null,null,null,null,null,null,null,null,null,0]
[null,null,"Danskammer Generating Station",322589.10600000003,311890,311890,null,null,null,null,null,null,null,9393.4480000000003,9029,9029,null,null,null,null,null,null,null,null,null,null,null,null,null,0]
[null,null,"Dunkirk Generating Plant",730779.34000000008,621795,621795,null,null,null,null,null,null,null,null,null,null,null,null,null,null,null,null,null,null,null,null,null,null,null,0]
[null,null,"E F Barrett",null,null,null,null,null,null,null,null,null,null,669351.57499999995,1010512,1010512,null,null,null,null,null,null,null,null,null,null,null,null,null,0]
[null,null,"East River",null,null,null,null,null,1587949.125,2331584,2331584,null,null,718932.97499999998,742854,742854,null,null,null,null,null,null,null,null,null,null,null,null,0,0]
[null,null,"Empire Generating Co  LLC",null,null,null,null,null,1586557.7801000001,3541874,3541874,null,null,null,null,null,null,null,null,null,null,null,null,null,null,null,null,null,0,0]
[null,null,"Far Rockaway",null,null,null,null,null,null,null,null,null,null,97726.725000000006,151412,151412,null,null,null,null,null,null,null,null,null,null,null,null,null,0]
[null,null,"Fortistar North Tonawanda",null,null,null,null,null,39368.125,75159,84927.918786299997,null,null,null,null,null,null,null,null,null,null,null,null,null,null,null,null,null,9768.918786299997,4528.357946093688]
[null,null,"Glenwood",null,null,null,null,null,null,null,null,null,null,106269.85,151368,151368,null,null,null,null,null,null,null,null,null,null,null,null,null,0]
[null,null,"GMMGreenidge LLC",0,0,0,null,null,null,null,null,null,null,null,null,null,null,null,null,null,null,null,null,null,null,null,null,null,null,0]
[null,null,"GMMM Westover",0,0,null,null,null,null,null,null,null,null,null,null,null,null,null,null,null,null,null,null,null,null,null,null,null,0,0]
[null,null,"Indeck Corinth Energy Center",null,null,null,null,null,316819.07500000001,655745.00399999996,656651.84019130003,null,null,null,null,null,null,null,null,null,null,null,null,null,null,null,null,null,906.8361912999826,437.52714257228001]
[null,null,"Indeck Olean Energy Center",null,null,null,null,null,69525.05,127364.88,133029.54404449998,null,null,null,null,null,null,null,null,null,null,null,null,null,null,null,null,null,5664.6640445000012,2960.5156789721559]
[null,null,"Indeck Oswego Energy Center",null,null,null,null,null,13834.575000000001,25266,28234.5841807,null,null,null,null,null,null,null,null,null,null,null,null,null,null,null,null,null,2968.5841806999997,1454.567215472603]
[null,null,"Indeck Silver Springs Energy Center",null,null,null,null,null,36036.074999999997,65805.77,68392.724816200003,null,null,null,null,null,null,null,null,null,null,null,null,null,null,null,null,null,2586.9548162000028,1363.064536874977]
[null,null,"Indeck Yerkes Energy Center",null,null,null,null,null,31003.25,53725,56284.362533099993,null,null,null,null,null,null,null,null,null,null,null,null,null,null,null,null,null,2559.3625330999967,1409.7797839855148]
[null,null,"Kennedy International Airport Cogen",null,null,null,null,null,352291.42009999999,666161.99989999994,682125.78975769994,null,null,null,null,null,null,null,null,null,null,null,null,null,null,null,null,null,15963.789857700001,8244.6761046836127]
[null,null,"Lockport Energy Associates LP",null,null,null,null,null,139385.5251,282045.9999,328259.71571750002,null,null,null,null,null,null,null,null,null,null,null,null,null,null,null,null,null,46213.715817500022,19623.251766215955]
[null,null,"Massena Energy Facility",null,null,null,null,null,3468.8110000000001,6489,6489,null,null,null,null,null,null,null,null,null,null,null,null,null,null,null,null,null,null,0]
[null,null,"Nassau Energy Corp",null,null,null,null,null,237872.182,379704.565,629948.42846590001,null,null,null,null,null,null,null,null,null,null,null,null,null,null,null,null,null,250243.86346590001,94493.534940250247]
[null,null,"Northport",null,null,null,null,null,null,null,null,null,null,2143250.7749999999,3300653,3300653,null,null,null,null,null,null,null,null,null,null,null,null,null,0]
[null,null,"Ogdensburg Power",null,null,null,null,null,0,0,null,null,null,null,null,null,null,null,null,null,null,null,null,null,null,null,null,null,0,0]
[null,null,"Oswego Harbor Power",null,null,null,null,null,null,null,null,null,null,65766.968999999997,63371,63371,null,null,null,null,null,null,null,null,null,null,null,null,null,0]
[null,null,"Pinelawn Power LLC",null,null,null,null,null,162598.02499999999,321826,321826,null,null,null,null,null,null,null,null,null,null,null,null,null,null,null,null,null,null,0]
[null,null,"Port Jefferson",null,null,null,null,null,null,null,null,null,null,284549.40000000002,388691,388691,null,null,null,null,null,null,null,null,null,null,null,null,null,0]
[null,null,"Ravenswood",null,null,null,null,null,440111.83400000003,1440458.9679999999,1440458.9679999999,null,null,1859407.0079999999,2880167,2880167,null,null,null,null,null,null,null,null,null,null,null,null,null,0]
[null,null,"Rensselaer Cogen",null,null,null,null,null,36913.728000000003,69977,69977,null,null,null,null,null,null,null,null,null,null,null,null,null,null,null,null,null,null,0]
[null,null,"Richard M Flynn",null,null,null,null,null,585673.103,1222833.0090000001,1222833.0090000001,null,null,null,null,null,null,null,null,null,null,null,null,null,null,null,null,null,null,0]
[null,null,"Roseton Generating Facility",null,null,null,null,null,null,null,null,null,null,298137.11899999995,425670,425670,null,null,null,null,null,null,null,null,null,null,null,null,null,0]
[null,null,"Saranac Facility",null,null,null,null,null,244782.80790000001,453188.0001,453188.0001,null,null,null,null,null,null,null,null,null,null,null,null,null,null,null,null,null,null,0]
[null,null,"Selkirk Cogen",null,null,null,null,null,864583.5649,1664982.9999000002,1776736.1502801999,null,null,null,null,null,null,null,null,null,null,null,null,null,null,null,null,null,111753.15038020007,54380.57706553975]
[null,null,"Sithe Independence Station",null,null,null,null,null,2411464.5089000002,5462395.9000000004,5994267.2314462997,null,null,null,null,null,null,null,null,null,null,null,null,null,null,null,null,null,531871.33144630026,213969.24586899753]
[null,null,"Somerset Operating Co LLC",2198965.2549999999,2046534,2046534,null,null,null,null,null,null,null,null,null,null,null,null,null,null,null,null,null,null,null,null,null,null,null,0]
[null,null,"Sterling Power Plant",null,null,null,null,null,18239.025000000001,37840,38888.032475200001,null,null,null,null,null,null,null,null,null,null,null,null,null,null,null,null,null,1048.0324751999979,491.54172372888485]
[null,null,"Stony Brook Cogen Plant",null,null,null,null,null,null,null,null,null,null,null,null,null,null,null,209263.77499999999,309900,676414.54454969999,null,null,null,null,null,null,null,366514.54454969999,113389.36721750208]
[null,null,"Syracuse Energy",8762.8209999999999,1748.4079999999999,14012.598778600001,null,null,null,null,null,null,null,null,null,null,null,null,null,null,null,null,null,null,null,null,null,null,12264.190778600001,7669.4487725273484]
[null,"Ohio","OH",91942148.739799991,86473075,86473075,{"$f":"IF(D749=\"\",\"\",D749*2000/E749)","v":2126.4919453783732},{"$f":"IF(D749=\"\",\"\",D749*2000/F749)","v":2126.4919453783732},10063088.918,20907183.119900003,20907183.119900003,{"$f":"IF(I749=\"\",\"\",I749*2000/J749)","v":962.64416495416731},{"$f":"IF(I749=\"\",\"\",I749*2000/K749)","v":962.64416495416731},356792.06299999997,321602,535780.34231189999,{"$f":"IF(N749=\"\",\"\",N749*2000/O749)","v":2218.8423144134672},{"$f":"IF(N749=\"\",\"\",N749*2000/P749)","v":1331.8594760697526},null,0,null,0,0,null,null,null,{"$f":"IF(X749=\"\",\"\",X749*2000/Y749)","v":""},{"$f":"IF(X749=\"\",\"\",X749*2000/Z749)","v":""},214178.34231189999,142366.25278501742,{"$f":"AC749+Y749+T749","v":214178.34231189999},{"$f":"AD749+X749+(W749*T749/2000)","v":142366.25278501742},{"$f":"AF749*2000","v":284732505.57003486}]
[null,null,"AEP Waterford Facility",null,null,null,null,null,2159584.943,5027420.0000999998,5027420.0000999998,null,null,null,null,null,null,null,null,null,null,null,null,null,null,null,null,null,null,0]
[null,null,"Avon Lake",2480887.9249999998,2644887,2644887,null,null,null,null,null,null,null,null,null,null,null,null,null,null,null,null,null,null,null,null,null,null,null,0]
[null,null,"Cardinal",7505573.0397000005,7372305,7372305,null,null,null,null,null,null,null,null,null,null,null,null,null,null,null,null,null,null,null,null,null,null,null,0]
[null,null,"Conesville",6761255.1329999994,5789044,5789044,null,null,null,null,null,null,null,null,null,null,null,null,null,null,null,null,null,null,null,null,null,null,null,0]
[null,null,"Dresden Energy Facility",null,null,null,null,null,846967.23609999998,470486.0001,470486.0001,null,null,null,null,null,null,null,null,null,null,null,null,null,null,null,null,null,null,0]
[null,null,"FirstEnergy Ashtabula",353810.67099999997,248112,248112,null,null,null,null,null,null,null,null,null,null,null,null,null,null,null,null,null,null,null,null,null,null,null,0]
[null,null,"FirstEnergy Bay Shore",1973918.2219999998,1383686,1383686,null,null,null,null,null,null,null,null,null,null,null,null,null,null,null,null,null,null,null,null,null,null,null,0]
[null,null,"FirstEnergy Eastlake",4599012.5130000003,4478921,4478921,null,null,null,null,null,null,null,null,null,null,null,null,null,null,null,null,null,null,null,null,null,null,null,0]
[null,null,"FirstEnergy Lake Shore",238992.057,186220,186220,null,null,null,null,null,null,null,null,null,null,null,null,null,null,null,null,null,null,null,null,null,null,null,0]
[null,null,"FirstEnergy R E Burger",0,0,0,null,null,null,null,null,null,null,null,null,null,null,null,null,null,null,null,null,null,null,null,null,null,null,0]
[null,null,"FirstEnergy W H Sammis",9369803.3739999998,8898900,8898900,null,null,null,null,null,null,null,null,null,null,null,null,null,null,null,null,null,null,null,null,null,null,null,0]
[null,null,"Fremont Energy Center",null,null,null,null,null,1483543.1058999998,2582396.12,2582396.12,null,null,null,null,null,null,null,null,null,null,null,null,null,null,null,null,null,null,0]
[null,null,"General James M Gavin",18195131.558800001,17220105,17220105,null,null,null,null,null,null,null,null,null,null,null,null,null,null,null,null,null,null,null,null,null,null,null,0]
[null,null,"Hamilton",97915.011900000012,105436,105436,null,null,null,null,null,null,null,2305.8964999999998,2485,2485,null,null,null,null,null,null,null,null,null,null,null,null,null,0]
[null,null,"Hanging Rock Energy Facility",null,null,null,null,null,3713394.4539999999,8522510.9998000003,8522510.9998000003,null,null,null,null,null,null,null,null,null,null,null,null,null,null,null,null,null,null,0]
[null,null,"Haverhill North Cogeneration Facility",null,null,null,null,null,null,null,null,null,null,354486.16649999999,319117,533295.34231189999,null,null,null,null,null,null,null,null,null,null,null,null,214178.34231189999,142366.25278501742]
[null,null,"J M Stuart",12386793.164000001,11504621,11504621,null,null,null,null,null,null,null,null,null,null,null,null,null,null,null,null,null,null,null,null,null,null,null,0]
[null,null,"Killen Station",3619605.5329999998,3605364,3605364,null,null,null,null,null,null,null,null,null,null,null,null,null,null,null,null,null,null,null,null,null,null,null,0]
[null,null,"Kyger Creek",5658163.7649999997,4688606,4688606,null,null,null,null,null,null,null,null,null,null,null,null,null,null,null,null,null,null,null,null,null,null,null,0]
[null,null,"Miami Fort",8301341.7580000004,8307957,8307957,null,null,null,null,null,null,null,null,null,null,null,null,null,null,null,null,null,null,null,null,null,null,null,0]
[null,null,"Muskingum River",1881277.2189000002,1789615,1789615,null,null,null,null,null,null,null,null,null,null,null,null,null,null,null,null,null,null,null,null,null,null,null,0]
[null,null,"Niles",61141.01,44652,44652,null,null,null,null,null,null,null,null,null,null,null,null,null,null,null,null,null,null,null,null,null,null,null,0]
[null,null,"O H Hutchings",72120.983800000002,45392,45392,null,null,null,null,null,null,null,null,null,null,null,null,null,null,null,null,null,null,null,null,null,null,null,0]
[null,null,"Orrville",208228.06089999998,132495,132495,null,null,null,null,null,null,null,null,null,null,null,null,null,null,null,null,null,null,null,null,null,null,null,0]
[null,null,"Picway",5515.5209999999997,3957,3957,null,null,null,null,null,null,null,null,null,null,null,null,null,null,null,null,null,null,null,null,null,null,null,0]
[null,null,"W H Zimmer",4677233.1528000003,4780909,4780909,null,null,null,null,null,null,null,null,null,null,null,null,null,null,null,null,null,null,null,null,null,null,null,0]
[null,null,"Walter C Beckjord",3494429.0670000003,3241891,3241891,null,null,null,null,null,null,null,null,null,null,null,null,null,null,null,null,null,null,null,null,null,null,null,0]
[null,null,"Washington Energy Facility",null,null,null,null,null,1859599.179,4304369.9999000002,4304369.9999000002,null,null,null,null,null,null,null,null,null,null,null,null,null,null,null,null,null,null,0]
[null,"Oklahoma","OK",33536842.2084,29102160,29102848.511485398,2304.7665333707191,2304.7120074974609,13352805.817299999,29943376.000300001,29956534.2465332,{"$f":"IF(I778=\"\",\"\",I778*2000/J778)","v":891.8704301857091},{"$f":"IF(I778=\"\",\"\",I778*2000/K778)","v":891.4786809055048},5865837.3100000005,8488757.7226999998,8488757.7226999998,{"$f":"IF(N778=\"\",\"\",N778*2000/O778)","v":1382.0249090898233},{"$f":"IF(N778=\"\",\"\",N778*2000/P778)","v":1382.0249090898233},null,0,null,0,0,null,null,null,{"$f":"IF(X778=\"\",\"\",X778*2000/Y778)","v":""},{"$f":"IF(X778=\"\",\"\",X778*2000/Z778)","v":""},13846.757718600027,6927.4515071033502,{"$f":"AC778+Y778+T778","v":13846.757718600027},{"$f":"AD778+X778+(W778*T778/2000)","v":6927.4515071033502},{"$f":"AF778*2000","v":13854903.0142067}]
[null,null,"AES Shady Point LLC",2171574.4643999999,1783020,1783708.5114854001,null,null,null,null,null,null,null,null,null,null,null,null,null,null,null,null,null,null,null,null,null,null,688.5114854000276,838.22774322188229]
[null,null,"Anadarko Plant",null,null,null,null,null,541134.30780000007,1018724.0001000001,1018724.0001000001,null,null,8919.9969999999994,11799,11799,null,null,null,null,null,null,null,null,null,null,null,null,null,0]
[null,null,"Chouteau",null,null,null,null,null,1413726.8467999999,3229287,3229287,null,null,null,null,null,null,null,null,null,null,null,null,null,null,null,null,null,null,0]
[null,null,"Comanche",null,null,null,null,null,517322.40610000002,979535,979535,null,null,null,null,null,null,null,null,null,null,null,null,null,null,null,null,null,null,0]
[null,null,"GRDA",6448235.159,5054733,5054733,null,null,null,null,null,null,null,null,null,null,null,null,null,null,null,null,null,null,null,null,null,null,null,0]
[null,null,"Green Country Energy LLC",null,null,null,null,null,1718958.2118000002,4017223.0002000006,4017223.0002000006,null,null,null,null,null,null,null,null,null,null,null,null,null,null,null,null,null,null,0]
[null,null,"Horseshoe Lake",null,null,null,null,null,228646.87800000003,330324,330324,null,null,591603.82700000005,713182,713182,null,null,null,null,null,null,null,null,null,null,null,null,null,0]
[null,null,"Hugo",2742130.4879999999,2541517,2541517,null,null,null,null,null,null,null,null,null,null,null,null,null,null,null,null,null,null,null,null,null,null,null,0]
[null,null,"Kiamichi Energy Facility",null,null,null,null,null,1858535.7749999999,4370756,4370756,null,null,null,null,null,null,null,null,null,null,null,null,null,null,null,null,null,null,0]
[null,null,"McClain Energy Facility",null,null,null,null,null,1547703.4778999998,3772616,3772616,null,null,null,null,null,null,null,null,null,null,null,null,null,null,null,null,null,null,0]
[null,null,"Mooreland",null,null,null,null,null,null,null,null,null,null,219064.22,318212,318212,null,null,null,null,null,null,null,null,null,null,null,null,null,0]
[null,null,"Muskogee",9528087.9589999989,7998602,7998602,null,null,null,null,null,null,null,null,null,null,null,null,null,null,null,null,null,null,null,null,null,null,null,0]
[null,null,"Mustang",null,null,null,null,null,null,null,null,null,null,339509.56699999998,523197,523197,null,null,null,null,null,null,null,null,null,null,null,null,null,0]
[null,null,"Northeastern",6330701.443,5957535,5957535,null,null,927497.31390000007,1941033.0000000002,1941033.0000000002,null,null,610711.91299999994,1048590,1048590,null,null,null,null,null,null,null,null,null,null,null,null,null,0]
[null,null,"Oneta Energy Center",null,null,null,null,null,1504936.496,3321932,3321932,null,null,null,null,null,null,null,null,null,null,null,null,null,null,null,null,null,null,0]
[null,null,"Ponca",null,null,null,null,null,null,null,null,null,null,119.871,36.722700000000003,36.722700000000003,null,null,null,null,null,null,null,null,null,null,null,null,null,0]
[null,null,"Ponca City",null,null,null,null,null,25153.718000000001,46500,46500,null,null,null,null,null,null,null,null,null,null,null,null,null,null,null,null,null,null,0]
[null,null,"PowerSmith Cogeneration Project",null,null,null,null,null,111567.15520000001,227928,241086.24623320001,null,null,null,null,null,null,null,null,null,null,null,null,null,null,null,null,null,13158.2462332,6089.2237638814677]
[null,null,"Redbud Power Plant",null,null,null,null,null,2957623.2308,6687518.0000000009,6687518.0000000009,null,null,null,null,null,null,null,null,null,null,null,null,null,null,null,null,null,null,0]
[null,null,"Riverside",null,null,null,null,null,null,null,null,null,null,1154276.7850000001,1761901,1761901,null,null,null,null,null,null,null,null,null,null,null,null,0,0]
[null,null,"Seminole",null,null,null,null,null,null,null,null,null,null,2133104.6089999997,3099024,3099024,null,null,null,null,null,null,null,null,null,null,null,null,null,0]
[null,null,"Sooner",6316112.6950000003,5766753,5766753,null,null,null,null,null,null,null,null,null,null,null,null,null,null,null,null,null,null,null,null,null,null,null,0]
[null,null,"Southwestern",null,null,null,null,null,null,null,null,null,null,592896.12100000004,776287,776287,null,null,null,null,null,null,null,null,null,null,null,null,null,0]
[null,null,"Tulsa",null,null,null,null,null,null,null,null,null,null,215630.40000000002,236529,236529,null,null,null,null,null,null,null,null,null,null,null,null,null,0]
[null,"Oregon","OR",2745242.5920000002,2640259,2640259,{"$f":"IF(D803=\"\",\"\",D803*2000/E803)","v":2079.5252223361422},{"$f":"IF(D803=\"\",\"\",D803*2000/F803)","v":2079.5252223361422},4923125.9235999994,11424290.9999,11548107.304829201,861.8698392124453,852.62905749780157,null,null,null,"","",null,0,null,0,0,null,null,null,"","",123816.30492919998,51772.670624954182,123816.30492919998,51772.670624954182,{"$f":"AF803*2000","v":103545341.24990836}]
[null,null,"Beaver",null,null,null,null,null,20688.338600000003,25473.999900000003,25473.999900000003,null,null,null,null,null,null,null,null,null,null,null,null,null,null,null,null,null,null,0]
[null,null,"Boardman",2745242.5920000002,2640259,2640259,null,null,null,null,null,null,null,null,null,null,null,null,null,null,null,null,null,null,null,null,null,null,null,0]
[null,null,"Coyote Springs",null,null,null,null,null,490066.679,1127834,1127834,null,null,null,null,null,null,null,null,null,null,null,null,null,null,null,null,null,0,0]
[null,null,"Coyote Springs II",null,null,null,null,null,472240.62799999997,1142118,1142118,null,null,null,null,null,null,null,null,null,null,null,null,null,null,null,null,null,null,0]
[null,null,"Hermiston Generating Plant",null,null,null,null,null,1010217.3130000001,2285944,2285944,null,null,null,null,null,null,null,null,null,null,null,null,null,null,null,null,null,0,0]
[null,null,"Hermiston Power Partnership",null,null,null,null,null,1231691.9260999998,2888903,2888903,null,null,null,null,null,null,null,null,null,null,null,null,null,null,null,null,null,null,0]
[null,null,"Klamath Cogeneration Plant",null,null,null,null,null,982068.18589999992,2224837,2348653.3049292001,null,null,null,null,null,null,null,null,null,null,null,null,null,null,null,null,null,123816.30492919998,51772.670624954182]
[null,null,"Port Westward",null,null,null,null,null,716152.853,1729181,1729181,null,null,null,null,null,null,null,null,null,null,null,null,null,null,null,null,null,null,0]
[null,"Pennsylvania","PA",92863656.197099999,87052562,88107684.047067702,2133.5077122049552,2107.9581696300547,22552383.1646,50028719.1127,52777802.390272297,901.57747648090321,854.61622664140043,1241069.8310000002,1638387,1638387,1514.989841838345,1514.989841838345,null,0,null,0,0,null,null,null,"","",3804205.3246400012,1575478.0591140387,3804205.3246400012,1575478.0591140387,{"$f":"AF812*2000","v":3150956118.2280774}]
[null,null,"AES Beaver Valley Partners Beaver Valley",1347101.5822000001,987770,1302820.7096486001,null,null,null,null,null,null,null,null,null,null,null,null,null,null,null,null,null,null,null,null,null,null,315050.70964860008,325758.79880779854]
[null,null,"Allegheny Energy Units 3 4 & 5",null,null,null,null,null,1297364.1181000001,3108469,3108469,null,null,null,null,null,null,null,null,null,null,null,null,null,null,null,null,null,null,0]
[null,null,"Bethlehem Power Plant",null,null,null,null,null,2794022.5477999998,5811659.9689999996,5811659.9689999996,null,null,null,null,null,null,null,null,null,null,null,null,null,null,null,null,null,null,0]
[null,null,"Brunot Island",null,null,null,null,null,19888.635900000001,21796,21796,null,null,null,null,null,null,null,null,null,null,null,null,null,null,null,null,null,null,0]
[null,null,"Cambria Cogen",993591.16159999999,609656,716969.06120490003,null,null,null,null,null,null,null,null,null,null,null,null,null,null,null,null,null,null,null,null,null,null,107313.06120490003,148716.7507055178]
[null,null,"Cheswick Power Plant",2571151.6209999998,2423945,2423945,null,null,null,null,null,null,null,null,null,null,null,null,null,null,null,null,null,null,null,null,null,null,null,0]
[null,null,"Colver Power Project",1109706.6092999999,876524,876524,null,null,null,null,null,null,null,null,null,null,null,null,null,null,null,null,null,null,null,null,null,null,null,0]
[null,null,"Conemaugh",10766149.413000001,10626029,10626029,null,null,null,null,null,null,null,null,null,null,null,null,null,null,null,null,null,null,null,null,null,null,null,0]
[null,null,"Ebensburg Power",679274.48369999998,429747,429747,null,null,null,null,null,null,null,null,null,null,null,null,null,null,null,null,null,null,null,null,null,null,0,0]
[null,null,"Eddystone Generating Station",null,null,null,null,null,null,null,null,null,null,98024.937999999995,44832,44832,null,null,null,null,null,null,null,null,null,null,null,null,null,0]
[null,null,"Elrama Power Plant",130750.74500000001,72353,72353,null,null,null,null,null,null,null,null,null,null,null,null,null,null,null,null,null,null,null,null,null,null,null,0]
[null,null,"Fairless Energy Center",null,null,null,null,null,3505199.6172000002,8229948.9998000003,8229948.9998000003,null,null,null,null,null,null,null,null,null,null,null,null,null,null,null,null,null,null,0]
[null,null,"Fayette Energy Facility",null,null,null,null,null,1882289.65,4270183,4270183,null,null,null,null,null,null,null,null,null,null,null,null,null,null,null,null,null,null,0]
[null,null,"FirstEnergy Armstrong Power Station",363083.99700000003,331098,331098,null,null,null,null,null,null,null,null,null,null,null,null,null,null,null,null,null,null,null,null,null,null,null,0]
[null,null,"FirstEnergy Bruce Mansfield",17833496.767000001,17839739,17839739,null,null,null,null,null,null,null,null,null,null,null,null,null,null,null,null,null,null,null,null,null,null,null,0]
[null,null,"FirstEnergy Mitchell Power Station",1271715.7339999999,1176625,1176625,null,null,null,null,null,null,null,837.91300000000001,-13181,-13181,null,null,null,null,null,null,null,null,null,null,null,null,null,0]
[null,null,"Foster Wheeler Mt Carmel Cogen",518972.587,285329,356979.40789730003,null,null,null,null,null,null,null,null,null,null,null,null,null,null,null,null,null,null,null,null,null,null,71650.407897300029,104164.54485374717]
[null,null,"FPL Energy Marcus Hook LP",null,null,null,null,null,2217424.5795,4603574.3768999996,4604398.5642431006,null,null,null,null,null,null,null,null,null,null,null,null,null,null,null,null,null,824.18734310020227,396.91899976992994]
[null,null,"Grays Ferry Cogeneration",null,null,null,null,null,629555.98629999999,867704.76699999999,3615963.8572292002,null,null,null,null,null,null,null,null,null,null,null,null,null,null,null,null,null,2748259.0902292002,478484.58405027498]
[null,null,"Hatfields Ferry Power Station",9927195.2809999995,9683817,9683817,null,null,null,null,null,null,null,null,null,null,null,null,null,null,null,null,null,null,null,null,null,null,null,0]
[null,null,"Homer City Station",10041794.289999999,9800835,9800835,null,null,null,null,null,null,null,null,null,null,null,null,null,null,null,null,null,null,null,null,null,null,null,0]
[null,null,"Hunlock Power Station",null,null,null,null,null,173250.3879,357500.0001,357500.0001,null,null,null,null,null,null,null,null,null,null,null,null,null,null,null,null,null,null,0]
[null,null,"Hunterstown",null,null,null,null,null,1861118.4079,4326384.0000999998,4326384.0000999998,null,null,null,null,null,null,null,null,null,null,null,null,null,null,null,null,null,null,0]
[null,null,"John B Rich Memorial Power Station",629003.54500000004,419956,863513.55241460004,null,null,null,null,null,null,null,null,null,null,null,null,null,null,null,null,null,null,null,null,null,null,443557.55241460004,323097.7349564766]
[null,null,"Keystone",9816792.3660000004,9522766,9522766,null,null,null,null,null,null,null,null,null,null,null,null,null,null,null,null,null,null,null,null,null,null,null,0]
[null,null,"Kline Township Cogen Facility",637683.14500000002,370033,374497.38330639998,null,null,null,null,null,null,null,null,null,null,null,null,null,null,null,null,null,null,null,null,null,null,4464.3833063999773,7601.8207716286661]
[null,null,"Liberty Electric Power Plant",null,null,null,null,null,1630381.7250000001,3801040.9999000002,3801040.9999000002,null,null,null,null,null,null,null,null,null,null,null,null,null,null,null,null,null,null,0]
[null,null,"Lower Mount Bethel Energy",null,null,null,null,null,1432661.6039999998,3351740.9999000002,3351740.9999000002,null,null,null,null,null,null,null,null,null,null,null,null,null,null,null,null,null,null,0]
[null,null,"New Castle Plant",445836.48600000003,375594,375594,null,null,null,null,null,null,null,null,null,null,null,null,null,null,null,null,null,null,null,null,null,null,null,0]
[null,null,"Northampton Generating Company LP",1042891.392,808859,808859,null,null,null,null,null,null,null,null,null,null,null,null,null,null,null,null,null,null,null,null,null,null,0,0]
[null,null,"Ontelaunee Energy Center",null,null,null,null,null,1464982.9669999999,3396665,3396665,null,null,null,null,null,null,null,null,null,null,null,null,null,null,null,null,null,null,0]
[null,null,"Panther Creek Energy Facility",896262.56319999998,660868,660868,null,null,null,null,null,null,null,null,null,null,null,null,null,null,null,null,null,null,null,null,null,null,null,0]
[null,null,"Piney Creek Project",386422.49770000001,270528,270528,null,null,null,null,null,null,null,null,null,null,null,null,null,null,null,null,null,null,null,null,null,null,null,0]
[null,null,"Portland",175857.489,146295,146295,null,null,null,null,null,null,null,null,null,null,null,null,null,null,null,null,null,null,null,null,null,null,null,0]
[null,null,"PPL Brunner Island",6048178.3569999998,5960827,5960827,null,null,null,null,null,null,null,null,null,null,null,null,null,null,null,null,null,null,null,null,null,null,null,0]
[null,null,"PPL Ironwood LLC",null,null,null,null,null,1979625.8211000001,4398665.0000999998,4398665.0000999998,null,null,null,null,null,null,null,null,null,null,null,null,null,null,null,null,null,null,0]
[null,null,"PPL Martins Creek",null,null,null,null,null,null,null,null,null,null,1141617.5520000001,1616708,1616708,null,null,null,null,null,null,null,null,null,null,null,null,null,0]
[null,null,"PPL Montour",7891446.4049999993,7994613,7994613,null,null,null,null,null,null,null,null,null,null,null,null,null,null,null,null,null,null,null,null,null,null,null,0]
[null,null,"Schuylkill Generating Station",null,null,null,null,null,null,null,null,null,null,589.428,-9972,-9972,null,null,null,null,null,null,null,null,null,null,null,null,null,0]
[null,null,"Scrubgrass Generating Company LP",1041413.156,683328,683328,null,null,null,null,null,null,null,null,null,null,null,null,null,null,null,null,null,null,null,null,null,null,null,0]
[null,null,"Seward",2133324.355,1784224,1784224,null,null,null,null,null,null,null,null,null,null,null,null,null,null,null,null,null,null,null,null,null,null,null,0]
[null,null,"Shawville",1457952.128,1386483,1386483,null,null,null,null,null,null,null,null,null,null,null,null,null,null,null,null,null,null,null,null,null,null,null,0]
[null,null,"St Nicholas Cogen Project",1357317.6910000001,706609,819694.93259590003,null,null,null,null,null,null,null,null,null,null,null,null,null,null,null,null,null,null,null,null,null,null,113085.93259590003,187256.90596882507]
[null,null,"Sunbury Generation LP",226823.31240000002,163398,163398,null,null,null,null,null,null,null,null,null,null,null,null,null,null,null,null,null,null,null,null,null,null,null,0]
[null,null,"Titus",109557.592,96011,96011,null,null,null,null,null,null,null,null,null,null,null,null,null,null,null,null,null,null,null,null,null,null,null,0]
[null,null,"Westwood Generation LLC",369071.087,201267,201267,null,null,null,null,null,null,null,null,null,null,null,null,null,null,null,null,null,null,null,null,null,null,null,0]
[null,null,"Wheelabrator Frackville Energy",643838.35800000001,357436,357436,null,null,null,null,null,null,null,null,null,null,null,null,null,null,null,null,null,null,null,null,null,null,0,0]
[null,null,"York Energy Center",null,null,null,null,null,1664617.1169,3483386.9999000002,3483386.9999000002,null,null,null,null,null,null,null,null,null,null,null,null,null,null,null,null,null,null,0]
[null,"Rhode Island","RI",null,null,null,{"$f":"IF(D861=\"\",\"\",D861*2000/E861)","v":""},{"$f":"IF(D861=\"\",\"\",D861*2000/F861)","v":""},3735785.4701,8140017.2830999997,8140017.2830999997,{"$f":"IF(I861=\"\",\"\",I861*2000/J861)","v":917.88145901264818},{"$f":"IF(I861=\"\",\"\",I861*2000/K861)","v":917.88145901264818},null,null,null,{"$f":"IF(N861=\"\",\"\",N861*2000/O861)","v":""},{"$f":"IF(N861=\"\",\"\",N861*2000/P861)","v":""},null,0,null,0,0,null,null,null,{"$f":"IF(X861=\"\",\"\",X861*2000/Y861)","v":""},{"$f":"IF(X861=\"\",\"\",X861*2000/Z861)","v":""},null,0,{"$f":"AC861+Y861+T861","v":0},{"$f":"AD861+X861+(W861*T861/2000)","v":0},{"$f":"AF861*2000","v":0}]
[null,null,"Entergy Rhode Island State Energy LP",null,null,null,null,null,1001562.9369999999,2415704.0000999998,2415704.0000999998,null,null,null,null,null,null,null,null,null,null,null,null,null,null,null,null,null,null,0]
[null,null,"Manchester Street",null,null,null,null,null,1257818.6000000001,2556001.023,2556001.023,null,null,null,null,null,null,null,null,null,null,null,null,null,null,null,null,null,null,0]
[null,null,"Ocean State Power",null,null,null,null,null,424406.05499999999,868611,868611,null,null,null,null,null,null,null,null,null,null,null,null,null,null,null,null,null,null,0]
[null,null,"Ocean State Power II",null,null,null,null,null,353210.61910000001,682491,682491,null,null,null,null,null,null,null,null,null,null,null,null,null,null,null,null,null,null,0]
[null,null,"Pawtucket Power Associates",null,null,null,null,null,3555.0140000000001,6264.26,6264.26,null,null,null,null,null,null,null,null,null,null,null,null,null,null,null,null,null,null,0]
[null,null,"Tiverton Power Plant",null,null,null,null,null,695232.245,1610946,1610946,null,null,null,null,null,null,null,null,null,null,null,null,null,null,null,null,null,null,0]
[null,"South Carolina","SC",30794778.886599995,28460318,28460318,2164.0502320880601,2164.0502320880601,4751978.9159000004,11209393.612,11224064.426645201,847.85655324171353,846.74833202473621,350937.679,405616,405616,1730.3936679026469,1730.3936679026469,null,0,null,0,0,null,null,null,"","",14670.8146452,5425.2734337178008,14670.8146452,5425.2734337178008,{"$f":"AF868*2000","v":10850546.867435602}]
[null,null,"Canadys Steam",1626642.0709999998,1652185,1652185,null,null,null,null,null,null,null,null,null,null,null,null,null,null,null,null,null,null,null,null,null,null,null,0]
[null,null,"Cherokee County Cogen",null,null,null,null,null,339130.72499999998,675978.45,675978.45,null,null,null,null,null,null,null,null,null,null,null,null,null,null,null,null,null,0,0]
[null,null,"Columbia Energy Center",null,null,null,null,null,24435.637000000002,51407.090100000001,66077.904745200009,null,null,null,null,null,null,null,null,null,null,null,null,null,null,null,null,null,14670.8146452,5425.2734337178008]
[null,null,"Cope",1846265.9380000001,1988813,1988813,null,null,null,null,null,null,null,null,null,null,null,null,null,null,null,null,null,null,null,null,null,null,null,0]
[null,null,"Cross",14130509.429,13068757,13068757,null,null,null,null,null,null,null,null,null,null,null,null,null,null,null,null,null,null,null,null,null,null,null,0]
[null,null,"Dolphus M Grainger",0,0,0,null,null,null,null,null,null,null,null,null,null,null,null,null,null,null,null,null,null,null,null,null,null,null,0]
[null,null,"H B Robinson",245561.77499999999,215236,215236,null,null,null,null,null,null,null,null,null,null,null,null,null,null,null,null,null,null,null,null,null,null,null,0]
[null,null,"Jasper",null,null,null,null,null,1928948.3659999999,4815441.0429999996,4815441.0429999996,null,null,null,null,null,null,null,null,null,null,null,null,null,null,null,null,null,null,0]
[null,null,"Jefferies",371185.98600000003,313839,313839,null,null,null,null,null,null,null,0,-3417,-3417,null,null,null,null,null,null,null,null,null,null,null,null,null,0]
[null,null,"John S Rainey",null,null,null,null,null,1407465.3629000001,3371944.9999000002,3371944.9999000002,null,null,null,null,null,null,null,null,null,null,null,null,null,null,null,null,null,null,0]
[null,null,"Kapstone",1352709.8426000001,579252,579252,null,null,null,null,null,null,null,null,null,null,null,null,null,null,null,null,null,null,null,null,null,null,0,0]
[null,null,"McMeekin",521581.06400000001,583272,583272,null,null,null,null,null,null,null,null,null,null,null,null,null,null,null,null,null,null,null,null,null,null,null,0]
[null,null,"Urquhart",null,null,null,null,null,1051998.825,2294622.0290000001,2294622.0290000001,null,null,350937.679,409033,409033,null,null,null,null,null,null,null,null,null,null,null,null,null,0]
[null,null,"W S Lee",159408.64799999999,129425,129425,null,null,null,null,null,null,null,null,null,null,null,null,null,null,null,null,null,null,null,null,null,null,null,0]
[null,null,"Wateree",4075988.577,3697547,3697547,null,null,null,null,null,null,null,null,null,null,null,null,null,null,null,null,null,null,null,null,null,null,null,0]
[null,null,"Williams",3481583.0819999999,3719747,3719747,null,null,null,null,null,null,null,null,null,null,null,null,null,null,null,null,null,null,null,null,null,null,null,0]
[null,null,"Winyah",2983342.4739999999,2512245,2512245,null,null,null,null,null,null,null,null,null,null,null,null,null,null,null,null,null,null,null,null,null,null,null,0]
[null,"South Dakota","SD",3311944.6838000002,2923161,2923161,2266.0022378514218,2266.0022378514218,15325.945,27096,27096,1131.2330233244759,1131.2330233244759,null,null,null,"","",null,0,null,0,0,null,null,null,"","",0,0,0,0,{"$f":"AF886*2000","v":0}]
[null,null,"Ben French",142308.60380000001,92798,92798,null,null,null,null,null,null,null,null,null,null,null,null,null,null,null,null,null,null,null,null,null,null,null,0]
[null,null,"Big Stone",3169636.08,2830363,2830363,null,null,null,null,null,null,null,null,null,null,null,null,null,null,null,null,null,null,null,null,null,null,0,0]
[null,null,"Deer Creek Station",null,null,null,null,null,15325.945,27096,27096,null,null,null,null,null,null,null,null,null,null,null,null,null,null,null,null,null,null,0]
[null,"Tennessee","TN",38575656.490999997,34373696,34373696,2244.4869757968418,2244.4869757968418,2661670.7379999999,6548896.9570000004,6548896.9570000004,812.86077807499692,812.86077807499692,null,null,null,"","",null,0,null,0,0,null,null,null,"","",0,0,0,0,{"$f":"AF890*2000","v":0}]
[null,null,"Allen Steam Plant",4433339.3600000003,4098926,4098926,null,null,null,null,null,null,null,null,null,null,null,null,null,null,null,null,null,null,null,null,null,null,null,0]
[null,null,"Bull Run",1922962.5020000001,1933223,1933223,null,null,null,null,null,null,null,null,null,null,null,null,null,null,null,null,null,null,null,null,null,null,null,0]
[null,null,"Cumberland",15497126.539999999,14449896,14449896,null,null,null,null,null,null,null,null,null,null,null,null,null,null,null,null,null,null,null,null,null,null,null,0]
[null,null,"Gallatin",7227350.7339999992,6512789,6512789,null,null,null,null,null,null,null,null,null,null,null,null,null,null,null,null,null,null,null,null,null,null,null,0]
[null,null,"John Sevier",673770.36200000008,562896,562896,null,null,1469954.2741,3457447,3457447,null,null,null,null,null,null,null,null,null,null,null,null,null,null,null,null,null,null,0]
[null,null,"Johnsonville",3961472.5719999997,2876602,2876602,null,null,null,null,null,null,null,null,null,null,null,null,null,null,null,null,null,null,null,null,null,null,0,0]
[null,null,"Kingston",4859634.4209999992,3939364,3939364,null,null,null,null,null,null,null,null,null,null,null,null,null,null,null,null,null,null,null,null,null,null,null,0]
[null,null,"Lagoon Creek",null,null,null,null,null,1191716.4638999999,3091449.9570000004,3091449.9570000004,null,null,null,null,null,null,null,null,null,null,null,null,null,null,null,null,null,null,0]
[null,"Texas","TX",155253012.164,138705137.94580001,138705137.94580001,2238.6050648630794,2238.6050648630794,71756364.527899995,148010277.7022,171362034.80663291,969.61326796880167,837.48263854208767,14394951.262999997,20911868,20911868,1376.7255285850117,1376.7255285850117,4575441.2549999999,5627227.9500000002,11674195.9706809,{"$f":"IF(S899=\"\",\"\",S899*2000/T899)","v":1626.1794601727481},{"$f":"IF(S899=\"\",\"\",S899*2000/U899)","v":783.85548203764415},null,null,null,"","",29398725.125113804,9492473.9805003237,35025953.075113803,11697940.7191418,{"$f":"AF899*2000","v":23395881438.2836}]
[null,null,"AES Deepwater",89299.65,55890,55890,null,null,null,null,null,null,null,null,null,null,null,null,null,null,null,null,null,null,null,null,null,null,null,0]
[null,null,"Arthur Von Rosenberg",null,null,null,null,null,792405.35000000009,1853358,1853358,null,null,null,null,null,null,null,null,null,null,null,null,null,null,null,null,null,null,0]
[null,null,"Barney M Davis",null,null,null,null,null,1127195.344,2360557,2360557,null,null,182323.14499999999,255314,255314,null,null,null,null,null,null,null,null,null,null,null,null,null,0]
[null,null,"Bastrop Energy Center",null,null,null,null,null,1313625.943,2880688.0000999998,2880688.0000999998,null,null,null,null,null,null,null,null,null,null,null,null,null,null,null,null,null,null,0]
[null,null,"Baytown Energy Center",null,null,null,null,null,2054090.5260000001,4623424,4835226.2506851004,null,null,null,null,null,null,null,null,null,null,null,null,null,null,null,null,null,211802.25068509975,89977.38140285862]
[null,null,"Big Brown",8290306.5140000004,7276173,7276173,null,null,null,null,null,null,null,null,null,null,null,null,null,null,null,null,null,null,null,null,null,null,null,0]
[null,null,"Black Hawk Station",null,null,null,null,null,null,null,null,null,null,null,null,null,null,null,1155459.743,1486931.99,2222399.5689513003,null,null,null,null,null,null,null,735467.57895130012,382380.91459611576]
[null,null,"Bosque County Peaking",null,null,null,null,null,296362.82890000002,2174161.9999000002,2174161.9999000002,null,null,null,null,null,null,null,null,null,null,null,null,null,null,null,null,null,null,0]
[null,null,"Brazos Valley Generating Facility",null,null,null,null,null,1459901.4031,3384915.0000999998,3384915.0000999998,null,null,null,null,null,null,null,null,null,null,null,null,null,null,null,null,null,null,0]
[null,null,"Bryan",null,null,null,null,null,null,null,null,null,null,0,0,0,null,null,null,null,null,null,null,null,null,null,null,null,null,0]
[null,null,"C R Wing Cogen Plant",null,null,null,null,null,128824.91100000001,229062,277726.3159936,null,null,null,null,null,null,null,null,null,null,null,null,null,null,null,null,null,48664.315993600016,22573.216204723114]
[null,null,"Cedar Bayou",null,null,null,null,null,null,null,null,null,null,802895.66099999996,1234483,1234483,null,null,null,null,null,null,null,null,null,null,null,null,null,0]
[null,null,"Cedar Bayou 4",null,null,null,null,null,766770.08789999993,1730714.0000999998,1730714.0000999998,null,null,null,null,null,null,null,null,null,null,null,null,null,null,null,null,null,null,0]
[null,null,"Channel Energy Center LLC",null,null,null,null,null,1187497.4081000001,2535775.0420999997,4374597.8965220004,null,null,null,null,null,null,null,null,null,null,null,null,null,null,null,null,null,1838822.8544220002,499153.84799811093]
[null,null,"Channelview Cogeneration Plant",null,null,null,null,null,3196890.41,5358932.0001000008,10893843.142321099,null,null,null,null,null,null,null,null,null,null,null,null,null,null,null,null,null,5534911.1422210988,1624266.4889180474]
[null,null,"Clear Lake Cogeneration Ltd",null,null,null,null,null,314707.45890000003,515034,1010750.5357605,null,null,null,null,null,null,null,null,null,null,null,null,null,null,null,null,null,495716.5357605,154346.38498328967]
[null,null,"Coleto Creek",5530020.7790000001,5364223,5364223,null,null,null,null,null,null,null,null,null,null,null,null,null,null,null,null,null,null,null,null,null,null,null,0]
[null,null,"Colorado Bend Energy Center",null,null,null,null,null,829752.36200000008,1642079.9998000001,1642079.9998000001,null,null,null,null,null,null,null,null,null,null,null,null,null,null,null,null,null,null,0]
[null,null,"Corpus Christi Energy Center",null,null,null,null,null,1424037.7311,2238880,2238880,null,null,null,null,null,null,null,null,null,null,null,null,null,null,null,null,null,0,0]
[null,null,"Cottonwood Energy Project",null,null,null,null,null,3103004.6748000002,6993275.9999999991,6993275.9999999991,null,null,null,null,null,null,null,null,null,null,null,null,null,null,null,null,null,null,0]
[null,null,"Dansby",null,null,null,null,null,null,null,null,null,null,85900.971999999994,100605,100605,null,null,null,null,null,null,null,null,null,null,null,null,null,0]
[null,null,"Decker Creek",null,null,null,null,null,null,null,null,null,null,700380.43299999996,1021487,1021487,null,null,null,null,null,null,null,null,null,null,null,null,null,0]
[null,null,"DeCordova Steam Electric Station",null,null,null,null,null,null,null,null,null,null,0,0,0,null,null,null,null,null,null,null,null,null,null,null,null,null,0]
[null,null,"Deer Park Energy Center",null,null,null,null,null,3717861.9769000001,6235100,11562047.423104599,null,null,null,null,null,null,null,null,null,null,null,null,null,null,null,null,null,5326947.4231045991,1712919.3950055519]
[null,null,"E S Joslin",null,null,null,null,null,null,null,null,null,null,0,0,0,null,null,null,null,null,null,null,null,null,null,null,null,null,0]
[null,null,"Eastman Cogeneration Facility",null,null,null,null,null,1202233.5529,2044879.2599999998,3189218.8058048999,null,null,null,null,null,null,null,null,null,null,null,null,null,null,null,null,null,1144339.5458049001,431379.43230076175]
[null,null,"Ennis Power Company LLC",null,null,null,null,null,808232.43599999999,2022150,2022150,null,null,null,null,null,null,null,null,null,null,null,null,null,null,null,null,null,null,0]
[null,null,"Fayette Power Project",10051589.175000001,8319871,8319871,null,null,null,null,null,null,null,null,null,null,null,null,null,null,null,null,null,null,null,null,null,null,null,0]
[null,null,"Forney Energy Center",null,null,null,null,null,4082645.9291999997,9105730.0000000019,9105730.0000000019,null,null,null,null,null,null,null,null,null,null,null,null,null,null,null,null,null,null,0]
[null,null,"Freestone Energy Center",null,null,null,null,null,2269738.747,5316967,5316967,null,null,null,null,null,null,null,null,null,null,null,null,null,null,null,null,null,null,0]
[null,null,"Frontera Energy Center",null,null,null,null,null,1351649.1639999999,3060830.9999000002,3060830.9999000002,null,null,null,null,null,null,null,null,null,null,null,null,null,null,null,null,null,null,0]
[null,null,"Gibbons Creek",1755371.257,1513339,1513339,null,null,null,null,null,null,null,null,null,null,null,null,null,null,null,null,null,null,null,null,null,null,null,0]
[null,null,"Graham",null,null,null,null,null,null,null,null,null,null,143422.12,201812,201812,null,null,null,null,null,null,null,null,null,null,null,null,null,0]
[null,null,"Greens Bayou",null,null,null,null,null,null,null,null,null,null,78042.491999999998,89294,89294,null,null,null,null,null,null,null,null,null,null,null,null,null,0]
[null,null,"Gregory Power Facility",null,null,null,null,null,1788192.4780000001,2748262.48,7381155.3574066004,null,null,null,null,null,null,null,null,null,null,null,null,null,null,null,null,null,4632892.8774066009,1122385.8316097104]
[null,null,"Guadalupe Generating Station",null,null,null,null,null,1001466.3500000001,2290063,2290063,null,null,null,null,null,null,null,null,null,null,null,null,null,null,null,null,null,null,0]
[null,null,"Handley",null,null,null,null,null,null,null,null,null,null,601014.99200000009,858455,858455,null,null,null,null,null,null,null,null,null,null,null,null,null,0]
[null,null,"Harrington",6961820.2329999991,6176011,6176011,null,null,null,null,null,null,null,null,null,null,null,null,null,null,null,null,null,null,null,null,null,null,null,0]
[null,null,"Harrison County Power Project",null,null,null,null,null,310600.283,684263.99990000005,684263.99990000005,null,null,null,null,null,null,null,null,null,null,null,null,null,null,null,null,null,null,0]
[null,null,"Hays Energy Project",null,null,null,null,null,841085.429,1887038,1887038,null,null,null,null,null,null,null,null,null,null,null,null,null,null,null,null,null,null,0]
[null,null,"Hidalgo Energy Center",null,null,null,null,null,1156385.0508999999,2718188,2718188,null,null,null,null,null,null,null,null,null,null,null,null,null,null,null,null,null,null,0]
[null,null,"J K Spruce",10050753.074999999,9332089,9332089,null,null,null,null,null,null,null,null,null,null,null,null,null,null,null,null,null,null,null,null,null,null,null,0]
[null,null,"J Robert Massengale",null,null,null,null,null,72679.014999999999,120357.9999,120357.9999,null,null,null,null,null,null,null,null,null,null,null,null,null,null,null,null,null,0,0]
[null,null,"J T Deely",3839280.6749999998,3765341,3765341,null,null,null,null,null,null,null,null,null,null,null,null,null,null,null,null,null,null,null,null,null,null,null,0]
[null,null,"Jack County",null,null,null,null,null,2308806.0898000002,5521746.9998000003,5521746.9998000003,null,null,null,null,null,null,null,null,null,null,null,null,null,null,null,null,null,null,0]
[null,null,"Johnson County",null,null,null,null,null,426133.37599999999,880386.99,880386.99,null,null,null,null,null,null,null,null,null,null,null,null,null,null,null,null,null,null,0]
[null,null,"Jones",null,null,null,null,null,null,null,null,null,null,1120318.183,1737879,1737879,null,null,null,null,null,null,null,null,null,null,null,null,null,0]
[null,null,"Knox Lee",null,null,null,null,null,null,null,null,null,null,400859.91399999999,608492,608492,null,null,null,null,null,null,null,null,null,null,null,null,null,0]
[null,null,"Lake Creek",null,null,null,null,null,null,null,null,null,null,0,0,0,null,null,null,null,null,null,null,null,null,null,null,null,null,0]
[null,null,"Lake Hubbard",null,null,null,null,null,null,null,null,null,null,155245.62,193399,193399,null,null,null,null,null,null,null,null,null,null,null,null,null,0]
[null,null,"Lamar Power Project",null,null,null,null,null,2164902.6097999997,4913162.9999000002,4913162.9999000002,null,null,null,null,null,null,null,null,null,null,null,null,null,null,null,null,null,null,0]
[null,null,"Leon Creek",null,null,null,null,null,null,null,null,null,null,0,0,0,null,null,null,null,null,null,null,null,null,null,null,null,null,0]
[null,null,"Lewis Creek",null,null,null,null,null,null,null,null,null,null,1035972.719,1503571,1503571,null,null,null,null,null,null,null,null,null,null,null,null,null,0]
[null,null,"Limestone",12537785.651999999,11516465,11516465,null,null,null,null,null,null,null,null,null,null,null,null,null,null,null,null,null,null,null,null,null,null,null,0]
[null,null,"Lone Star",null,null,null,null,null,null,null,null,null,null,17771.098999999998,23684,23684,null,null,null,null,null,null,null,null,null,null,null,null,null,0]
[null,null,"Lost Pines 1 Power Project",null,null,null,null,null,1550517.5930999999,3673450,3673450,null,null,null,null,null,null,null,null,null,null,null,null,null,null,null,null,null,null,0]
[null,null,"Magic Valley Generating Station",null,null,null,null,null,1826228.5160999999,4143918,4143918,null,null,null,null,null,null,null,null,null,null,null,null,null,null,null,null,null,null,0]
[null,null,"Martin Lake",17048443.252,14755342,14755342,null,null,null,null,null,null,null,null,null,null,null,null,null,null,null,null,null,null,null,null,null,null,null,0]
[null,null,"Midlothian Energy Facility",null,null,null,null,null,2240442.1451999997,4930168.0001999997,4930168.0001999997,null,null,null,null,null,null,null,null,null,null,null,null,null,null,null,null,null,null,0]
[null,null,"Monticello",8729260.7139999997,7383139,7383139,null,null,null,null,null,null,null,null,null,null,null,null,null,null,null,null,null,null,null,null,null,null,null,0]
[null,null,"Moore County",null,null,null,null,null,null,null,null,null,null,45056.135000000002,52123,52123,null,null,null,null,null,null,null,null,null,null,null,null,null,0]
[null,null,"Mountain Creek",null,null,null,null,null,null,null,null,null,null,571220.60100000002,847034,847034,null,null,null,null,null,null,null,null,null,null,null,null,null,0]
[null,null,"Mustang Station",null,null,null,null,null,1192836.3070999999,2633737.9999000002,2633737.9999000002,null,null,null,null,null,null,null,null,null,null,null,null,null,null,null,null,null,null,0]
[null,null,"Newman",null,null,null,null,null,1119576.4169000001,1870133.8299,1870133.8299,null,null,613702.19799999997,891480,891480,null,null,null,null,null,null,null,null,null,null,null,null,null,0]
[null,null,"Nichols",null,null,null,null,null,null,null,null,null,null,787291.36800000002,1175274,1175274,null,null,null,null,null,null,null,null,null,null,null,null,null,0]
[null,null,"Nueces Bay",null,null,null,null,null,1150028.8910000001,2498474,2498474,null,null,null,null,null,null,null,null,null,null,null,null,null,null,null,null,null,null,0]
[null,null,"O W Sommers",null,null,null,null,null,null,null,null,null,null,489511,660065,660065,null,null,null,null,null,null,null,null,null,null,null,null,null,0]
[null,null,"Oak Grove",12370922.732999999,11153998,11153998,null,null,null,null,null,null,null,null,null,null,null,null,null,null,null,null,null,null,null,null,null,null,null,0]
[null,null,"Odessa Ector Generating Station",null,null,null,null,null,1743839.111,3562666.0001999997,3562666.0001999997,null,null,null,null,null,null,null,null,null,null,null,null,null,null,null,null,null,null,0]
[null,null,"Oklaunion",3614819.6179999998,3118474,3118474,null,null,null,null,null,null,null,null,null,null,null,null,null,null,null,null,null,null,null,null,null,null,null,0]
[null,null,"Optim Energy Altura Cogen LLC",null,null,null,null,null,1973688.1181999999,2794319.0000999998,2974296.6656343001,null,null,null,null,null,null,null,null,null,null,null,null,null,null,null,null,null,179977.66553430015,119429.84171887852]
[null,null,"Oyster Creek Unit VIII",null,null,null,null,null,1537669.2196,2302323.9999000002,2729938.8991192002,null,null,null,null,null,null,null,null,null,null,null,null,null,null,null,null,null,427614.89921920002,240858.96889037851]
[null,null,"Paris Energy Center",null,null,null,null,null,221346.00899999999,403513,403513,null,null,null,null,null,null,null,null,null,null,null,null,null,null,null,null,null,null,0]
[null,null,"Pasadena Cogeneration",null,null,null,null,null,1923667.9179,4636293,5460874.0615453003,null,null,null,null,null,null,null,null,null,null,null,null,null,null,null,null,null,824581.06154530018,290470.00827827991]
[null,null,"Permian Basin",null,null,null,null,null,null,null,null,null,null,0,0,0,null,null,null,null,null,null,null,null,null,null,null,null,null,0]
[null,null,"Pirkey",4525367.5970000001,4323455,4323455,null,null,null,null,null,null,null,null,null,null,null,null,null,null,null,null,null,null,null,null,null,null,null,0]
[null,null,"Plant X",null,null,null,null,null,null,null,null,null,null,1054756.8659999999,1546095,1546095,null,null,null,null,null,null,null,null,null,null,null,null,null,0]
[null,null,"Powerlane Plant",null,null,null,null,null,null,null,null,null,null,21295.125,16622,16622,null,null,null,null,null,null,null,null,null,null,null,null,null,0]
[null,null,"Quail Run Energy Center",null,null,null,null,null,245195.79399999999,421079.00020000001,421079.00020000001,null,null,null,null,null,null,null,null,null,null,null,null,null,null,null,null,null,null,0]
[null,null,"R W Miller",null,null,null,null,null,null,null,null,null,null,174849.18099999998,249092,249092,null,null,null,null,null,null,null,null,null,null,null,null,null,0]
[null,null,"Ray Olinger",null,null,null,null,null,null,null,null,null,null,74435.074999999997,96161,96161,null,null,null,null,null,null,null,null,null,null,null,null,null,0]
[null,null,"Rio Nogales Power Project",null,null,null,null,null,1215059.6899000001,2755730.9999000002,2755730.9999000002,null,null,null,null,null,null,null,null,null,null,null,null,null,null,null,null,null,null,0]
[null,null,"Sabine",null,null,null,null,null,null,null,null,null,null,2524874.0830000001,3663789,3663789,null,null,null,null,null,null,null,null,null,null,null,null,null,0]
[null,null,"Sabine Cogen",null,null,null,null,null,493528.85109999997,643632,1558480.0490087999,null,null,null,null,null,null,null,null,null,null,null,null,null,null,null,null,null,914848.04900880007,289707.85148141923]
[null,null,"Sam Bertron",null,null,null,null,null,null,null,null,null,null,107567.446,143665,143665,null,null,null,null,null,null,null,null,null,null,null,null,null,0]
[null,null,"Sam Rayburn",null,null,null,null,null,118852.49489999999,235557.9999,235557.9999,null,null,0,-862,-862,null,null,null,null,null,null,null,null,null,null,null,null,null,0]
[null,null,"San Jacinto Steam Electric Station",null,null,null,null,null,null,null,null,null,null,null,null,null,null,null,756826.45799999998,906994,906994,null,null,null,null,null,null,null,null,0]
[null,null,"San Miguel",3782604.75,2901545,2901545,null,null,null,null,null,null,null,null,null,null,null,null,null,null,null,null,null,null,null,null,null,null,null,0]
[null,null,"Sand Hill",null,null,null,null,null,609032.71500000008,1304740,1304740,null,null,null,null,null,null,null,null,null,null,null,null,null,null,null,null,null,null,0]
[null,null,"Sandow No 4",4902043.2549999999,4356210,4356210,null,null,null,null,null,null,null,null,null,null,null,null,null,null,null,null,null,null,null,null,null,null,null,0]
[null,null,"Sandow No 5",4621065.3329999996,4372741,4372741,null,null,null,null,null,null,null,null,null,null,null,null,null,null,null,null,null,null,null,null,null,null,null,0]
[null,null,"Sandy Creek Energy Station",627972.6,102607.9458,102607.9458,null,null,null,null,null,null,null,null,null,null,null,null,null,null,null,null,null,null,null,null,null,null,null,0]
[null,null,"Silas Ray",null,null,null,null,null,35417.085999999996,50819,50819,null,null,null,null,null,null,null,null,null,null,null,null,null,null,null,null,null,null,0]
[null,null,"Sim Gideon",null,null,null,null,null,null,null,null,null,null,203018.68800000002,306069,306069,null,null,null,null,null,null,null,null,null,null,null,null,null,0]
[null,null,"Spencer",null,null,null,null,null,null,null,null,null,null,23260.1,27399,27399,null,null,null,null,null,null,null,null,null,null,null,null,null,0]
[null,null,"SRW Cogen LP",null,null,null,null,null,2504777.4029999999,2898234.9991000001,3445087.5217826003,null,null,null,null,null,null,null,null,null,null,null,null,null,null,null,null,null,546852.52268259996,397593.33629495476]
[null,null,"Stryker Creek",null,null,null,null,null,null,null,null,null,null,183512.59100000001,243233,243233,null,null,null,null,null,null,null,null,null,null,null,null,null,0]
[null,null,"Sweeny Cogen Facility",null,null,null,null,null,null,null,null,null,null,null,null,null,null,null,2663155.054,3233301.96,8544802.4017296005,null,null,null,null,null,null,null,5311500.4417296005,1655433.1605103018]
[null,null,"T H Wharton",null,null,null,null,null,305606.2758,515679.00020000007,515679.00020000007,null,null,null,null,null,null,null,null,null,null,null,null,null,null,null,null,null,null,0]
[null,null,"Tenaska Frontier Generation Station",null,null,null,null,null,2200117.1510000001,4962757,4962757,null,null,null,null,null,null,null,null,null,null,null,null,null,null,null,null,null,null,0]
[null,null,"Tenaska Gateway Generating Station",null,null,null,null,null,1805466.2988999998,4128107,4128107,null,null,null,null,null,null,null,null,null,null,null,null,null,null,null,null,null,null,0]
[null,null,"Texas City Power Plant",null,null,null,null,null,920512.17299999995,1227291.0011,2451076.9621443003,null,null,null,null,null,null,null,null,null,null,null,null,null,null,null,null,null,1223785.9610442999,459597.92030694068]
[null,null,"Thomas C Ferguson",null,null,null,null,null,null,null,null,null,null,171139.36,257246,257246,null,null,null,null,null,null,null,null,null,null,null,null,null,0]
[null,null,"Tolk",7745031.0050000008,7574167,7574167,null,null,null,null,null,null,null,null,null,null,null,null,null,null,null,null,null,null,null,null,null,null,null,0]
[null,null,"Trinidad",null,null,null,null,null,null,null,null,null,null,41364.790999999997,55193,55193,null,null,null,null,null,null,null,null,null,null,null,null,null,0]
[null,null,"Twin Oaks Power One",1726974.503,1513736,1513736,null,null,null,null,null,null,null,null,null,null,null,null,null,null,null,null,null,null,null,null,null,null,null,0]
[null,null,"Ty Cooke",null,null,null,null,null,null,null,null,null,null,129514.838,170918,170918,null,null,null,null,null,null,null,null,null,null,null,null,null,0]
[null,null,"V H Braunig",null,null,null,null,null,null,null,null,null,null,451477.625,655191,655191,null,null,null,null,null,null,null,null,null,null,null,null,null,0]
[null,null,"Valley",null,null,null,null,null,null,null,null,null,null,0,0,0,null,null,null,null,null,null,null,null,null,null,null,null,0,0]
[null,null,"Victoria",null,null,null,null,null,332163.98300000001,701099,701099,null,null,null,null,null,null,null,null,null,null,null,null,null,null,null,null,null,null,0]
[null,null,"W A Parish",15063386.727,13550222,13550222,null,null,null,null,null,null,null,582092.21600000001,825053,825053,null,null,null,null,null,null,null,null,null,null,null,null,null,0]
[null,null,"Welsh",11388893.067,10280099,10280099,null,null,null,null,null,null,null,null,null,null,null,null,null,null,null,null,null,null,null,null,null,null,null,0]
[null,null,"Wilkes",null,null,null,null,null,null,null,null,null,null,820864.62599999993,1202553,1202553,null,null,null,null,null,null,null,null,null,null,null,null,null,0]
[null,null,"Wise County Power LLC",null,null,null,null,null,1762199.0529999998,4109048.1,4109048.1,null,null,null,null,null,null,null,null,null,null,null,null,null,null,null,null,null,null,0]
[null,null,"Wolf Hollow I LP",null,null,null,null,null,1230916.3879,2537521,2537521,null,null,null,null,null,null,null,null,null,null,null,null,null,null,null,null,null,null,0]
[null,"Utah","UT",28300730.355900001,27332140,27332140,{"$f":"IF(D1015=\"\",\"\",D1015*2000/E1015)","v":2070.8755593890564},{"$f":"IF(D1015=\"\",\"\",D1015*2000/F1015)","v":2070.8755593890564},2409060.2750999997,5447362,5447362,{"$f":"IF(I1015=\"\",\"\",I1015*2000/J1015)","v":884.48694068798807},{"$f":"IF(I1015=\"\",\"\",I1015*2000/K1015)","v":884.48694068798807},112343.315,120348,120348,{"$f":"IF(N1015=\"\",\"\",N1015*2000/O1015)","v":1866.974357696015},{"$f":"IF(N1015=\"\",\"\",N1015*2000/P1015)","v":1866.974357696015},null,0,null,0,0,null,null,null,{"$f":"IF(X1015=\"\",\"\",X1015*2000/Y1015)","v":""},{"$f":"IF(X1015=\"\",\"\",X1015*2000/Z1015)","v":""},null,0,{"$f":"AC1015+Y1015+T1015","v":0},{"$f":"AD1015+X1015+(W1015*T1015/2000)","v":0},{"$f":"AF1015*2000","v":0}]
[null,null,"Carbon",1533476.3360000001,1287240,1287240,null,null,null,null,null,null,null,null,null,null,null,null,null,null,null,null,null,null,null,null,null,null,null,0]
[null,null,"Currant Creek",null,null,null,null,null,948918.20310000004,2132522.9999000002,2132522.9999000002,null,null,null,null,null,null,null,null,null,null,null,null,null,null,null,null,null,null,0]
[null,null,"Gadsby",null,null,null,null,null,null,null,null,null,null,112343.315,120348,120348,null,null,null,null,null,null,null,null,null,null,null,null,null,0]
[null,null,"Hunter",9715839.5710000005,9118876,9118876,null,null,null,null,null,null,null,null,null,null,null,null,null,null,null,null,null,null,null,null,null,null,null,0]
[null,null,"Huntington",6801854.4709999999,6744160,6744160,null,null,null,null,null,null,null,null,null,null,null,null,null,null,null,null,null,null,null,null,null,null,null,0]
[null,null,"Intermountain Power Project",9713702.9499999993,9763629,9763629,null,null,null,null,null,null,null,null,null,null,null,null,null,null,null,null,null,null,null,null,null,null,null,0]
[null,null,"Lake Side 2",null,null,null,null,null,0,0,0,null,null,null,null,null,null,null,null,null,null,null,null,null,null,null,null,null,null,0]
[null,null,"Lake Side Power Plant",null,null,null,null,null,1259615.075,2890938.0000999998,2890938.0000999998,null,null,null,null,null,null,null,null,null,null,null,null,null,null,null,null,null,null,0]
[null,null,"Nebo Power Station",null,null,null,null,null,200526.997,423901,423901,null,null,null,null,null,null,null,null,null,null,null,null,null,null,null,null,null,null,0]
[null,null,"Sunnyside Cogen Associates",535857.02789999999,418235,418235,null,null,null,null,null,null,null,null,null,null,null,null,null,null,null,null,null,null,null,null,null,null,null,0]
[null,null,"Ute",3314096.5249999999,3090433,3090433,null,null,null,null,null,null,null,null,null,null,null,null,null,null,null,null,null,null,null,null,null,null,null,0]
[null,null,"Bonanza",3314096.5249999999,3090433,3090433,null,null,null,null,null,null,null,null,null,null,null,null,null,null,null,null,null,null,null,null,null,null,null,0]
[null,"Virginia","VA",16596286.862800002,13641552,14636193.668140199,2433.1962906859867,2267.8419320081148,10485032.583000001,23070349.8473,23215996.161255799,908.96173247473303,903.25933121043761,284130.71999999997,343908,343908,1652.3647021877944,1652.3647021877944,null,0,null,0,0,null,null,null,"","",1140287.9820959999,1290949.2960916541,1140287.9820959999,1290949.2960916541,{"$f":"AF1028*2000","v":2581898592.1833081}]
[null,null,"Altavista Power Station",60.665300000000002,0,0,null,null,null,null,null,null,null,null,null,null,null,null,null,null,null,null,null,null,null,null,null,null,null,0]
[null,null,"Bear Garden",null,null,null,null,null,1698810.3029999998,3998495.9559999998,3998495.9559999998,null,null,null,null,null,null,null,null,null,null,null,null,null,null,null,null,null,null,0]
[null,null,"Bellmeade Power Station",null,null,null,null,null,618235.28190000006,1199451.9591000001,1199451.9591000001,null,null,null,null,null,null,null,null,null,null,null,null,null,null,null,null,null,null,0]
[null,null,"Birchwood Power",454876.26850000001,406071,406071,null,null,null,null,null,null,null,null,null,null,null,null,null,null,null,null,null,null,null,null,null,null,null,0]
[null,null,"Bremo Bluff",368692.67800000001,351866,351866,null,null,null,null,null,null,null,null,null,null,null,null,null,null,null,null,null,null,null,null,null,null,null,0]
[null,null,"Chesapeake",1539543.699,1386577,1386577,null,null,null,null,null,null,null,null,null,null,null,null,null,null,null,null,null,null,null,null,null,null,null,0]
[null,null,"Chesterfield",3787923.4800000004,3614162,3614162,null,null,1198888.4820000001,2746205.9509999999,2746205.9509999999,null,null,null,null,null,null,null,null,null,null,null,null,null,null,null,null,null,null,0]
[null,null,"Clinch River",918331.16599999997,805094,805094,null,null,null,null,null,null,null,null,null,null,null,null,null,null,null,null,null,null,null,null,null,null,null,0]
[null,null,"Clover",4897874.915,4400124,4400124,null,null,null,null,null,null,null,null,null,null,null,null,null,null,null,null,null,null,null,null,null,null,null,0]
[null,null,"Doswell Energy Center",null,null,null,null,null,1660973.3640000001,3340128.9999999995,3340128.9999999995,null,null,null,null,null,null,null,null,null,null,null,null,null,null,null,null,null,null,0]
[null,null,"Glen Lyn",98132.991000000009,79742,79742,null,null,null,null,null,null,null,null,null,null,null,null,null,null,null,null,null,null,null,null,null,null,null,0]
[null,null,"Gordonsville Energy LP",null,null,null,null,null,667150.18599999999,1288917,1288917,null,null,null,null,null,null,null,null,null,null,null,null,null,null,null,null,null,null,0]
[null,null,"Hopewell Cogeneration",null,null,null,null,null,684730.07499999995,1246206.9950000001,1391853.3089557998,null,null,null,null,null,null,null,null,null,null,null,null,null,null,null,null,null,145646.31395579985,71651.524508949282]
[null,null,"Hopewell Power Station",34941.277999999998,24935,24935,null,null,null,null,null,null,null,null,null,null,null,null,null,null,null,null,null,null,null,null,null,null,null,0]
[null,null,"James River Genco LLC",463569.80300000001,35556,431478.6724106,null,null,null,null,null,null,null,null,null,null,null,null,null,null,null,null,null,null,null,null,null,null,395922.6724106,425369.33339242882]
[null,null,"Mecklenburg Power Station",253910.31,170551,170551,null,null,null,null,null,null,null,null,null,null,null,null,null,null,null,null,null,null,null,null,null,null,null,0]
[null,null,"Portsmouth Genco LLC",52908.013999999996,32124,32124,null,null,null,null,null,null,null,null,null,null,null,null,null,null,null,null,null,null,null,null,null,null,null,0]
[null,null,"Possum Point",null,null,null,null,null,1683457.942,3901759.9861000003,3901759.9861000003,null,null,197222.31099999999,251787,251787,null,null,null,null,null,null,null,null,null,null,null,null,null,0]
[null,null,"Potomac River",434300.17300000001,305092,305092,null,null,null,null,null,null,null,null,null,null,null,null,null,null,null,null,null,null,null,null,null,null,null,0]
[null,null,"Southampton Power Station",75805.688999999998,37440,37440,null,null,null,null,null,null,null,null,null,null,null,null,null,null,null,null,null,null,null,null,null,null,0,0]
[null,null,"Spruance Genco LLC",1062685.9709999999,202676,801394.99572960008,null,null,null,null,null,null,null,null,null,null,null,null,null,null,null,null,null,null,null,null,null,null,598718.99572960008,793928.43819027604]
[null,null,"Tenaska Virginia Generating Station",null,null,null,null,null,2272786.9490999999,5349183.0000999998,5349183.0000999998,null,null,null,null,null,null,null,null,null,null,null,null,null,null,null,null,null,null,0]
[null,null,"Virginia City Hybrid Energy Center",1465830.2790000001,1132616,1132616,null,null,null,null,null,null,null,null,null,null,null,null,null,null,null,null,null,null,null,null,null,null,null,0]
[null,null,"Yorktown",686899.48300000001,656926,656926,null,null,null,null,null,null,null,86908.409,92121,92121,null,null,null,null,null,null,null,null,null,null,null,null,null,0]
[null,"Washington","WA",4542415.3719999995,3735730,3735730,{"$f":"IF(D1053=\"\",\"\",D1053*2000/E1053)","v":2431.8756291273721},{"$f":"IF(D1053=\"\",\"\",D1053*2000/F1053)","v":2431.8756291273721},2817768.0160000003,5665045,6846858.6844964996,{"$f":"IF(I1053=\"\",\"\",I1053*2000/J1053)","v":994.79104437828846},{"$f":"IF(I1053=\"\",\"\",I1053*2000/K1053)","v":823.08344478624565},null,null,null,{"$f":"IF(N1053=\"\",\"\",N1053*2000/O1053)","v":""},{"$f":"IF(N1053=\"\",\"\",N1053*2000/P1053)","v":""},null,0,null,0,0,null,null,null,"","",1181813.6844965001,420539.62102624797,{"$f":"AC1053+Y1053+T1053","v":1181813.6844965001},{"$f":"AD1053+X1053+(W1053*T1053/2000)","v":420539.62102624797},{"$f":"AF1053*2000","v":841079242.05249596}]
[null,null,"Chehalis Generating Facility",null,null,null,null,null,408135.45789999992,849363.00000000012,849363.00000000012,null,null,null,null,null,null,null,null,null,null,null,null,null,null,null,null,null,null,0]
[null,null,"Encogen",null,null,null,null,null,56908.261100000003,112372.0001,112372.0001,null,null,null,null,null,null,null,null,null,null,null,null,null,null,null,null,null,0,0]
[null,null,"Ferndale Generating Station",null,null,null,null,null,15774.280999999999,43310.999899999995,43586.378640199997,null,null,null,null,null,null,null,null,null,null,null,null,null,null,null,null,null,275.37874020000163,99.661907337356737]
[null,null,"Frederickson Power LP",null,null,null,null,null,153218.70600000001,351408,351408,null,null,null,null,null,null,null,null,null,null,null,null,null,null,null,null,null,null,0]
[null,null,"Goldendale Generating Station",null,null,null,null,null,358644.31,897457,897457,null,null,null,null,null,null,null,null,null,null,null,null,null,null,null,null,null,null,0]
[null,null,"Grays Harbor Energy Facility",null,null,null,null,null,66307.312000000005,156458,156458,null,null,null,null,null,null,null,null,null,null,null,null,null,null,null,null,null,null,0]
[null,null,"March Point Cogeneration",null,null,null,null,null,803258.50300000003,1075813,2257351.3057563002,null,null,null,null,null,null,null,null,null,null,null,null,null,null,null,null,null,1181538.3057563,420439.9591189106]
[null,null,"Mint Farm Generating Station",null,null,null,null,null,477775.30900000001,1107026,1107026,null,null,null,null,null,null,null,null,null,null,null,null,null,null,null,null,null,null,0]
[null,null,"River Road Gen Plant",null,null,null,null,null,360308.06900000002,846112,846112,null,null,null,null,null,null,null,null,null,null,null,null,null,null,null,null,null,null,0]
[null,null,"Sumas Power Plant",null,null,null,null,null,117437.807,225725,225725,null,null,null,null,null,null,null,null,null,null,null,null,null,null,null,null,null,0,0]
[null,null,"Transalta Centralia Generation",4542415.3719999995,3735730,3735730,null,null,0,0,0,null,null,null,null,null,null,null,null,null,null,null,null,null,null,null,null,null,null,0]
[null,"Wisconsin","WI",37938964.644299991,32112721,32112721,2362.8620349113353,2362.8620349113353,4335785.5287000006,10244272.9537,10404462.163495099,846.4798914078159,833.44731530909053,42850.83,47668,47668,1797.8866325417471,1797.8866325417471,null,0,null,0,0,null,null,null,{"$f":"IF(X1065=\"\",\"\",X1065*2000/Y1065)","v":""},{"$f":"IF(X1065=\"\",\"\",X1065*2000/Z1065)","v":""},160189.20979510003,66811.527175770985,160189.20979510003,66811.527175770985,{"$f":"AF1065*2000","v":133623054.35154197}]
[null,null,"Alma",98381.679000000004,71045,71045,null,null,null,null,null,null,null,null,null,null,null,null,null,null,null,null,null,null,null,null,null,null,null,0]
[null,null,"Blount Street",null,null,null,null,null,null,null,null,null,null,42850.83,47668,47668,null,null,null,null,null,null,null,null,null,null,null,null,null,0]
[null,null,"Columbia",8637894.3999999985,7320205,7320205,null,null,null,null,null,null,null,null,null,null,null,null,null,null,null,null,null,null,null,null,null,null,null,0]
[null,null,"Edgewater",3990738.9550000001,3598166,3598166,null,null,null,null,null,null,null,null,null,null,null,null,null,null,null,null,null,null,null,null,null,null,null,0]
[null,null,"Elm Road Generating Station",2226187.0609999998,1951956,1951956,null,null,null,null,null,null,null,null,null,null,null,null,null,null,null,null,null,null,null,null,null,null,null,0]
[null,null,"Fox Energy Center",null,null,null,null,null,1092648.3829999999,2924908.9479999999,2924908.9479999999,null,null,null,null,null,null,null,null,null,null,null,null,null,null,null,null,null,null,0]
[null,null,"Genoa",1042716.143,918013,918013,null,null,null,null,null,null,null,null,null,null,null,null,null,null,null,null,null,null,null,null,null,null,null,0]
[null,null,"John P Madgett",2306552.5729999999,1932549,1932549,null,null,null,null,null,null,null,null,null,null,null,null,null,null,null,null,null,null,null,null,null,null,null,0]
[null,null,"LSP-Whitewater LP",null,null,null,null,null,465157.67499999999,955086.00600000005,1115275.2157951,null,null,null,null,null,null,null,null,null,null,null,null,null,null,null,null,null,160189.20979510003,66811.527175770985]
[null,null,"Manitowoc",121092.6473,69633,69633,null,null,null,null,null,null,null,null,null,null,null,null,null,null,null,null,null,null,null,null,null,null,0,0]
[null,null,"Nelson Dewey Coal Refining Facility",1198230.503,849181,849181,null,null,null,null,null,null,null,null,null,null,null,null,null,null,null,null,null,null,null,null,null,null,null,0]
[null,null,"Pleasant Prairie",6890497.426,5352811,5352811,null,null,null,null,null,null,null,null,null,null,null,null,null,null,null,null,null,null,null,null,null,null,null,0]
[null,null,"Port Washington Generating Station",null,null,null,null,null,2108063.3492000001,4961685.9998000003,4961685.9998000003,null,null,null,null,null,null,null,null,null,null,null,null,null,null,null,null,null,null,0]
[null,null,"Pulliam",709589.49199999997,593716,593716,null,null,null,null,null,null,null,null,null,null,null,null,null,null,null,null,null,null,null,null,null,null,null,0]
[null,null,"Riverside Energy Center",null,null,null,null,null,483099.63900000002,1148775.9999000002,1148775.9999000002,null,null,null,null,null,null,null,null,null,null,null,null,null,null,null,null,null,null,0]
[null,null,"South Oak Creek",4865640.483,4003764,4003764,null,null,null,null,null,null,null,null,null,null,null,null,null,null,null,null,null,null,null,null,null,null,null,0]
[null,null,"Valley",931958.94700000004,486311,486311,null,null,null,null,null,null,null,null,null,null,null,null,null,null,null,null,null,null,null,null,null,null,0,0]
[null,null,"West Campus Cogeneration Facility",null,null,null,null,null,186816.48249999998,253816,253816,null,null,null,null,null,null,null,null,null,null,null,null,null,null,null,null,null,0,0]
[null,null,"Weston",4919484.335,4965371,4965371,null,null,null,null,null,null,null,null,null,null,null,null,null,null,null,null,null,null,null,null,null,null,null,0]
[null,"West Virginia","WV",72320462.365400016,70074636,70344848.832565606,2064.0981243313204,2056.1693873999716,null,null,null,"","",null,null,null,null,null,null,0,null,0,0,null,null,null,{"$f":"IF(X1085=\"\",\"\",X1085*2000/Y1085)","v":""},{"$f":"IF(X1085=\"\",\"\",X1085*2000/Z1085)","v":""},270212.83256560005,284534.9394077381,270212.83256560005,284534.9394077381,{"$f":"AF1085*2000","v":569069878.81547618}]
[null,null,"FirstEnergy Albright",208567.05300000001,169449,169449,null,null,null,null,null,null,null,null,null,null,null,null,null,null,null,null,null,null,null,null,null,null,null,0]
[null,null,"FirstEnergy Fort Martin Power Station",5579623.9110000003,5554695,5554695,null,null,null,null,null,null,null,null,null,null,null,null,null,null,null,null,null,null,null,null,null,null,null,0]
[null,null,"FirstEnergy Harrison Power Station",10348557.328,10008199,10008199,null,null,null,null,null,null,null,null,null,null,null,null,null,null,null,null,null,null,null,null,null,null,null,0]
[null,null,"FirstEnergy Pleasants Power Station",7999232.727,7981840,7981840,null,null,null,null,null,null,null,null,null,null,null,null,null,null,null,null,null,null,null,null,null,null,null,0]
[null,null,"FirstEnergy Rivesville",8404.5849999999991,-1515,-1515,null,null,null,null,null,null,null,null,null,null,null,null,null,null,null,null,null,null,null,null,null,null,null,0]
[null,null,"FirstEnergy Willow Island",25561.248,13728,13728,null,null,null,null,null,null,null,null,null,null,null,null,null,null,null,null,null,null,null,null,null,null,null,0]
[null,null,"Grant Town Power Plant",1000609.3639999999,660511,660511,null,null,null,null,null,null,null,null,null,null,null,null,null,null,null,null,null,null,null,null,null,null,null,0]
[null,null,"John E Amos",13060997.293000001,12969046,12969046,null,null,null,null,null,null,null,null,null,null,null,null,null,null,null,null,null,null,null,null,null,null,null,0]
[null,null,"Kammer",1885501.4409999999,1784836,1784836,null,null,null,null,null,null,null,null,null,null,null,null,null,null,null,null,null,null,null,null,null,null,null,0]
[null,null,"Kanawha River",1137942.3840000001,999296,999296,null,null,null,null,null,null,null,null,null,null,null,null,null,null,null,null,null,null,null,null,null,null,null,0]
[null,null,"Longview Power LLC",3816811.1120000002,4167850,4167850,null,null,null,null,null,null,null,null,null,null,null,null,null,null,null,null,null,null,null,null,null,null,null,0]
[null,null,"Mitchell",7698599.7216999996,7544338,7544338,null,null,null,null,null,null,null,null,null,null,null,null,null,null,null,null,null,null,null,null,null,null,null,0]
[null,null,"Morgantown Energy Facility",714917.29689999996,408719,678931.83256560005,null,null,null,null,null,null,null,null,null,null,null,null,null,null,null,null,null,null,null,null,null,null,270212.83256560005,284534.9394077381]
[null,null,"Mountaineer",8717751.7868000008,8292574,8292574,null,null,null,null,null,null,null,null,null,null,null,null,null,null,null,null,null,null,null,null,null,null,null,0]
[null,null,"Mt Storm",9031420.1779999994,8533705,8533705,null,null,null,null,null,null,null,null,null,null,null,null,null,null,null,null,null,null,null,null,null,null,null,0]
[null,null,"North Branch",0,0,0,null,null,null,null,null,null,null,null,null,null,null,null,null,null,null,null,null,null,null,null,null,null,null,0]
[null,null,"Philip Sporn",1085964.936,987365,987365,null,null,null,null,null,null,null,null,null,null,null,null,null,null,null,null,null,null,null,null,null,null,null,0]
[null,"Wyoming","WY",49998736.128000006,42907427,42907427,{"$f":"IF(D1103=\"\",\"\",D1103*2000/E1103)","v":2330.5399378993297},{"$f":"IF(D1103=\"\",\"\",D1103*2000/F1103)","v":2330.5399378993297},null,null,null,{"$f":"IF(I1103=\"\",\"\",I1103*2000/J1103)","v":""},{"$f":"IF(I1103=\"\",\"\",I1103*2000/K1103)","v":""},null,null,null,null,null,null,0,null,0,0,null,null,null,"","",null,0,{"$f":"AC1103+Y1103+T1103","v":0},{"$f":"AD1103+X1103+(W1103*T1103/2000)","v":0},{"$f":"AF1103*2000","v":0}]
[null,null,"Dave Johnston",5720670.7620000001,4906510,4906510,null,null,null,null,null,null,null,null,null,null,null,null,null,null,null,null,null,null,null,null,null,null,null,0]
[null,null,"Dry Fork Station",3555712.9180000001,3093371,3093371,null,null,null,null,null,null,null,null,null,null,null,null,null,null,null,null,null,null,null,null,null,null,null,0]
[null,null,"Jim Bridger",14994886.136999998,13625135,13625135,null,null,null,null,null,null,null,null,null,null,null,null,null,null,null,null,null,null,null,null,null,null,null,0]
[null,null,"Laramie River Station",13324302.66,10997853,10997853,null,null,null,null,null,null,null,null,null,null,null,null,null,null,null,null,null,null,null,null,null,null,null,0]
[null,null,"Naughton",5661930.2879999997,5064299,5064299,null,null,null,null,null,null,null,null,null,null,null,null,null,null,null,null,null,null,null,null,null,null,null,0]
[null,null,"Neil Simpson II",780568.08900000004,568601,568601,null,null,null,null,null,null,null,null,null,null,null,null,null,null,null,null,null,null,null,null,null,null,null,0]
[null,null,"Wygen 1",895125.96100000001,684671,684671,null,null,null,null,null,null,null,null,null,null,null,null,null,null,null,null,null,null,null,null,null,null,null,0]
[null,null,"Wygen 2",745459.23300000001,587832,587832,null,null,null,null,null,null,null,null,null,null,null,null,null,null,null,null,null,null,null,null,null,null,null,0]
[null,null,"Wygen III",1004747.784,855131,855131,null,null,null,null,null,null,null,null,null,null,null,null,null,null,null,null,null,null,null,null,null,null,null,0]
[null,null,"Wyodak",3315332.2960000001,2524024,2524024,null,null,null,null,null,null,null,null,null,null,null,null,null,null,null,null,null,null,null,null,null,null,null,0]
[null,"*The emissions calculated as \"associated with useful thermal output\" are a subset of the CO2 emissions shown in the technology totals in columns C, H, M, & R"]
[null,"* See \"Cogen UTO Derivation\" worksheet columns P and Q for derivation of values used in column AC"]

{"sheet":"Apdx_7_UnitLevelInventory","index":27,"n_rows":22666,"n_cols":17,"rows_kept":4500,"cut":true,"hidden":true,"merged":[],"bounds":{"rows_first":2000,"rows_last":500,"rows_between":2000,"halvings":0}}
[]
[null,"Unit-Level Inventory"]
[]
[null,"Source:","http://www2.epa.gov/sites/production/files/2014-06/20140602tsd-plant-level-data-unit-level-inventory.xlsx"]
[null,"Category","State","Plant Name ","ORIS code","Generator ID","Fuel type","Prime \nmover type","Nameplate \nCapacity \n(MW)","UNITKEEP (CA<25 part of CC with CT>25)","Source Category","Cogen Flag Y/N","Exclusion Description",null,"Synapse: EIA 860 Match","Synapse: Unit Online Year","Synapse: Unit Age"]
[null,"EXCLUDE","MI","The Andersons Albion Ethanol LLC",58330,"9611","NG","ST",2,null,"Industrial CHP","Y","Steam unit (PRMVR=ST) under 25MW/250 MMBtu/hr",null,{"$f":"IF(B6=\"CoalST\",MATCH(E6&\"|\"&F6,EIA_Units!$BK$6:$BK$22655,0),\"\")","v":""},{"$f":"IF(O6=\"\",\"\",INDEX(EIA_Units!P6:'EIA_Units'!$P$6:$P$22655,O6))","v":""},{"$f":"IF(O6=\"\",\"\",2014-P6)","v":""}]
[null,"EXCLUDE","TX","Norit Americas Marshall Plant",54972,"8512","LIG","ST",2,null,"Industrial Non-CHP","N","Steam unit (PRMVR=ST) under 25MW/250 MMBtu/hr",null,{"$f":"IF(B7=\"CoalST\",MATCH(E7&\"|\"&F7,EIA_Units!$BK$6:$BK$22655,0),\"\")","v":""},{"$f":"IF(O7=\"\",\"\",INDEX(EIA_Units!P7:'EIA_Units'!$P$6:$P$22655,O7))","v":""},{"$f":"IF(O7=\"\",\"\",2014-P7)","v":""}]
[null,"EXCLUDE","MN","Perham Incinerator",56243,"1","MSB","ST",4.5,null,"Commercial CHP","Y","Non Fossil fuel type",null,{"$f":"IF(B8=\"CoalST\",MATCH(E8&\"|\"&F8,EIA_Units!$BK$6:$BK$22655,0),\"\")","v":""},{"$f":"IF(O8=\"\",\"\",INDEX(EIA_Units!P8:'EIA_Units'!$P$6:$P$22655,O8))","v":""},""]
[null,"EXCLUDE","MO","Wentzville Assembly & Contiguous",57932,"GEN1","BIT","ST",3,null,"Industrial CHP","Y","Steam unit (PRMVR=ST) under 25MW/250 MMBtu/hr",null,{"$f":"IF(B9=\"CoalST\",MATCH(E9&\"|\"&F9,EIA_Units!$BK$6:$BK$22655,0),\"\")","v":""},{"$f":"IF(O9=\"\",\"\",INDEX(EIA_Units!P9:'EIA_Units'!$P$6:$P$22655,O9))","v":""},""]
[null,"EXCLUDE","LA","M A Patout Son Ltd",51008,"2000","AB","ST",2,null,"Industrial CHP","Y","Non Fossil fuel type",null,{"$f":"IF(B10=\"CoalST\",MATCH(E10&\"|\"&F10,EIA_Units!$BK$6:$BK$22655,0),\"\")","v":""},{"$f":"IF(O10=\"\",\"\",INDEX(EIA_Units!P10:'EIA_Units'!$P$6:$P$22655,O10))","v":""},""]
[null,"EXCLUDE","LA","M A Patout Son Ltd",51008,"1000","AB","ST",1,null,"Industrial CHP","Y","Non Fossil fuel type",null,{"$f":"IF(B11=\"CoalST\",MATCH(E11&\"|\"&F11,EIA_Units!$BK$6:$BK$22655,0),\"\")","v":""},{"$f":"IF(O11=\"\",\"\",INDEX(EIA_Units!P11:'EIA_Units'!$P$6:$P$22655,O11))","v":""},""]
[null,"EXCLUDE","OH","Toledo Ref Power Recovery Train",50965,"GEN1","PC","OT",6,null,"Industrial CHP","Y","Simple Cycle Turbine (PRMVR=GT or OT) unit under 25MW",null,{"$f":"IF(B12=\"CoalST\",MATCH(E12&\"|\"&F12,EIA_Units!$BK$6:$BK$22655,0),\"\")","v":""},{"$f":"IF(O12=\"\",\"\",INDEX(EIA_Units!P12:'EIA_Units'!$P$6:$P$22655,O12))","v":""},""]
[null,"EXCLUDE","TX","PRSI FCC Generator",58069,"55M1","PC","ST",4.7,null,"Industrial CHP","Y","Steam unit (PRMVR=ST) under 25MW/250 MMBtu/hr",null,{"$f":"IF(B13=\"CoalST\",MATCH(E13&\"|\"&F13,EIA_Units!$BK$6:$BK$22655,0),\"\")","v":""},{"$f":"IF(O13=\"\",\"\",INDEX(EIA_Units!P13:'EIA_Units'!$P$6:$P$22655,O13))","v":""},""]
[null,"EXCLUDE","AL","Alabama River Pulp",10216,"GEN1","BLQ","ST",48,null,"Industrial CHP","Y","Commercial/Industrial Unit",null,{"$f":"IF(B14=\"CoalST\",MATCH(E14&\"|\"&F14,EIA_Units!$BK$6:$BK$22655,0),\"\")","v":""},{"$f":"IF(O14=\"\",\"\",INDEX(EIA_Units!P14:'EIA_Units'!$P$6:$P$22655,O14))","v":""},""]
[null,"EXCLUDE","MD","Harford Waste to Energy Facility",54935,"001","MSB","ST",1.2,null,"Commercial CHP","Y","Non Fossil fuel type",null,{"$f":"IF(B15=\"CoalST\",MATCH(E15&\"|\"&F15,EIA_Units!$BK$6:$BK$22655,0),\"\")","v":""},{"$f":"IF(O15=\"\",\"\",INDEX(EIA_Units!P15:'EIA_Units'!$P$6:$P$22655,O15))","v":""},""]
[null,"Exclude","KS","Clifton",8037,"1","NG","GT",85,null,"Electric Utility","N","Low utilization CT",null,{"$f":"IF(B16=\"CoalST\",MATCH(E16&\"|\"&F16,EIA_Units!$BK$6:$BK$22655,0),\"\")","v":""},{"$f":"IF(O16=\"\",\"\",INDEX(EIA_Units!P16:'EIA_Units'!$P$6:$P$22655,O16))","v":""},""]
[null,"OGST","AR","Lake Catherine",170,"2","NG","ST",40,null,"Electric Utility","N","",null,{"$f":"IF(B17=\"CoalST\",MATCH(E17&\"|\"&F17,EIA_Units!$BK$6:$BK$22655,0),\"\")","v":""},{"$f":"IF(O17=\"\",\"\",INDEX(EIA_Units!P17:'EIA_Units'!$P$6:$P$22655,O17))","v":""},""]
[null,"EXCLUDE","FL","S O Purdom",689,"GT1","NG","GT",15,null,"Electric Utility","N","Simple Cycle Turbine (PRMVR=GT or OT) unit under 25MW",null,{"$f":"IF(B18=\"CoalST\",MATCH(E18&\"|\"&F18,EIA_Units!$BK$6:$BK$22655,0),\"\")","v":""},{"$f":"IF(O18=\"\",\"\",INDEX(EIA_Units!P18:'EIA_Units'!$P$6:$P$22655,O18))","v":""},""]
[null,"EXCLUDE","FL","S O Purdom",689,"GT2","NG","GT",15,null,"Electric Utility","N","Simple Cycle Turbine (PRMVR=GT or OT) unit under 25MW",null,{"$f":"IF(B19=\"CoalST\",MATCH(E19&\"|\"&F19,EIA_Units!$BK$6:$BK$22655,0),\"\")","v":""},{"$f":"IF(O19=\"\",\"\",INDEX(EIA_Units!P19:'EIA_Units'!$P$6:$P$22655,O19))","v":""},""]
[null,"Exclude","IN","Connersville",1002,"2","DFO","GT",41.8,null,"Electric Utility","N","Low utilization CT",null,{"$f":"IF(B20=\"CoalST\",MATCH(E20&\"|\"&F20,EIA_Units!$BK$6:$BK$22655,0),\"\")","v":""},{"$f":"IF(O20=\"\",\"\",INDEX(EIA_Units!P20:'EIA_Units'!$P$6:$P$22655,O20))","v":""},""]
[null,"EXCLUDE","MN","Silver Lake",2008,"1","BIT","ST",8,null,"Electric Utility","N","Steam unit (PRMVR=ST) under 25MW/250 MMBtu/hr",null,{"$f":"IF(B21=\"CoalST\",MATCH(E21&\"|\"&F21,EIA_Units!$BK$6:$BK$22655,0),\"\")","v":""},{"$f":"IF(O21=\"\",\"\",INDEX(EIA_Units!P21:'EIA_Units'!$P$6:$P$22655,O21))","v":""},""]
[null,"Exclude","IN","Connersville",1002,"1","DFO","GT",41.8,null,"Electric Utility","N","Low utilization CT",null,{"$f":"IF(B22=\"CoalST\",MATCH(E22&\"|\"&F22,EIA_Units!$BK$6:$BK$22655,0),\"\")","v":""},{"$f":"IF(O22=\"\",\"\",INDEX(EIA_Units!P22:'EIA_Units'!$P$6:$P$22655,O22))","v":""},""]
[null,"EXCLUDE","TX","Rio Grande Valley Sugar Growers",54338,"GEND","AB","ST",16,null,"Industrial CHP","Y","Non Fossil fuel type",null,{"$f":"IF(B23=\"CoalST\",MATCH(E23&\"|\"&F23,EIA_Units!$BK$6:$BK$22655,0),\"\")","v":""},{"$f":"IF(O23=\"\",\"\",INDEX(EIA_Units!P23:'EIA_Units'!$P$6:$P$22655,O23))","v":""},""]
[null,"EXCLUDE","TX","Rio Grande Valley Sugar Growers",54338,"GENA","AB","ST",2.5,null,"Industrial CHP","Y","Non Fossil fuel type",null,{"$f":"IF(B24=\"CoalST\",MATCH(E24&\"|\"&F24,EIA_Units!$BK$6:$BK$22655,0),\"\")","v":""},{"$f":"IF(O24=\"\",\"\",INDEX(EIA_Units!P24:'EIA_Units'!$P$6:$P$22655,O24))","v":""},""]
[null,"EXCLUDE","TX","Rio Grande Valley Sugar Growers",54338,"GENB","AB","ST",2.5,null,"Industrial CHP","Y","Non Fossil fuel type",null,{"$f":"IF(B25=\"CoalST\",MATCH(E25&\"|\"&F25,EIA_Units!$BK$6:$BK$22655,0),\"\")","v":""},{"$f":"IF(O25=\"\",\"\",INDEX(EIA_Units!P25:'EIA_Units'!$P$6:$P$22655,O25))","v":""},""]
[null,"EXCLUDE","TX","Rio Grande Valley Sugar Growers",54338,"GENC","AB","ST",2.5,null,"Industrial CHP","Y","Non Fossil fuel type",null,{"$f":"IF(B26=\"CoalST\",MATCH(E26&\"|\"&F26,EIA_Units!$BK$6:$BK$22655,0),\"\")","v":""},{"$f":"IF(O26=\"\",\"\",INDEX(EIA_Units!P26:'EIA_Units'!$P$6:$P$22655,O26))","v":""},""]
[null,"EXCLUDE","NH","Dartmouth College Heating Plant",54409,"GEN3","RFO","ST",3,null,"Commercial CHP","Y","Steam unit (PRMVR=ST) under 25MW/250 MMBtu/hr",null,{"$f":"IF(B27=\"CoalST\",MATCH(E27&\"|\"&F27,EIA_Units!$BK$6:$BK$22655,0),\"\")","v":""},{"$f":"IF(O27=\"\",\"\",INDEX(EIA_Units!P27:'EIA_Units'!$P$6:$P$22655,O27))","v":""},""]
[null,"EXCLUDE","NH","Dartmouth College Heating Plant",54409,"GEN1","RFO","ST",2,null,"Commercial CHP","Y","Steam unit (PRMVR=ST) under 25MW/250 MMBtu/hr",null,{"$f":"IF(B28=\"CoalST\",MATCH(E28&\"|\"&F28,EIA_Units!$BK$6:$BK$22655,0),\"\")","v":""},{"$f":"IF(O28=\"\",\"\",INDEX(EIA_Units!P28:'EIA_Units'!$P$6:$P$22655,O28))","v":""},""]
[null,"EXCLUDE","NH","Dartmouth College Heating Plant",54409,"GEN2","RFO","ST",2,null,"Commercial CHP","Y","Steam unit (PRMVR=ST) under 25MW/250 MMBtu/hr",null,{"$f":"IF(B29=\"CoalST\",MATCH(E29&\"|\"&F29,EIA_Units!$BK$6:$BK$22655,0),\"\")","v":""},{"$f":"IF(O29=\"\",\"\",INDEX(EIA_Units!P29:'EIA_Units'!$P$6:$P$22655,O29))","v":""},""]
[null,"EXCLUDE","WY","FMC Westvaco",57915,"1","SUB","ST",3.5,null,"Industrial CHP","Y","Steam unit (PRMVR=ST) under 25MW/250 MMBtu/hr",null,{"$f":"IF(B30=\"CoalST\",MATCH(E30&\"|\"&F30,EIA_Units!$BK$6:$BK$22655,0),\"\")","v":""},{"$f":"IF(O30=\"\",\"\",INDEX(EIA_Units!P30:'EIA_Units'!$P$6:$P$22655,O30))","v":""},""]
[null,"EXCLUDE","IN","CC Perry K",992,"6","BIT","ST",5,null,"Industrial/IPP CHP","Y","Steam unit (PRMVR=ST) under 25MW/250 MMBtu/hr",null,{"$f":"IF(B31=\"CoalST\",MATCH(E31&\"|\"&F31,EIA_Units!$BK$6:$BK$22655,0),\"\")","v":""},{"$f":"IF(O31=\"\",\"\",INDEX(EIA_Units!P31:'EIA_Units'!$P$6:$P$22655,O31))","v":""},""]
[null,"EXCLUDE","IN","CC Perry K",992,"7","BIT","ST",1.7,null,"Industrial/IPP CHP","Y","Steam unit (PRMVR=ST) under 25MW/250 MMBtu/hr",null,{"$f":"IF(B32=\"CoalST\",MATCH(E32&\"|\"&F32,EIA_Units!$BK$6:$BK$22655,0),\"\")","v":""},{"$f":"IF(O32=\"\",\"\",INDEX(EIA_Units!P32:'EIA_Units'!$P$6:$P$22655,O32))","v":""},""]
[null,"EXCLUDE","TX","Central Utility Plant",10184,"TG1","NG","ST",2.2999999999999998,null,"Commercial CHP","Y","Steam unit (PRMVR=ST) under 25MW/250 MMBtu/hr",null,{"$f":"IF(B33=\"CoalST\",MATCH(E33&\"|\"&F33,EIA_Units!$BK$6:$BK$22655,0),\"\")","v":""},{"$f":"IF(O33=\"\",\"\",INDEX(EIA_Units!P33:'EIA_Units'!$P$6:$P$22655,O33))","v":""},""]
[null,"EXCLUDE","IL","Archer Daniels Midland Peoria",10866,"GEN1","BIT","ST",1.5,null,"Industrial CHP","Y","Steam unit (PRMVR=ST) under 25MW/250 MMBtu/hr",null,{"$f":"IF(B34=\"CoalST\",MATCH(E34&\"|\"&F34,EIA_Units!$BK$6:$BK$22655,0),\"\")","v":""},{"$f":"IF(O34=\"\",\"\",INDEX(EIA_Units!P34:'EIA_Units'!$P$6:$P$22655,O34))","v":""},""]
[null,"EXCLUDE","IL","Archer Daniels Midland Peoria",10866,"GEN2","BIT","ST",1.5,null,"Industrial CHP","Y","Steam unit (PRMVR=ST) under 25MW/250 MMBtu/hr",null,{"$f":"IF(B35=\"CoalST\",MATCH(E35&\"|\"&F35,EIA_Units!$BK$6:$BK$22655,0),\"\")","v":""},{"$f":"IF(O35=\"\",\"\",INDEX(EIA_Units!P35:'EIA_Units'!$P$6:$P$22655,O35))","v":""},""]
[null,"EXCLUDE","IL","Archer Daniels Midland Peoria",10866,"GEN3","BIT","ST",4,null,"Industrial CHP","Y","Steam unit (PRMVR=ST) under 25MW/250 MMBtu/hr",null,{"$f":"IF(B36=\"CoalST\",MATCH(E36&\"|\"&F36,EIA_Units!$BK$6:$BK$22655,0),\"\")","v":""},{"$f":"IF(O36=\"\",\"\",INDEX(EIA_Units!P36:'EIA_Units'!$P$6:$P$22655,O36))","v":""},""]
[null,"EXCLUDE","IL","Archer Daniels Midland Peoria",10866,"GEN4","BIT","ST",4,null,"Industrial CHP","Y","Steam unit (PRMVR=ST) under 25MW/250 MMBtu/hr",null,{"$f":"IF(B37=\"CoalST\",MATCH(E37&\"|\"&F37,EIA_Units!$BK$6:$BK$22655,0),\"\")","v":""},{"$f":"IF(O37=\"\",\"\",INDEX(EIA_Units!P37:'EIA_Units'!$P$6:$P$22655,O37))","v":""},""]
[null,"EXCLUDE","IL","Archer Daniels Midland Peoria",10866,"GEN5","BIT","ST",4,null,"Industrial CHP","Y","Steam unit (PRMVR=ST) under 25MW/250 MMBtu/hr",null,{"$f":"IF(B38=\"CoalST\",MATCH(E38&\"|\"&F38,EIA_Units!$BK$6:$BK$22655,0),\"\")","v":""},{"$f":"IF(O38=\"\",\"\",INDEX(EIA_Units!P38:'EIA_Units'!$P$6:$P$22655,O38))","v":""},""]
[null,"EXCLUDE","ND","Walhalla",55638,"GEN1","SUB","ST",2,null,"Industrial CHP","Y","Steam unit (PRMVR=ST) under 25MW/250 MMBtu/hr",null,{"$f":"IF(B39=\"CoalST\",MATCH(E39&\"|\"&F39,EIA_Units!$BK$6:$BK$22655,0),\"\")","v":""},{"$f":"IF(O39=\"\",\"\",INDEX(EIA_Units!P39:'EIA_Units'!$P$6:$P$22655,O39))","v":""},""]
[null,"OGST","FL","C D McIntosh Jr",676,"ST1","NG","ST",103.5,null,"Electric Utility","N","",null,{"$f":"IF(B40=\"CoalST\",MATCH(E40&\"|\"&F40,EIA_Units!$BK$6:$BK$22655,0),\"\")","v":""},{"$f":"IF(O40=\"\",\"\",INDEX(EIA_Units!P40:'EIA_Units'!$P$6:$P$22655,O40))","v":""},""]
[null,"EXCLUDE","AR","Columbia Flooring Melbourne",56182,"Kato","WDS","ST",2,null,"Industrial CHP","Y","Non Fossil fuel type",null,{"$f":"IF(B41=\"CoalST\",MATCH(E41&\"|\"&F41,EIA_Units!$BK$6:$BK$22655,0),\"\")","v":""},{"$f":"IF(O41=\"\",\"\",INDEX(EIA_Units!P41:'EIA_Units'!$P$6:$P$22655,O41))","v":""},""]
[null,"OGST","LA","Arsenal Hill",1416,"5","NG","ST",125,null,"Electric Utility","N","",null,{"$f":"IF(B42=\"CoalST\",MATCH(E42&\"|\"&F42,EIA_Units!$BK$6:$BK$22655,0),\"\")","v":""},{"$f":"IF(O42=\"\",\"\",INDEX(EIA_Units!P42:'EIA_Units'!$P$6:$P$22655,O42))","v":""},""]
[null,"EXCLUDE","CT","Middletown",562,"10","KER","GT",18.5,null,"Electric Utility/IPP Non-CHP","N","Simple Cycle Turbine (PRMVR=GT or OT) unit under 25MW",null,{"$f":"IF(B43=\"CoalST\",MATCH(E43&\"|\"&F43,EIA_Units!$BK$6:$BK$22655,0),\"\")","v":""},{"$f":"IF(O43=\"\",\"\",INDEX(EIA_Units!P43:'EIA_Units'!$P$6:$P$22655,O43))","v":""},""]
[null,"COALST","WV","FirstEnergy Rivesville",3945,"6","BIT","ST",74.7,null,"Electric Utility","N","",null,{"$f":"IF(B44=\"CoalST\",MATCH(E44&\"|\"&F44,EIA_Units!$BK$6:$BK$22655,0),\"\")","v":20182},{"$f":"IF(O44=\"\",\"\",INDEX(EIA_Units!P44:'EIA_Units'!$P$6:$P$22655,O44))","v":1951},63]
[null,"OGST","DE","McKee Run",599,"3","NG","ST",113.6,null,"Electric Utility/IPP Non-CHP","N","",null,{"$f":"IF(B45=\"CoalST\",MATCH(E45&\"|\"&F45,EIA_Units!$BK$6:$BK$22655,0),\"\")","v":""},{"$f":"IF(O45=\"\",\"\",INDEX(EIA_Units!P45:'EIA_Units'!$P$6:$P$22655,O45))","v":""},""]
[null,"EXCLUDE","CA","Elk Hills Cogen",55950,"U1","NG","GT",23.3,null,"Industrial CHP","Y","Simple Cycle Turbine (PRMVR=GT or OT) unit under 25MW",null,{"$f":"IF(B46=\"CoalST\",MATCH(E46&\"|\"&F46,EIA_Units!$BK$6:$BK$22655,0),\"\")","v":""},{"$f":"IF(O46=\"\",\"\",INDEX(EIA_Units!P46:'EIA_Units'!$P$6:$P$22655,O46))","v":""},""]
[null,"EXCLUDE","CA","Elk Hills Cogen",55950,"U2","NG","GT",23.3,null,"Industrial CHP","Y","Simple Cycle Turbine (PRMVR=GT or OT) unit under 25MW",null,{"$f":"IF(B47=\"CoalST\",MATCH(E47&\"|\"&F47,EIA_Units!$BK$6:$BK$22655,0),\"\")","v":""},{"$f":"IF(O47=\"\",\"\",INDEX(EIA_Units!P47:'EIA_Units'!$P$6:$P$22655,O47))","v":""},""]
[null,"EXCLUDE","MN","Southern Minnesota Beet Sugar",54533,"0001","SUB","ST",7.5,null,"Industrial CHP","Y","Steam unit (PRMVR=ST) under 25MW/250 MMBtu/hr",null,{"$f":"IF(B48=\"CoalST\",MATCH(E48&\"|\"&F48,EIA_Units!$BK$6:$BK$22655,0),\"\")","v":""},{"$f":"IF(O48=\"\",\"\",INDEX(EIA_Units!P48:'EIA_Units'!$P$6:$P$22655,O48))","v":""},""]
[null,"EXCLUDE","WI","UW Madison Charter Street Plant",54408,"1","BIT","ST",9.6999999999999993,null,"Commercial CHP","Y","Steam unit (PRMVR=ST) under 25MW/250 MMBtu/hr",null,{"$f":"IF(B49=\"CoalST\",MATCH(E49&\"|\"&F49,EIA_Units!$BK$6:$BK$22655,0),\"\")","v":""},{"$f":"IF(O49=\"\",\"\",INDEX(EIA_Units!P49:'EIA_Units'!$P$6:$P$22655,O49))","v":""},""]
[null,"EXCLUDE","NE","North Denver",2244,"5","NG","ST",22,null,"Electric Utility","N","Steam unit (PRMVR=ST) under 25MW/250 MMBtu/hr",null,{"$f":"IF(B50=\"CoalST\",MATCH(E50&\"|\"&F50,EIA_Units!$BK$6:$BK$22655,0),\"\")","v":""},{"$f":"IF(O50=\"\",\"\",INDEX(EIA_Units!P50:'EIA_Units'!$P$6:$P$22655,O50))","v":""},""]
[null,"OGST","FL","Tom G Smith",673,"S3","NG","ST",26.5,null,"Electric Utility","N","",null,{"$f":"IF(B51=\"CoalST\",MATCH(E51&\"|\"&F51,EIA_Units!$BK$6:$BK$22655,0),\"\")","v":""},{"$f":"IF(O51=\"\",\"\",INDEX(EIA_Units!P51:'EIA_Units'!$P$6:$P$22655,O51))","v":""},""]
[null,"EXCLUDE","MI","MSC Croswell",57950,"1","BIT","ST",1.3,null,"Industrial Non-CHP","N","Steam unit (PRMVR=ST) under 25MW/250 MMBtu/hr",null,{"$f":"IF(B52=\"CoalST\",MATCH(E52&\"|\"&F52,EIA_Units!$BK$6:$BK$22655,0),\"\")","v":""},{"$f":"IF(O52=\"\",\"\",INDEX(EIA_Units!P52:'EIA_Units'!$P$6:$P$22655,O52))","v":""},""]
[null,"EXCLUDE","AL","Alabama Pine Pulp",54429,"GEN2","BLQ","ST",69,null,"Industrial CHP","Y","Commercial/Industrial Unit",null,{"$f":"IF(B53=\"CoalST\",MATCH(E53&\"|\"&F53,EIA_Units!$BK$6:$BK$22655,0),\"\")","v":""},{"$f":"IF(O53=\"\",\"\",INDEX(EIA_Units!P53:'EIA_Units'!$P$6:$P$22655,O53))","v":""},""]
[null,"EXCLUDE","MN","Silver Lake",2008,"2","BIT","ST",12,null,"Electric Utility","N","Steam unit (PRMVR=ST) under 25MW/250 MMBtu/hr",null,{"$f":"IF(B54=\"CoalST\",MATCH(E54&\"|\"&F54,EIA_Units!$BK$6:$BK$22655,0),\"\")","v":""},{"$f":"IF(O54=\"\",\"\",INDEX(EIA_Units!P54:'EIA_Units'!$P$6:$P$22655,O54))","v":""},""]
[null,"EXCLUDE","PA","Juniata Locomotive Shop",10302,"GEN1","BIT","ST",2,null,"Commercial CHP","Y","Steam unit (PRMVR=ST) under 25MW/250 MMBtu/hr",null,{"$f":"IF(B55=\"CoalST\",MATCH(E55&\"|\"&F55,EIA_Units!$BK$6:$BK$22655,0),\"\")","v":""},{"$f":"IF(O55=\"\",\"\",INDEX(EIA_Units!P55:'EIA_Units'!$P$6:$P$22655,O55))","v":""},""]
[null,"EXCLUDE","PA","Juniata Locomotive Shop",10302,"GEN2","BIT","ST",2,null,"Commercial CHP","Y","Steam unit (PRMVR=ST) under 25MW/250 MMBtu/hr",null,{"$f":"IF(B56=\"CoalST\",MATCH(E56&\"|\"&F56,EIA_Units!$BK$6:$BK$22655,0),\"\")","v":""},{"$f":"IF(O56=\"\",\"\",INDEX(EIA_Units!P56:'EIA_Units'!$P$6:$P$22655,O56))","v":""},""]
[null,"EXCLUDE","TX","Valero Energy Port Arthur Refinery",52108,"GEN1","NG","CC",17.2,null,"Industrial CHP","Y","Combined Cycle (PRMVR=CC) unit under 25MW",null,{"$f":"IF(B57=\"CoalST\",MATCH(E57&\"|\"&F57,EIA_Units!$BK$6:$BK$22655,0),\"\")","v":""},{"$f":"IF(O57=\"\",\"\",INDEX(EIA_Units!P57:'EIA_Units'!$P$6:$P$22655,O57))","v":""},""]
[null,"EXCLUDE","TX","Valero Energy Port Arthur Refinery",52108,"GEN2","NG","CC",13.7,null,"Industrial CHP","Y","Combined Cycle (PRMVR=CC) unit under 25MW",null,{"$f":"IF(B58=\"CoalST\",MATCH(E58&\"|\"&F58,EIA_Units!$BK$6:$BK$22655,0),\"\")","v":""},{"$f":"IF(O58=\"\",\"\",INDEX(EIA_Units!P58:'EIA_Units'!$P$6:$P$22655,O58))","v":""},""]
[null,"EXCLUDE","TX","Valero Energy Port Arthur Refinery",52108,"GEN4","OG","CC",10,null,"Industrial CHP","Y","Combined Cycle (PRMVR=CC) unit under 25MW",null,{"$f":"IF(B59=\"CoalST\",MATCH(E59&\"|\"&F59,EIA_Units!$BK$6:$BK$22655,0),\"\")","v":""},{"$f":"IF(O59=\"\",\"\",INDEX(EIA_Units!P59:'EIA_Units'!$P$6:$P$22655,O59))","v":""},""]
[null,"EXCLUDE","TX","Valero Energy Port Arthur Refinery",52108,"GEN5","OG","CC",10,null,"Industrial CHP","Y","Combined Cycle (PRMVR=CC) unit under 25MW",null,{"$f":"IF(B60=\"CoalST\",MATCH(E60&\"|\"&F60,EIA_Units!$BK$6:$BK$22655,0),\"\")","v":""},{"$f":"IF(O60=\"\",\"\",INDEX(EIA_Units!P60:'EIA_Units'!$P$6:$P$22655,O60))","v":""},""]
[null,"EXCLUDE","TX","Valero Energy Port Arthur Refinery",52108,"GEN6","OG","CC",10,null,"Industrial CHP","Y","Combined Cycle (PRMVR=CC) unit under 25MW",null,{"$f":"IF(B61=\"CoalST\",MATCH(E61&\"|\"&F61,EIA_Units!$BK$6:$BK$22655,0),\"\")","v":""},{"$f":"IF(O61=\"\",\"\",INDEX(EIA_Units!P61:'EIA_Units'!$P$6:$P$22655,O61))","v":""},""]
[null,"EXCLUDE","TX","Valero Energy Port Arthur Refinery",52108,"GEN7","OG","CC",10,null,"Industrial CHP","Y","Combined Cycle (PRMVR=CC) unit under 25MW",null,{"$f":"IF(B62=\"CoalST\",MATCH(E62&\"|\"&F62,EIA_Units!$BK$6:$BK$22655,0),\"\")","v":""},{"$f":"IF(O62=\"\",\"\",INDEX(EIA_Units!P62:'EIA_Units'!$P$6:$P$22655,O62))","v":""},""]
[null,"EXCLUDE","WA","Port Townsend Paper",50544,"GEN4","BLQ","ST",3,null,"Industrial CHP","Y","Steam unit (PRMVR=ST) under 25MW/250 MMBtu/hr",null,{"$f":"IF(B63=\"CoalST\",MATCH(E63&\"|\"&F63,EIA_Units!$BK$6:$BK$22655,0),\"\")","v":""},{"$f":"IF(O63=\"\",\"\",INDEX(EIA_Units!P63:'EIA_Units'!$P$6:$P$22655,O63))","v":""},""]
[null,"EXCLUDE","WA","Port Townsend Paper",50544,"GEN6","BLQ","ST",7.5,null,"Industrial CHP","Y","Steam unit (PRMVR=ST) under 25MW/250 MMBtu/hr",null,{"$f":"IF(B64=\"CoalST\",MATCH(E64&\"|\"&F64,EIA_Units!$BK$6:$BK$22655,0),\"\")","v":""},{"$f":"IF(O64=\"\",\"\",INDEX(EIA_Units!P64:'EIA_Units'!$P$6:$P$22655,O64))","v":""},""]
[null,"EXCLUDE","IN","Covanta Indianapolis Energy",50647,"GEN1","MSB","ST",6.5,null,"Commercial CHP","Y","Non Fossil fuel type",null,{"$f":"IF(B65=\"CoalST\",MATCH(E65&\"|\"&F65,EIA_Units!$BK$6:$BK$22655,0),\"\")","v":""},{"$f":"IF(O65=\"\",\"\",INDEX(EIA_Units!P65:'EIA_Units'!$P$6:$P$22655,O65))","v":""},""]
[null,"Exclude","GA","McManus",715,"4A","DFO","GT",55.4,null,"Electric Utility","N","Low utilization CT",null,{"$f":"IF(B66=\"CoalST\",MATCH(E66&\"|\"&F66,EIA_Units!$BK$6:$BK$22655,0),\"\")","v":""},{"$f":"IF(O66=\"\",\"\",INDEX(EIA_Units!P66:'EIA_Units'!$P$6:$P$22655,O66))","v":""},""]
[null,"COALST","VA","James River Genco LLC",10377,"GEN1","BIT","ST",57.4,null,"IPP CHP","Y","",null,{"$f":"IF(B67=\"CoalST\",MATCH(E67&\"|\"&F67,EIA_Units!$BK$6:$BK$22655,0),\"\")","v":5708},{"$f":"IF(O67=\"\",\"\",INDEX(EIA_Units!P67:'EIA_Units'!$P$6:$P$22655,O67))","v":1988},26]
[null,"EXCLUDE","WY","Sinclair Oil Refinery",54374,"NO1","NG","ST",0.4,null,"Industrial CHP","Y","Steam unit (PRMVR=ST) under 25MW/250 MMBtu/hr",null,{"$f":"IF(B68=\"CoalST\",MATCH(E68&\"|\"&F68,EIA_Units!$BK$6:$BK$22655,0),\"\")","v":""},{"$f":"IF(O68=\"\",\"\",INDEX(EIA_Units!P68:'EIA_Units'!$P$6:$P$22655,O68))","v":""},""]
[null,"EXCLUDE","WY","Sinclair Oil Refinery",54374,"NO2","NG","ST",0.4,null,"Industrial CHP","Y","Steam unit (PRMVR=ST) under 25MW/250 MMBtu/hr",null,{"$f":"IF(B69=\"CoalST\",MATCH(E69&\"|\"&F69,EIA_Units!$BK$6:$BK$22655,0),\"\")","v":""},{"$f":"IF(O69=\"\",\"\",INDEX(EIA_Units!P69:'EIA_Units'!$P$6:$P$22655,O69))","v":""},""]
[null,"EXCLUDE","WY","Sinclair Oil Refinery",54374,"NO3","NG","ST",1.3,null,"Industrial CHP","Y","Steam unit (PRMVR=ST) under 25MW/250 MMBtu/hr",null,{"$f":"IF(B70=\"CoalST\",MATCH(E70&\"|\"&F70,EIA_Units!$BK$6:$BK$22655,0),\"\")","v":""},{"$f":"IF(O70=\"\",\"\",INDEX(EIA_Units!P70:'EIA_Units'!$P$6:$P$22655,O70))","v":""},""]
[null,"EXCLUDE","WA","SDS Lumber Gorge Energy Division",50231,"TG2","WDS","ST",5,null,"Industrial CHP","Y","Non Fossil fuel type",null,{"$f":"IF(B71=\"CoalST\",MATCH(E71&\"|\"&F71,EIA_Units!$BK$6:$BK$22655,0),\"\")","v":""},{"$f":"IF(O71=\"\",\"\",INDEX(EIA_Units!P71:'EIA_Units'!$P$6:$P$22655,O71))","v":""},{"$f":"IF(O71=\"\",\"\",2014-P71)","v":""}]
[null,"EXCLUDE","WA","SDS Lumber Gorge Energy Division",50231,"TG3","WDS","ST",5,null,"Industrial CHP","Y","Non Fossil fuel type",null,{"$f":"IF(B72=\"CoalST\",MATCH(E72&\"|\"&F72,EIA_Units!$BK$6:$BK$22655,0),\"\")","v":""},{"$f":"IF(O72=\"\",\"\",INDEX(EIA_Units!P72:'EIA_Units'!$P$6:$P$22655,O72))","v":""},""]
[null,"EXCLUDE","ME","East Millinocket Mill",55830,"M2S1","WDS","ST",15.6,null,"Industrial CHP","Y","Non Fossil fuel type",null,{"$f":"IF(B73=\"CoalST\",MATCH(E73&\"|\"&F73,EIA_Units!$BK$6:$BK$22655,0),\"\")","v":""},{"$f":"IF(O73=\"\",\"\",INDEX(EIA_Units!P73:'EIA_Units'!$P$6:$P$22655,O73))","v":""},""]
[null,"EXCLUDE","ME","East Millinocket Mill",55830,"M2S2","WDS","ST",15.6,null,"Industrial CHP","Y","Non Fossil fuel type",null,{"$f":"IF(B74=\"CoalST\",MATCH(E74&\"|\"&F74,EIA_Units!$BK$6:$BK$22655,0),\"\")","v":""},{"$f":"IF(O74=\"\",\"\",INDEX(EIA_Units!P74:'EIA_Units'!$P$6:$P$22655,O74))","v":""},""]
[null,"EXCLUDE","ME","East Millinocket Mill",55830,"M2S3","WDS","ST",30.2,null,"Industrial CHP","Y","Non Fossil fuel type",null,{"$f":"IF(B75=\"CoalST\",MATCH(E75&\"|\"&F75,EIA_Units!$BK$6:$BK$22655,0),\"\")","v":""},{"$f":"IF(O75=\"\",\"\",INDEX(EIA_Units!P75:'EIA_Units'!$P$6:$P$22655,O75))","v":""},""]
[null,"EXCLUDE","OR","Georgia-Pacific Toledo Mill",58109,"TG1","BLQ","ST",18.5,null,"Industrial CHP","Y","Steam unit (PRMVR=ST) under 25MW/250 MMBtu/hr",null,{"$f":"IF(B76=\"CoalST\",MATCH(E76&\"|\"&F76,EIA_Units!$BK$6:$BK$22655,0),\"\")","v":""},{"$f":"IF(O76=\"\",\"\",INDEX(EIA_Units!P76:'EIA_Units'!$P$6:$P$22655,O76))","v":""},""]
[null,"EXCLUDE","OK","Covanta WBH LLC",50660,"GEN1","MSB","ST",16.8,null,"Industrial CHP","Y","Non Fossil fuel type",null,{"$f":"IF(B77=\"CoalST\",MATCH(E77&\"|\"&F77,EIA_Units!$BK$6:$BK$22655,0),\"\")","v":""},{"$f":"IF(O77=\"\",\"\",INDEX(EIA_Units!P77:'EIA_Units'!$P$6:$P$22655,O77))","v":""},""]
[null,"EXCLUDE","ND","Enderlin",54908,"GEN1","AB","ST",5.0999999999999996,null,"Industrial CHP","Y","Non Fossil fuel type",null,{"$f":"IF(B78=\"CoalST\",MATCH(E78&\"|\"&F78,EIA_Units!$BK$6:$BK$22655,0),\"\")","v":""},{"$f":"IF(O78=\"\",\"\",INDEX(EIA_Units!P78:'EIA_Units'!$P$6:$P$22655,O78))","v":""},""]
[null,"EXCLUDE","ND","Enderlin",54908,"GEN2","AB","ST",4.7,null,"Industrial CHP","Y","Non Fossil fuel type",null,{"$f":"IF(B79=\"CoalST\",MATCH(E79&\"|\"&F79,EIA_Units!$BK$6:$BK$22655,0),\"\")","v":""},{"$f":"IF(O79=\"\",\"\",INDEX(EIA_Units!P79:'EIA_Units'!$P$6:$P$22655,O79))","v":""},""]
[null,"EXCLUDE","NY","University of Rochester",58157,"LP","NG","ST",7.2,null,"Commercial CHP","Y","Steam unit (PRMVR=ST) under 25MW/250 MMBtu/hr",null,{"$f":"IF(B80=\"CoalST\",MATCH(E80&\"|\"&F80,EIA_Units!$BK$6:$BK$22655,0),\"\")","v":""},{"$f":"IF(O80=\"\",\"\",INDEX(EIA_Units!P80:'EIA_Units'!$P$6:$P$22655,O80))","v":""},""]
[null,"EXCLUDE","MN","M L Hibbard",1897,"3","WDS","ST",35.299999999999997,null,"Electric Utility/Cogeneration","Y","Non Fossil fuel type",null,{"$f":"IF(B81=\"CoalST\",MATCH(E81&\"|\"&F81,EIA_Units!$BK$6:$BK$22655,0),\"\")","v":""},{"$f":"IF(O81=\"\",\"\",INDEX(EIA_Units!P81:'EIA_Units'!$P$6:$P$22655,O81))","v":""},""]
[null,"EXCLUDE","MN","M L Hibbard",1897,"4","WDS","ST",37.5,null,"Electric Utility/Cogeneration","Y","Non Fossil fuel type",null,{"$f":"IF(B82=\"CoalST\",MATCH(E82&\"|\"&F82,EIA_Units!$BK$6:$BK$22655,0),\"\")","v":""},{"$f":"IF(O82=\"\",\"\",INDEX(EIA_Units!P82:'EIA_Units'!$P$6:$P$22655,O82))","v":""},""]
[null,"EXCLUDE","CO","Western Sugar Coop- Ft Morgan",58081,"ATB-2","SUB","ST",3,null,"Industrial CHP","Y","Steam unit (PRMVR=ST) under 25MW/250 MMBtu/hr",null,{"$f":"IF(B83=\"CoalST\",MATCH(E83&\"|\"&F83,EIA_Units!$BK$6:$BK$22655,0),\"\")","v":""},{"$f":"IF(O83=\"\",\"\",INDEX(EIA_Units!P83:'EIA_Units'!$P$6:$P$22655,O83))","v":""},""]
[null,"EXCLUDE","UT","Wasatch Energy Systems Energy Recovery",55302,"1","MSB","ST",1.6,null,"IPP CHP","Y","Non Fossil fuel type",null,{"$f":"IF(B84=\"CoalST\",MATCH(E84&\"|\"&F84,EIA_Units!$BK$6:$BK$22655,0),\"\")","v":""},{"$f":"IF(O84=\"\",\"\",INDEX(EIA_Units!P84:'EIA_Units'!$P$6:$P$22655,O84))","v":""},""]
[null,"Exclude","SC","Hilton Head",3318,"3","DFO","GT",64.7,null,"Electric Utility","N","Low utilization CT",null,{"$f":"IF(B85=\"CoalST\",MATCH(E85&\"|\"&F85,EIA_Units!$BK$6:$BK$22655,0),\"\")","v":""},{"$f":"IF(O85=\"\",\"\",INDEX(EIA_Units!P85:'EIA_Units'!$P$6:$P$22655,O85))","v":""},""]
[null,"EXCLUDE","GA","PInova Inc",10120,"GEN5","WDS","ST",7.1,null,"Industrial CHP","Y","Non Fossil fuel type",null,{"$f":"IF(B86=\"CoalST\",MATCH(E86&\"|\"&F86,EIA_Units!$BK$6:$BK$22655,0),\"\")","v":""},{"$f":"IF(O86=\"\",\"\",INDEX(EIA_Units!P86:'EIA_Units'!$P$6:$P$22655,O86))","v":""},""]
[null,"EXCLUDE","GA","PInova Inc",10120,"GEN6","WDS","ST",2,null,"Industrial CHP","Y","Non Fossil fuel type",null,{"$f":"IF(B87=\"CoalST\",MATCH(E87&\"|\"&F87,EIA_Units!$BK$6:$BK$22655,0),\"\")","v":""},{"$f":"IF(O87=\"\",\"\",INDEX(EIA_Units!P87:'EIA_Units'!$P$6:$P$22655,O87))","v":""},""]
[null,"EXCLUDE","ME","Red Shield Envir Old Town Facility",10700,"TG4","BLQ","ST",12.5,null,"Industrial CHP","Y","Steam unit (PRMVR=ST) under 25MW/250 MMBtu/hr",null,{"$f":"IF(B88=\"CoalST\",MATCH(E88&\"|\"&F88,EIA_Units!$BK$6:$BK$22655,0),\"\")","v":""},{"$f":"IF(O88=\"\",\"\",INDEX(EIA_Units!P88:'EIA_Units'!$P$6:$P$22655,O88))","v":""},""]
[null,"EXCLUDE","WA","University of Washington Power Plant",54809,"TG2","NG","ST",5,null,"Commercial CHP","Y","Steam unit (PRMVR=ST) under 25MW/250 MMBtu/hr",null,{"$f":"IF(B89=\"CoalST\",MATCH(E89&\"|\"&F89,EIA_Units!$BK$6:$BK$22655,0),\"\")","v":""},{"$f":"IF(O89=\"\",\"\",INDEX(EIA_Units!P89:'EIA_Units'!$P$6:$P$22655,O89))","v":""},""]
[null,"EXCLUDE","TX","Engineered Carbons Echo Cogeneration",10187,"GEN1","OG","ST",10,null,"Industrial Non-CHP","N","Steam unit (PRMVR=ST) under 25MW/250 MMBtu/hr",null,{"$f":"IF(B90=\"CoalST\",MATCH(E90&\"|\"&F90,EIA_Units!$BK$6:$BK$22655,0),\"\")","v":""},{"$f":"IF(O90=\"\",\"\",INDEX(EIA_Units!P90:'EIA_Units'!$P$6:$P$22655,O90))","v":""},""]
[null,"Exclude","SC","Hilton Head",3318,"2","DFO","GT",26.6,null,"Electric Utility","N","Low utilization CT",null,{"$f":"IF(B91=\"CoalST\",MATCH(E91&\"|\"&F91,EIA_Units!$BK$6:$BK$22655,0),\"\")","v":""},{"$f":"IF(O91=\"\",\"\",INDEX(EIA_Units!P91:'EIA_Units'!$P$6:$P$22655,O91))","v":""},""]
[null,"EXCLUDE","MN","Southeast Steam Plant",57966,"SSP","NG","ST",13,null,"Commercial Non-CHP","N","Steam unit (PRMVR=ST) under 25MW/250 MMBtu/hr",null,{"$f":"IF(B92=\"CoalST\",MATCH(E92&\"|\"&F92,EIA_Units!$BK$6:$BK$22655,0),\"\")","v":""},{"$f":"IF(O92=\"\",\"\",INDEX(EIA_Units!P92:'EIA_Units'!$P$6:$P$22655,O92))","v":""},""]
[null,"Exclude","GA","McManus",715,"4D","DFO","GT",55.4,null,"Electric Utility","N","Low utilization CT",null,{"$f":"IF(B93=\"CoalST\",MATCH(E93&\"|\"&F93,EIA_Units!$BK$6:$BK$22655,0),\"\")","v":""},{"$f":"IF(O93=\"\",\"\",INDEX(EIA_Units!P93:'EIA_Units'!$P$6:$P$22655,O93))","v":""},""]
[null,"EXCLUDE","CA","Covanta Stanislaus Energy",50632,"GEN1","MSB","ST",24,null,"IPP Non-CHP","N","Non Fossil fuel type",null,{"$f":"IF(B94=\"CoalST\",MATCH(E94&\"|\"&F94,EIA_Units!$BK$6:$BK$22655,0),\"\")","v":""},{"$f":"IF(O94=\"\",\"\",INDEX(EIA_Units!P94:'EIA_Units'!$P$6:$P$22655,O94))","v":""},""]
[null,"EXCLUDE","TX","Seadrift Coke LP",10167,"GEN1","PC","ST",7.6,null,"Industrial CHP","Y","Steam unit (PRMVR=ST) under 25MW/250 MMBtu/hr",null,{"$f":"IF(B95=\"CoalST\",MATCH(E95&\"|\"&F95,EIA_Units!$BK$6:$BK$22655,0),\"\")","v":""},{"$f":"IF(O95=\"\",\"\",INDEX(EIA_Units!P95:'EIA_Units'!$P$6:$P$22655,O95))","v":""},""]
[null,"Exclude","GA","McManus",715,"4C","DFO","GT",55.4,null,"Electric Utility","N","Low utilization CT",null,{"$f":"IF(B96=\"CoalST\",MATCH(E96&\"|\"&F96,EIA_Units!$BK$6:$BK$22655,0),\"\")","v":""},{"$f":"IF(O96=\"\",\"\",INDEX(EIA_Units!P96:'EIA_Units'!$P$6:$P$22655,O96))","v":""},""]
[null,"EXCLUDE","PA","Shawnee",3114,"1","DFO","GT",20,null,"IPP Non-CHP","N","Simple Cycle Turbine (PRMVR=GT or OT) unit under 25MW",null,{"$f":"IF(B97=\"CoalST\",MATCH(E97&\"|\"&F97,EIA_Units!$BK$6:$BK$22655,0),\"\")","v":""},{"$f":"IF(O97=\"\",\"\",INDEX(EIA_Units!P97:'EIA_Units'!$P$6:$P$22655,O97))","v":""},""]
[null,"Exclude","SD","Aberdeen CT",3338,"GT1","DFO","GT",28.8,null,"Electric Utility","N","Low utilization CT",null,{"$f":"IF(B98=\"CoalST\",MATCH(E98&\"|\"&F98,EIA_Units!$BK$6:$BK$22655,0),\"\")","v":""},{"$f":"IF(O98=\"\",\"\",INDEX(EIA_Units!P98:'EIA_Units'!$P$6:$P$22655,O98))","v":""},""]
[null,"Exclude","DE","Christiana",591,"CH14","DFO","GT",26,null,"Electric Utility/IPP Non-CHP","N","Low utilization CT",null,{"$f":"IF(B99=\"CoalST\",MATCH(E99&\"|\"&F99,EIA_Units!$BK$6:$BK$22655,0),\"\")","v":""},{"$f":"IF(O99=\"\",\"\",INDEX(EIA_Units!P99:'EIA_Units'!$P$6:$P$22655,O99))","v":""},""]
[null,"Exclude","GA","McManus",715,"3B","DFO","GT",55.4,null,"Electric Utility","N","Low utilization CT",null,{"$f":"IF(B100=\"CoalST\",MATCH(E100&\"|\"&F100,EIA_Units!$BK$6:$BK$22655,0),\"\")","v":""},{"$f":"IF(O100=\"\",\"\",INDEX(EIA_Units!P100:'EIA_Units'!$P$6:$P$22655,O100))","v":""},""]
[null,"EXCLUDE","WI","Waupun Correctional Central Heating Plt",54407,"1","BIT","ST",1,null,"Commercial CHP","Y","Steam unit (PRMVR=ST) under 25MW/250 MMBtu/hr",null,{"$f":"IF(B101=\"CoalST\",MATCH(E101&\"|\"&F101,EIA_Units!$BK$6:$BK$22655,0),\"\")","v":""},{"$f":"IF(O101=\"\",\"\",INDEX(EIA_Units!P101:'EIA_Units'!$P$6:$P$22655,O101))","v":""},""]
[null,"EXCLUDE","WI","Waupun Correctional Central Heating Plt",54407,"2","BIT","ST",1,null,"Commercial CHP","Y","Steam unit (PRMVR=ST) under 25MW/250 MMBtu/hr",null,{"$f":"IF(B102=\"CoalST\",MATCH(E102&\"|\"&F102,EIA_Units!$BK$6:$BK$22655,0),\"\")","v":""},{"$f":"IF(O102=\"\",\"\",INDEX(EIA_Units!P102:'EIA_Units'!$P$6:$P$22655,O102))","v":""},""]
[null,"EXCLUDE","IA","Riverside",1081,"3HS","SUB","ST",5,null,"Electric Utility","Y","Steam unit (PRMVR=ST) under 25MW/250 MMBtu/hr",null,{"$f":"IF(B103=\"CoalST\",MATCH(E103&\"|\"&F103,EIA_Units!$BK$6:$BK$22655,0),\"\")","v":""},{"$f":"IF(O103=\"\",\"\",INDEX(EIA_Units!P103:'EIA_Units'!$P$6:$P$22655,O103))","v":""},""]
[null,"EXCLUDE","OR","IP Springfield Oregon",50191,"TG2","BLQ","ST",5,null,"Industrial CHP","N","Steam unit (PRMVR=ST) under 25MW/250 MMBtu/hr",null,{"$f":"IF(B104=\"CoalST\",MATCH(E104&\"|\"&F104,EIA_Units!$BK$6:$BK$22655,0),\"\")","v":""},{"$f":"IF(O104=\"\",\"\",INDEX(EIA_Units!P104:'EIA_Units'!$P$6:$P$22655,O104))","v":""},""]
[null,"EXCLUDE","OR","IP Springfield Oregon",50191,"TG4","BLQ","ST",40,null,"Industrial CHP","Y","Commercial/Industrial Unit",null,{"$f":"IF(B105=\"CoalST\",MATCH(E105&\"|\"&F105,EIA_Units!$BK$6:$BK$22655,0),\"\")","v":""},{"$f":"IF(O105=\"\",\"\",INDEX(EIA_Units!P105:'EIA_Units'!$P$6:$P$22655,O105))","v":""},""]
[null,"EXCLUDE","OR","IP Springfield Oregon",50191,"TG3","BLQ","ST",12.5,null,"Industrial CHP","Y","Steam unit (PRMVR=ST) under 25MW/250 MMBtu/hr",null,{"$f":"IF(B106=\"CoalST\",MATCH(E106&\"|\"&F106,EIA_Units!$BK$6:$BK$22655,0),\"\")","v":""},{"$f":"IF(O106=\"\",\"\",INDEX(EIA_Units!P106:'EIA_Units'!$P$6:$P$22655,O106))","v":""},""]
[null,"EXCLUDE","OR","IP Springfield Oregon",50191,"TG1","BLQ","ST",7.5,null,"Industrial CHP","N","Steam unit (PRMVR=ST) under 25MW/250 MMBtu/hr",null,{"$f":"IF(B107=\"CoalST\",MATCH(E107&\"|\"&F107,EIA_Units!$BK$6:$BK$22655,0),\"\")","v":""},{"$f":"IF(O107=\"\",\"\",INDEX(EIA_Units!P107:'EIA_Units'!$P$6:$P$22655,O107))","v":""},""]
[null,"EXCLUDE","PA","West Campus Steam Plant",58194,"WC3","BIT","ST",3.5,null,"Commercial CHP","Y","Steam unit (PRMVR=ST) under 25MW/250 MMBtu/hr",null,{"$f":"IF(B108=\"CoalST\",MATCH(E108&\"|\"&F108,EIA_Units!$BK$6:$BK$22655,0),\"\")","v":""},{"$f":"IF(O108=\"\",\"\",INDEX(EIA_Units!P108:'EIA_Units'!$P$6:$P$22655,O108))","v":""},""]
[null,"EXCLUDE","PA","West Campus Steam Plant",58194,"WC2","BIT","ST",2.5,null,"Commercial CHP","Y","Steam unit (PRMVR=ST) under 25MW/250 MMBtu/hr",null,{"$f":"IF(B109=\"CoalST\",MATCH(E109&\"|\"&F109,EIA_Units!$BK$6:$BK$22655,0),\"\")","v":""},{"$f":"IF(O109=\"\",\"\",INDEX(EIA_Units!P109:'EIA_Units'!$P$6:$P$22655,O109))","v":""},""]
[null,"Exclude","GA","Wilson",6258,"5B","DFO","GT",53.1,null,"Electric Utility","N","Low utilization CT",null,{"$f":"IF(B110=\"CoalST\",MATCH(E110&\"|\"&F110,EIA_Units!$BK$6:$BK$22655,0),\"\")","v":""},{"$f":"IF(O110=\"\",\"\",INDEX(EIA_Units!P110:'EIA_Units'!$P$6:$P$22655,O110))","v":""},""]
[null,"EXCLUDE","PA","Erie Coke",50920,"1","OG","ST",2.5,null,"Industrial CHP","Y","Steam unit (PRMVR=ST) under 25MW/250 MMBtu/hr",null,{"$f":"IF(B111=\"CoalST\",MATCH(E111&\"|\"&F111,EIA_Units!$BK$6:$BK$22655,0),\"\")","v":""},{"$f":"IF(O111=\"\",\"\",INDEX(EIA_Units!P111:'EIA_Units'!$P$6:$P$22655,O111))","v":""},""]
[null,"EXCLUDE","CA","Rhodia Dominguez Plant",52064,"GEN1","NG","ST",5,null,"Industrial CHP","Y","Steam unit (PRMVR=ST) under 25MW/250 MMBtu/hr",null,{"$f":"IF(B112=\"CoalST\",MATCH(E112&\"|\"&F112,EIA_Units!$BK$6:$BK$22655,0),\"\")","v":""},{"$f":"IF(O112=\"\",\"\",INDEX(EIA_Units!P112:'EIA_Units'!$P$6:$P$22655,O112))","v":""},""]
[null,"EXCLUDE","VA","Georgia-Pacific Big Island",50479,"GEN1","WDS","ST",7.5,null,"Industrial CHP","Y","Non Fossil fuel type",null,{"$f":"IF(B113=\"CoalST\",MATCH(E113&\"|\"&F113,EIA_Units!$BK$6:$BK$22655,0),\"\")","v":""},{"$f":"IF(O113=\"\",\"\",INDEX(EIA_Units!P113:'EIA_Units'!$P$6:$P$22655,O113))","v":""},""]
[null,"EXCLUDE","FL","Buckeye Florida LP",50466,"GEN3","BLQ","ST",10.4,null,"Industrial CHP","Y","Steam unit (PRMVR=ST) under 25MW/250 MMBtu/hr",null,{"$f":"IF(B114=\"CoalST\",MATCH(E114&\"|\"&F114,EIA_Units!$BK$6:$BK$22655,0),\"\")","v":""},{"$f":"IF(O114=\"\",\"\",INDEX(EIA_Units!P114:'EIA_Units'!$P$6:$P$22655,O114))","v":""},""]
[null,"EXCLUDE","FL","Buckeye Florida LP",50466,"GEN4","BLQ","ST",14.8,null,"Industrial CHP","Y","Steam unit (PRMVR=ST) under 25MW/250 MMBtu/hr",null,{"$f":"IF(B115=\"CoalST\",MATCH(E115&\"|\"&F115,EIA_Units!$BK$6:$BK$22655,0),\"\")","v":""},{"$f":"IF(O115=\"\",\"\",INDEX(EIA_Units!P115:'EIA_Units'!$P$6:$P$22655,O115))","v":""},""]
[null,"EXCLUDE","FL","Buckeye Florida LP",50466,"GEN6","BLQ","ST",25,null,"Industrial CHP","N","Commercial/Industrial Unit",null,{"$f":"IF(B116=\"CoalST\",MATCH(E116&\"|\"&F116,EIA_Units!$BK$6:$BK$22655,0),\"\")","v":""},{"$f":"IF(O116=\"\",\"\",INDEX(EIA_Units!P116:'EIA_Units'!$P$6:$P$22655,O116))","v":""},""]
[null,"EXCLUDE","FL","Buckeye Florida LP",50466,"GEN2","BLQ","ST",8.1999999999999993,null,"Industrial CHP","Y","Steam unit (PRMVR=ST) under 25MW/250 MMBtu/hr",null,{"$f":"IF(B117=\"CoalST\",MATCH(E117&\"|\"&F117,EIA_Units!$BK$6:$BK$22655,0),\"\")","v":""},{"$f":"IF(O117=\"\",\"\",INDEX(EIA_Units!P117:'EIA_Units'!$P$6:$P$22655,O117))","v":""},""]
[null,"EXCLUDE","FL","Buckeye Florida LP",50466,"GEN5","BLQ","ST",11,null,"Industrial CHP","Y","Steam unit (PRMVR=ST) under 25MW/250 MMBtu/hr",null,{"$f":"IF(B118=\"CoalST\",MATCH(E118&\"|\"&F118,EIA_Units!$BK$6:$BK$22655,0),\"\")","v":""},{"$f":"IF(O118=\"\",\"\",INDEX(EIA_Units!P118:'EIA_Units'!$P$6:$P$22655,O118))","v":""},""]
[null,"Exclude","DE","Christiana",591,"CH11","DFO","GT",26,null,"Electric Utility/IPP Non-CHP","N","Low utilization CT",null,{"$f":"IF(B119=\"CoalST\",MATCH(E119&\"|\"&F119,EIA_Units!$BK$6:$BK$22655,0),\"\")","v":""},{"$f":"IF(O119=\"\",\"\",INDEX(EIA_Units!P119:'EIA_Units'!$P$6:$P$22655,O119))","v":""},""]
[null,"Exclude","NC","Cleveland Cnty Generating Facility",57029,"1","NG","GT",184,null,"Electric Utility/IPP Non-CHP","N","Low utilization CT",null,{"$f":"IF(B120=\"CoalST\",MATCH(E120&\"|\"&F120,EIA_Units!$BK$6:$BK$22655,0),\"\")","v":""},{"$f":"IF(O120=\"\",\"\",INDEX(EIA_Units!P120:'EIA_Units'!$P$6:$P$22655,O120))","v":""},""]
[null,"Exclude","NC","Cleveland Cnty Generating Facility",57029,"2","NG","GT",184,null,"Electric Utility/IPP Non-CHP","N","Low utilization CT",null,{"$f":"IF(B121=\"CoalST\",MATCH(E121&\"|\"&F121,EIA_Units!$BK$6:$BK$22655,0),\"\")","v":""},{"$f":"IF(O121=\"\",\"\",INDEX(EIA_Units!P121:'EIA_Units'!$P$6:$P$22655,O121))","v":""},""]
[null,"Exclude","NC","Cleveland Cnty Generating Facility",57029,"3","NG","GT",184,null,"Electric Utility/IPP Non-CHP","N","Low utilization CT",null,{"$f":"IF(B122=\"CoalST\",MATCH(E122&\"|\"&F122,EIA_Units!$BK$6:$BK$22655,0),\"\")","v":""},{"$f":"IF(O122=\"\",\"\",INDEX(EIA_Units!P122:'EIA_Units'!$P$6:$P$22655,O122))","v":""},""]
[null,"Exclude","NC","Cleveland Cnty Generating Facility",57029,"4","NG","GT",184,null,"Electric Utility/IPP Non-CHP","N","Low utilization CT",null,{"$f":"IF(B123=\"CoalST\",MATCH(E123&\"|\"&F123,EIA_Units!$BK$6:$BK$22655,0),\"\")","v":""},{"$f":"IF(O123=\"\",\"\",INDEX(EIA_Units!P123:'EIA_Units'!$P$6:$P$22655,O123))","v":""},""]
[null,"EXCLUDE","OH","Heat Plant 770",57926,"HP","BIT","ST",1.2,null,"Commercial CHP","Y","Steam unit (PRMVR=ST) under 25MW/250 MMBtu/hr",null,{"$f":"IF(B124=\"CoalST\",MATCH(E124&\"|\"&F124,EIA_Units!$BK$6:$BK$22655,0),\"\")","v":""},{"$f":"IF(O124=\"\",\"\",INDEX(EIA_Units!P124:'EIA_Units'!$P$6:$P$22655,O124))","v":""},""]
[null,"EXCLUDE","OH","Heat Plant 770",57926,"LP","BIT","ST",0.8,null,"Commercial CHP","Y","Steam unit (PRMVR=ST) under 25MW/250 MMBtu/hr",null,{"$f":"IF(B125=\"CoalST\",MATCH(E125&\"|\"&F125,EIA_Units!$BK$6:$BK$22655,0),\"\")","v":""},{"$f":"IF(O125=\"\",\"\",INDEX(EIA_Units!P125:'EIA_Units'!$P$6:$P$22655,O125))","v":""},""]
[null,"Exclude","SC","Hilton Head",3318,"1","DFO","GT",26.6,null,"Electric Utility","N","Low utilization CT",null,{"$f":"IF(B126=\"CoalST\",MATCH(E126&\"|\"&F126,EIA_Units!$BK$6:$BK$22655,0),\"\")","v":""},{"$f":"IF(O126=\"\",\"\",INDEX(EIA_Units!P126:'EIA_Units'!$P$6:$P$22655,O126))","v":""},""]
[null,"EXCLUDE","MO","Chamois",2169,"1","BIT","ST",15,null,"Electric Utility","N","Steam unit (PRMVR=ST) under 25MW/250 MMBtu/hr",null,{"$f":"IF(B127=\"CoalST\",MATCH(E127&\"|\"&F127,EIA_Units!$BK$6:$BK$22655,0),\"\")","v":""},{"$f":"IF(O127=\"\",\"\",INDEX(EIA_Units!P127:'EIA_Units'!$P$6:$P$22655,O127))","v":""},""]
[null,"EXCLUDE","KS","Bonanza BioEnergy LLC",58193,"ST96","NG","ST",2,null,"Industrial CHP","Y","Steam unit (PRMVR=ST) under 25MW/250 MMBtu/hr",null,{"$f":"IF(B128=\"CoalST\",MATCH(E128&\"|\"&F128,EIA_Units!$BK$6:$BK$22655,0),\"\")","v":""},{"$f":"IF(O128=\"\",\"\",INDEX(EIA_Units!P128:'EIA_Units'!$P$6:$P$22655,O128))","v":""},""]
[null,"EXCLUDE","OR","Georgia-Pacific Toledo Mill",58109,"TG2","BLQ","ST",18.8,null,"Industrial CHP","Y","Steam unit (PRMVR=ST) under 25MW/250 MMBtu/hr",null,{"$f":"IF(B129=\"CoalST\",MATCH(E129&\"|\"&F129,EIA_Units!$BK$6:$BK$22655,0),\"\")","v":""},{"$f":"IF(O129=\"\",\"\",INDEX(EIA_Units!P129:'EIA_Units'!$P$6:$P$22655,O129))","v":""},""]
[null,"EXCLUDE","MS","International Paper Vicksburg Mill",54100,"GEN1","BLQ","ST",2.5,null,"Industrial CHP","Y","Steam unit (PRMVR=ST) under 25MW/250 MMBtu/hr",null,{"$f":"IF(B130=\"CoalST\",MATCH(E130&\"|\"&F130,EIA_Units!$BK$6:$BK$22655,0),\"\")","v":""},{"$f":"IF(O130=\"\",\"\",INDEX(EIA_Units!P130:'EIA_Units'!$P$6:$P$22655,O130))","v":""},""]
[null,"EXCLUDE","MS","International Paper Vicksburg Mill",54100,"GEN2","BLQ","ST",48,null,"Industrial CHP","Y","Commercial/Industrial Unit",null,{"$f":"IF(B131=\"CoalST\",MATCH(E131&\"|\"&F131,EIA_Units!$BK$6:$BK$22655,0),\"\")","v":""},{"$f":"IF(O131=\"\",\"\",INDEX(EIA_Units!P131:'EIA_Units'!$P$6:$P$22655,O131))","v":""},""]
[null,"EXCLUDE","IL","Loyola University Health Plant",58181,"UNIT1","NG","GT",5.3,null,"Commercial Non-CHP","N","Simple Cycle Turbine (PRMVR=GT or OT) unit under 25MW",null,{"$f":"IF(B132=\"CoalST\",MATCH(E132&\"|\"&F132,EIA_Units!$BK$6:$BK$22655,0),\"\")","v":""},{"$f":"IF(O132=\"\",\"\",INDEX(EIA_Units!P132:'EIA_Units'!$P$6:$P$22655,O132))","v":""},""]
[null,"EXCLUDE","IL","Loyola University Health Plant",58181,"UNIT2","NG","GT",5.3,null,"Commercial Non-CHP","N","Simple Cycle Turbine (PRMVR=GT or OT) unit under 25MW",null,{"$f":"IF(B133=\"CoalST\",MATCH(E133&\"|\"&F133,EIA_Units!$BK$6:$BK$22655,0),\"\")","v":""},{"$f":"IF(O133=\"\",\"\",INDEX(EIA_Units!P133:'EIA_Units'!$P$6:$P$22655,O133))","v":""},""]
[null,"COALST","FL","Scholz",642,"1","BIT","ST",49,null,"Electric Utility","N","",null,{"$f":"IF(B134=\"CoalST\",MATCH(E134&\"|\"&F134,EIA_Units!$BK$6:$BK$22655,0),\"\")","v":4921},{"$f":"IF(O134=\"\",\"\",INDEX(EIA_Units!P134:'EIA_Units'!$P$6:$P$22655,O134))","v":1953},61]
[null,"EXCLUDE","AL","U S Alliance Coosa Pines",54216,"GEN7","BLQ","ST",17.899999999999999,null,"Industrial CHP","Y","Steam unit (PRMVR=ST) under 25MW/250 MMBtu/hr",null,{"$f":"IF(B135=\"CoalST\",MATCH(E135&\"|\"&F135,EIA_Units!$BK$6:$BK$22655,0),\"\")","v":""},{"$f":"IF(O135=\"\",\"\",INDEX(EIA_Units!P135:'EIA_Units'!$P$6:$P$22655,O135))","v":""},{"$f":"IF(O135=\"\",\"\",2014-P135)","v":""}]
[null,"EXCLUDE","NY","Northport",2516,"GT1","DFO","GT",16,null,"Electric Utility","N","Simple Cycle Turbine (PRMVR=GT or OT) unit under 25MW",null,{"$f":"IF(B136=\"CoalST\",MATCH(E136&\"|\"&F136,EIA_Units!$BK$6:$BK$22655,0),\"\")","v":""},{"$f":"IF(O136=\"\",\"\",INDEX(EIA_Units!P136:'EIA_Units'!$P$6:$P$22655,O136))","v":""},""]
[null,"EXCLUDE","AL","U S Alliance Coosa Pines",54216,"AOW6","BIT","ST",12.5,null,"Industrial CHP","Y","Steam unit (PRMVR=ST) under 25MW/250 MMBtu/hr",null,{"$f":"IF(B137=\"CoalST\",MATCH(E137&\"|\"&F137,EIA_Units!$BK$6:$BK$22655,0),\"\")","v":""},{"$f":"IF(O137=\"\",\"\",INDEX(EIA_Units!P137:'EIA_Units'!$P$6:$P$22655,O137))","v":""},""]
[null,"EXCLUDE","WY","Western Sugar Coop - Torrington",57967,"GEGEN","SUB","ST",2,null,"Industrial CHP","Y","Steam unit (PRMVR=ST) under 25MW/250 MMBtu/hr",null,{"$f":"IF(B138=\"CoalST\",MATCH(E138&\"|\"&F138,EIA_Units!$BK$6:$BK$22655,0),\"\")","v":""},{"$f":"IF(O138=\"\",\"\",INDEX(EIA_Units!P138:'EIA_Units'!$P$6:$P$22655,O138))","v":""},""]
[null,"EXCLUDE","PA","Chester Operations",50410,"5","WC","ST",67,null,"Industrial CHP/Pulp & Paper Mill","Y","Commercial/Industrial Unit",null,{"$f":"IF(B139=\"CoalST\",MATCH(E139&\"|\"&F139,EIA_Units!$BK$6:$BK$22655,0),\"\")","v":""},{"$f":"IF(O139=\"\",\"\",INDEX(EIA_Units!P139:'EIA_Units'!$P$6:$P$22655,O139))","v":""},""]
[null,"EXCLUDE","VA","Radford Army Ammunition Plant",52072,"GEN2","BIT","ST",6,null,"Industrial CHP","Y","Steam unit (PRMVR=ST) under 25MW/250 MMBtu/hr",null,{"$f":"IF(B140=\"CoalST\",MATCH(E140&\"|\"&F140,EIA_Units!$BK$6:$BK$22655,0),\"\")","v":""},{"$f":"IF(O140=\"\",\"\",INDEX(EIA_Units!P140:'EIA_Units'!$P$6:$P$22655,O140))","v":""},""]
[null,"EXCLUDE","VA","Radford Army Ammunition Plant",52072,"GEN3","BIT","ST",6,null,"Industrial CHP","Y","Steam unit (PRMVR=ST) under 25MW/250 MMBtu/hr",null,{"$f":"IF(B141=\"CoalST\",MATCH(E141&\"|\"&F141,EIA_Units!$BK$6:$BK$22655,0),\"\")","v":""},{"$f":"IF(O141=\"\",\"\",INDEX(EIA_Units!P141:'EIA_Units'!$P$6:$P$22655,O141))","v":""},""]
[null,"EXCLUDE","VA","Radford Army Ammunition Plant",52072,"GEN1","BIT","ST",6,null,"Industrial CHP","Y","Steam unit (PRMVR=ST) under 25MW/250 MMBtu/hr",null,{"$f":"IF(B142=\"CoalST\",MATCH(E142&\"|\"&F142,EIA_Units!$BK$6:$BK$22655,0),\"\")","v":""},{"$f":"IF(O142=\"\",\"\",INDEX(EIA_Units!P142:'EIA_Units'!$P$6:$P$22655,O142))","v":""},""]
[null,"EXCLUDE","VA","Radford Army Ammunition Plant",52072,"GEN4","BIT","ST",6,null,"Industrial CHP","Y","Steam unit (PRMVR=ST) under 25MW/250 MMBtu/hr",null,{"$f":"IF(B143=\"CoalST\",MATCH(E143&\"|\"&F143,EIA_Units!$BK$6:$BK$22655,0),\"\")","v":""},{"$f":"IF(O143=\"\",\"\",INDEX(EIA_Units!P143:'EIA_Units'!$P$6:$P$22655,O143))","v":""},""]
[null,"EXCLUDE","OK","University of Oklahoma",50307,"GEN2","NG","ST",2.5,null,"Commercial CHP","Y","Steam unit (PRMVR=ST) under 25MW/250 MMBtu/hr",null,{"$f":"IF(B144=\"CoalST\",MATCH(E144&\"|\"&F144,EIA_Units!$BK$6:$BK$22655,0),\"\")","v":""},{"$f":"IF(O144=\"\",\"\",INDEX(EIA_Units!P144:'EIA_Units'!$P$6:$P$22655,O144))","v":""},""]
[null,"EXCLUDE","MD","Luke Mill",50282,"GEN2","BIT","ST",30,null,"Industrial CHP","Y","Commercial/Industrial Unit",null,{"$f":"IF(B145=\"CoalST\",MATCH(E145&\"|\"&F145,EIA_Units!$BK$6:$BK$22655,0),\"\")","v":""},{"$f":"IF(O145=\"\",\"\",INDEX(EIA_Units!P145:'EIA_Units'!$P$6:$P$22655,O145))","v":""},""]
[null,"EXCLUDE","AL","Rock-Tenn Mill",54763,"2TG","BLQ","ST",12.5,null,"Industrial CHP","Y","Steam unit (PRMVR=ST) under 25MW/250 MMBtu/hr",null,{"$f":"IF(B146=\"CoalST\",MATCH(E146&\"|\"&F146,EIA_Units!$BK$6:$BK$22655,0),\"\")","v":""},{"$f":"IF(O146=\"\",\"\",INDEX(EIA_Units!P146:'EIA_Units'!$P$6:$P$22655,O146))","v":""},""]
[null,"EXCLUDE","AL","Rock-Tenn Mill",54763,"3TG","BLQ","ST",19,null,"Industrial CHP","Y","Steam unit (PRMVR=ST) under 25MW/250 MMBtu/hr",null,{"$f":"IF(B147=\"CoalST\",MATCH(E147&\"|\"&F147,EIA_Units!$BK$6:$BK$22655,0),\"\")","v":""},{"$f":"IF(O147=\"\",\"\",INDEX(EIA_Units!P147:'EIA_Units'!$P$6:$P$22655,O147))","v":""},""]
[null,"EXCLUDE","OK","University of Oklahoma",50307,"GEN3","NG","ST",2.5,null,"Commercial CHP","Y","Steam unit (PRMVR=ST) under 25MW/250 MMBtu/hr",null,{"$f":"IF(B148=\"CoalST\",MATCH(E148&\"|\"&F148,EIA_Units!$BK$6:$BK$22655,0),\"\")","v":""},{"$f":"IF(O148=\"\",\"\",INDEX(EIA_Units!P148:'EIA_Units'!$P$6:$P$22655,O148))","v":""},""]
[null,"EXCLUDE","OR","Warm Springs Forest Products",50426,"GEN1","WDS","ST",3,null,"Industrial CHP","Y","Non Fossil fuel type",null,{"$f":"IF(B149=\"CoalST\",MATCH(E149&\"|\"&F149,EIA_Units!$BK$6:$BK$22655,0),\"\")","v":""},{"$f":"IF(O149=\"\",\"\",INDEX(EIA_Units!P149:'EIA_Units'!$P$6:$P$22655,O149))","v":""},""]
[null,"EXCLUDE","OR","Warm Springs Forest Products",50426,"GEN2","WDS","ST",3,null,"Industrial CHP","Y","Non Fossil fuel type",null,{"$f":"IF(B150=\"CoalST\",MATCH(E150&\"|\"&F150,EIA_Units!$BK$6:$BK$22655,0),\"\")","v":""},{"$f":"IF(O150=\"\",\"\",INDEX(EIA_Units!P150:'EIA_Units'!$P$6:$P$22655,O150))","v":""},""]
[null,"EXCLUDE","OR","Warm Springs Forest Products",50426,"GEN3","WDS","ST",3,null,"Industrial CHP","Y","Non Fossil fuel type",null,{"$f":"IF(B151=\"CoalST\",MATCH(E151&\"|\"&F151,EIA_Units!$BK$6:$BK$22655,0),\"\")","v":""},{"$f":"IF(O151=\"\",\"\",INDEX(EIA_Units!P151:'EIA_Units'!$P$6:$P$22655,O151))","v":""},""]
[null,"EXCLUDE","CA","Richard J Donovan Correctional Facility",54936,"03","NG","GT",2.6,null,"Commercial CHP","Y","Simple Cycle Turbine (PRMVR=GT or OT) unit under 25MW",null,{"$f":"IF(B152=\"CoalST\",MATCH(E152&\"|\"&F152,EIA_Units!$BK$6:$BK$22655,0),\"\")","v":""},{"$f":"IF(O152=\"\",\"\",INDEX(EIA_Units!P152:'EIA_Units'!$P$6:$P$22655,O152))","v":""},""]
[null,"EXCLUDE","TX","Sam Bertron",3468,"GT2","NG","GT",16.3,null,"IPP Non-CHP","N","Simple Cycle Turbine (PRMVR=GT or OT) unit under 25MW",null,{"$f":"IF(B153=\"CoalST\",MATCH(E153&\"|\"&F153,EIA_Units!$BK$6:$BK$22655,0),\"\")","v":""},{"$f":"IF(O153=\"\",\"\",INDEX(EIA_Units!P153:'EIA_Units'!$P$6:$P$22655,O153))","v":""},""]
[null,"EXCLUDE","SC","Marlboro Mill",57470,"MG1","BLQ","ST",51.4,null,"Industrial CHP","Y","Commercial/Industrial Unit",null,{"$f":"IF(B154=\"CoalST\",MATCH(E154&\"|\"&F154,EIA_Units!$BK$6:$BK$22655,0),\"\")","v":""},{"$f":"IF(O154=\"\",\"\",INDEX(EIA_Units!P154:'EIA_Units'!$P$6:$P$22655,O154))","v":""},""]
[null,"EXCLUDE","TN","Cargill Corn Wet Milling Plant",10729,"GEN1","BIT","ST",25,null,"Industrial CHP","Y","Commercial/Industrial Unit",null,{"$f":"IF(B155=\"CoalST\",MATCH(E155&\"|\"&F155,EIA_Units!$BK$6:$BK$22655,0),\"\")","v":""},{"$f":"IF(O155=\"\",\"\",INDEX(EIA_Units!P155:'EIA_Units'!$P$6:$P$22655,O155))","v":""},""]
[null,"EXCLUDE","OR","Alden Bailey Power Plant",56223,"LOKI","NG","GT",10.9,null,"Electric Utility","N","Simple Cycle Turbine (PRMVR=GT or OT) unit under 25MW",null,{"$f":"IF(B156=\"CoalST\",MATCH(E156&\"|\"&F156,EIA_Units!$BK$6:$BK$22655,0),\"\")","v":""},{"$f":"IF(O156=\"\",\"\",INDEX(EIA_Units!P156:'EIA_Units'!$P$6:$P$22655,O156))","v":""},""]
[null,"EXCLUDE","TX","Engineered Carbons Borger Cogen",10072,"GEN1","OG","ST",20,null,"Industrial Non-CHP","N","Steam unit (PRMVR=ST) under 25MW/250 MMBtu/hr",null,{"$f":"IF(B157=\"CoalST\",MATCH(E157&\"|\"&F157,EIA_Units!$BK$6:$BK$22655,0),\"\")","v":""},{"$f":"IF(O157=\"\",\"\",INDEX(EIA_Units!P157:'EIA_Units'!$P$6:$P$22655,O157))","v":""},""]
[null,"EXCLUDE","IN","Peru",1037,"2","BIT","ST",22,null,"Electric Utility","N","Steam unit (PRMVR=ST) under 25MW/250 MMBtu/hr",null,{"$f":"IF(B158=\"CoalST\",MATCH(E158&\"|\"&F158,EIA_Units!$BK$6:$BK$22655,0),\"\")","v":""},{"$f":"IF(O158=\"\",\"\",INDEX(EIA_Units!P158:'EIA_Units'!$P$6:$P$22655,O158))","v":""},""]
[null,"EXCLUDE","AL","Fairfield Works",50730,"GEN4","BFG","ST",22,null,"Industrial Non-CHP","N","Steam unit (PRMVR=ST) under 25MW/250 MMBtu/hr",null,{"$f":"IF(B159=\"CoalST\",MATCH(E159&\"|\"&F159,EIA_Units!$BK$6:$BK$22655,0),\"\")","v":""},{"$f":"IF(O159=\"\",\"\",INDEX(EIA_Units!P159:'EIA_Units'!$P$6:$P$22655,O159))","v":""},""]
[null,"EXCLUDE","MT","Sidney MT Plant",57914,"1","LIG","ST",2,null,"Industrial CHP","Y","Steam unit (PRMVR=ST) under 25MW/250 MMBtu/hr",null,{"$f":"IF(B160=\"CoalST\",MATCH(E160&\"|\"&F160,EIA_Units!$BK$6:$BK$22655,0),\"\")","v":""},{"$f":"IF(O160=\"\",\"\",INDEX(EIA_Units!P160:'EIA_Units'!$P$6:$P$22655,O160))","v":""},""]
[null,"EXCLUDE","MT","Sidney MT Plant",57914,"2","LIG","ST",2,null,"Industrial CHP","Y","Steam unit (PRMVR=ST) under 25MW/250 MMBtu/hr",null,{"$f":"IF(B161=\"CoalST\",MATCH(E161&\"|\"&F161,EIA_Units!$BK$6:$BK$22655,0),\"\")","v":""},{"$f":"IF(O161=\"\",\"\",INDEX(EIA_Units!P161:'EIA_Units'!$P$6:$P$22655,O161))","v":""},""]
[null,"Exclude","GA","McManus",715,"3A","DFO","GT",55.4,null,"Electric Utility","N","Low utilization CT",null,{"$f":"IF(B162=\"CoalST\",MATCH(E162&\"|\"&F162,EIA_Units!$BK$6:$BK$22655,0),\"\")","v":""},{"$f":"IF(O162=\"\",\"\",INDEX(EIA_Units!P162:'EIA_Units'!$P$6:$P$22655,O162))","v":""},""]
[null,"EXCLUDE","CA","Redding Power",7307,"1","NG","GT",18,null,"Electric Utility","N","Simple Cycle Turbine (PRMVR=GT or OT) unit under 25MW",null,{"$f":"IF(B163=\"CoalST\",MATCH(E163&\"|\"&F163,EIA_Units!$BK$6:$BK$22655,0),\"\")","v":""},{"$f":"IF(O163=\"\",\"\",INDEX(EIA_Units!P163:'EIA_Units'!$P$6:$P$22655,O163))","v":""},""]
[null,"Exclude","CA","Redding Power",7307,"2","NG","GT",27.9,null,"Electric Utility","N","Low utilization CT",null,{"$f":"IF(B164=\"CoalST\",MATCH(E164&\"|\"&F164,EIA_Units!$BK$6:$BK$22655,0),\"\")","v":""},{"$f":"IF(O164=\"\",\"\",INDEX(EIA_Units!P164:'EIA_Units'!$P$6:$P$22655,O164))","v":""},""]
[null,"Exclude","CA","Redding Power",7307,"3","NG","GT",27.9,null,"Electric Utility","N","Low utilization CT",null,{"$f":"IF(B165=\"CoalST\",MATCH(E165&\"|\"&F165,EIA_Units!$BK$6:$BK$22655,0),\"\")","v":""},{"$f":"IF(O165=\"\",\"\",INDEX(EIA_Units!P165:'EIA_Units'!$P$6:$P$22655,O165))","v":""},""]
[null,"EXCLUDE","LA","Neptune Gas Processing Plant",56139,"NPCG","NG","OT",4.5,null,"Industrial Non-CHP","N","Simple Cycle Turbine (PRMVR=GT or OT) unit under 25MW",null,{"$f":"IF(B166=\"CoalST\",MATCH(E166&\"|\"&F166,EIA_Units!$BK$6:$BK$22655,0),\"\")","v":""},{"$f":"IF(O166=\"\",\"\",INDEX(EIA_Units!P166:'EIA_Units'!$P$6:$P$22655,O166))","v":""},""]
[null,"EXCLUDE","IL","John Deere Harvester Works",10039,"GEN4","BIT","ST",2.5,null,"Industrial CHP","Y","Steam unit (PRMVR=ST) under 25MW/250 MMBtu/hr",null,{"$f":"IF(B167=\"CoalST\",MATCH(E167&\"|\"&F167,EIA_Units!$BK$6:$BK$22655,0),\"\")","v":""},{"$f":"IF(O167=\"\",\"\",INDEX(EIA_Units!P167:'EIA_Units'!$P$6:$P$22655,O167))","v":""},""]
[null,"EXCLUDE","IL","John Deere Harvester Works",10039,"GEN6","BIT","ST",2.5,null,"Industrial CHP","Y","Steam unit (PRMVR=ST) under 25MW/250 MMBtu/hr",null,{"$f":"IF(B168=\"CoalST\",MATCH(E168&\"|\"&F168,EIA_Units!$BK$6:$BK$22655,0),\"\")","v":""},{"$f":"IF(O168=\"\",\"\",INDEX(EIA_Units!P168:'EIA_Units'!$P$6:$P$22655,O168))","v":""},""]
[null,"EXCLUDE","IL","John Deere Harvester Works",10039,"GEN5","BIT","ST",3,null,"Industrial CHP","Y","Steam unit (PRMVR=ST) under 25MW/250 MMBtu/hr",null,{"$f":"IF(B169=\"CoalST\",MATCH(E169&\"|\"&F169,EIA_Units!$BK$6:$BK$22655,0),\"\")","v":""},{"$f":"IF(O169=\"\",\"\",INDEX(EIA_Units!P169:'EIA_Units'!$P$6:$P$22655,O169))","v":""},""]
[null,"EXCLUDE","IL","John Deere Harvester Works",10039,"GEN2","BIT","ST",2,null,"Industrial CHP","Y","Steam unit (PRMVR=ST) under 25MW/250 MMBtu/hr",null,{"$f":"IF(B170=\"CoalST\",MATCH(E170&\"|\"&F170,EIA_Units!$BK$6:$BK$22655,0),\"\")","v":""},{"$f":"IF(O170=\"\",\"\",INDEX(EIA_Units!P170:'EIA_Units'!$P$6:$P$22655,O170))","v":""},""]
[null,"Exclude","GA","Wilson",6258,"5A","DFO","GT",53.1,null,"Electric Utility","N","Low utilization CT",null,{"$f":"IF(B171=\"CoalST\",MATCH(E171&\"|\"&F171,EIA_Units!$BK$6:$BK$22655,0),\"\")","v":""},{"$f":"IF(O171=\"\",\"\",INDEX(EIA_Units!P171:'EIA_Units'!$P$6:$P$22655,O171))","v":""},""]
[null,"OGST","MS","Jack Watson",2049,"1","NG","ST",93.8,null,"Electric Utility","N","",null,{"$f":"IF(B172=\"CoalST\",MATCH(E172&\"|\"&F172,EIA_Units!$BK$6:$BK$22655,0),\"\")","v":""},{"$f":"IF(O172=\"\",\"\",INDEX(EIA_Units!P172:'EIA_Units'!$P$6:$P$22655,O172))","v":""},""]
[null,"EXCLUDE","WV","Bayer CropScience Institute Plant",57917,"1","BIT","ST",6.3,null,"Industrial Non-CHP","N","Steam unit (PRMVR=ST) under 25MW/250 MMBtu/hr",null,{"$f":"IF(B173=\"CoalST\",MATCH(E173&\"|\"&F173,EIA_Units!$BK$6:$BK$22655,0),\"\")","v":""},{"$f":"IF(O173=\"\",\"\",INDEX(EIA_Units!P173:'EIA_Units'!$P$6:$P$22655,O173))","v":""},""]
[null,"EXCLUDE","WV","Bayer CropScience Institute Plant",57917,"2","BIT","ST",6.3,null,"Industrial Non-CHP","N","Steam unit (PRMVR=ST) under 25MW/250 MMBtu/hr",null,{"$f":"IF(B174=\"CoalST\",MATCH(E174&\"|\"&F174,EIA_Units!$BK$6:$BK$22655,0),\"\")","v":""},{"$f":"IF(O174=\"\",\"\",INDEX(EIA_Units!P174:'EIA_Units'!$P$6:$P$22655,O174))","v":""},""]
[null,"EXCLUDE","MN","American Crystal Sugar East Grand Forks",54214,"G2","SUB","ST",5,null,"Industrial CHP","Y","Steam unit (PRMVR=ST) under 25MW/250 MMBtu/hr",null,{"$f":"IF(B175=\"CoalST\",MATCH(E175&\"|\"&F175,EIA_Units!$BK$6:$BK$22655,0),\"\")","v":""},{"$f":"IF(O175=\"\",\"\",INDEX(EIA_Units!P175:'EIA_Units'!$P$6:$P$22655,O175))","v":""},""]
[null,"EXCLUDE","MN","American Crystal Sugar East Grand Forks",54214,"G1","SUB","ST",2.5,null,"Industrial CHP","Y","Steam unit (PRMVR=ST) under 25MW/250 MMBtu/hr",null,{"$f":"IF(B176=\"CoalST\",MATCH(E176&\"|\"&F176,EIA_Units!$BK$6:$BK$22655,0),\"\")","v":""},{"$f":"IF(O176=\"\",\"\",INDEX(EIA_Units!P176:'EIA_Units'!$P$6:$P$22655,O176))","v":""},""]
[null,"EXCLUDE","FL","Clewiston Sugar House",50482,"TG8","AB","ST",14,null,"Industrial CHP","Y","Non Fossil fuel type",null,{"$f":"IF(B177=\"CoalST\",MATCH(E177&\"|\"&F177,EIA_Units!$BK$6:$BK$22655,0),\"\")","v":""},{"$f":"IF(O177=\"\",\"\",INDEX(EIA_Units!P177:'EIA_Units'!$P$6:$P$22655,O177))","v":""},""]
[null,"EXCLUDE","FL","Clewiston Sugar House",50482,"TG5","AB","ST",21.6,null,"Industrial CHP","Y","Non Fossil fuel type",null,{"$f":"IF(B178=\"CoalST\",MATCH(E178&\"|\"&F178,EIA_Units!$BK$6:$BK$22655,0),\"\")","v":""},{"$f":"IF(O178=\"\",\"\",INDEX(EIA_Units!P178:'EIA_Units'!$P$6:$P$22655,O178))","v":""},""]
[null,"EXCLUDE","FL","Clewiston Sugar House",50482,"TG7","AB","ST",20,null,"Industrial CHP","Y","Non Fossil fuel type",null,{"$f":"IF(B179=\"CoalST\",MATCH(E179&\"|\"&F179,EIA_Units!$BK$6:$BK$22655,0),\"\")","v":""},{"$f":"IF(O179=\"\",\"\",INDEX(EIA_Units!P179:'EIA_Units'!$P$6:$P$22655,O179))","v":""},""]
[null,"EXCLUDE","FL","Clewiston Sugar House",50482,"TG6","AB","ST",15,null,"Industrial CHP","Y","Non Fossil fuel type",null,{"$f":"IF(B180=\"CoalST\",MATCH(E180&\"|\"&F180,EIA_Units!$BK$6:$BK$22655,0),\"\")","v":""},{"$f":"IF(O180=\"\",\"\",INDEX(EIA_Units!P180:'EIA_Units'!$P$6:$P$22655,O180))","v":""},""]
[null,"EXCLUDE","MI","Cargill Salt",54965,"ACTG","BIT","ST",2,null,"Industrial CHP","Y","Steam unit (PRMVR=ST) under 25MW/250 MMBtu/hr",null,{"$f":"IF(B181=\"CoalST\",MATCH(E181&\"|\"&F181,EIA_Units!$BK$6:$BK$22655,0),\"\")","v":""},{"$f":"IF(O181=\"\",\"\",INDEX(EIA_Units!P181:'EIA_Units'!$P$6:$P$22655,O181))","v":""},""]
[null,"EXCLUDE","KS","Prairie Horizon Agri Energy",58183,"T5741","NG","ST",1.7,null,"Industrial CHP","Y","Steam unit (PRMVR=ST) under 25MW/250 MMBtu/hr",null,{"$f":"IF(B182=\"CoalST\",MATCH(E182&\"|\"&F182,EIA_Units!$BK$6:$BK$22655,0),\"\")","v":""},{"$f":"IF(O182=\"\",\"\",INDEX(EIA_Units!P182:'EIA_Units'!$P$6:$P$22655,O182))","v":""},""]
[null,"EXCLUDE","KS","Prairie Horizon Agri Energy",58183,"T5687","NG","ST",1.8,null,"Industrial CHP","Y","Steam unit (PRMVR=ST) under 25MW/250 MMBtu/hr",null,{"$f":"IF(B183=\"CoalST\",MATCH(E183&\"|\"&F183,EIA_Units!$BK$6:$BK$22655,0),\"\")","v":""},{"$f":"IF(O183=\"\",\"\",INDEX(EIA_Units!P183:'EIA_Units'!$P$6:$P$22655,O183))","v":""},""]
[null,"EXCLUDE","MD","Goddard Steam Plant",57944,"1","BIT","ST",6.2,null,"Commercial Non-CHP","N","Steam unit (PRMVR=ST) under 25MW/250 MMBtu/hr",null,{"$f":"IF(B184=\"CoalST\",MATCH(E184&\"|\"&F184,EIA_Units!$BK$6:$BK$22655,0),\"\")","v":""},{"$f":"IF(O184=\"\",\"\",INDEX(EIA_Units!P184:'EIA_Units'!$P$6:$P$22655,O184))","v":""},""]
[null,"EXCLUDE","VA","Virginia Tech Power Plant",56785,"WG01","BIT","ST",6.3,null,"Commercial CHP","Y","Steam unit (PRMVR=ST) under 25MW/250 MMBtu/hr",null,{"$f":"IF(B185=\"CoalST\",MATCH(E185&\"|\"&F185,EIA_Units!$BK$6:$BK$22655,0),\"\")","v":""},{"$f":"IF(O185=\"\",\"\",INDEX(EIA_Units!P185:'EIA_Units'!$P$6:$P$22655,O185))","v":""},""]
[null,"EXCLUDE","UT","Logan City",4251,"1","NG","GT",5.3,null,"Electric Utility","N","Simple Cycle Turbine (PRMVR=GT or OT) unit under 25MW",null,{"$f":"IF(B186=\"CoalST\",MATCH(E186&\"|\"&F186,EIA_Units!$BK$6:$BK$22655,0),\"\")","v":""},{"$f":"IF(O186=\"\",\"\",INDEX(EIA_Units!P186:'EIA_Units'!$P$6:$P$22655,O186))","v":""},""]
[null,"EXCLUDE","UT","Logan City",4251,"2","NG","GT",5.3,null,"Electric Utility","N","Simple Cycle Turbine (PRMVR=GT or OT) unit under 25MW",null,{"$f":"IF(B187=\"CoalST\",MATCH(E187&\"|\"&F187,EIA_Units!$BK$6:$BK$22655,0),\"\")","v":""},{"$f":"IF(O187=\"\",\"\",INDEX(EIA_Units!P187:'EIA_Units'!$P$6:$P$22655,O187))","v":""},""]
[null,"EXCLUDE","UT","Logan City",4251,"3","NG","GT",5.3,null,"Electric Utility","N","Simple Cycle Turbine (PRMVR=GT or OT) unit under 25MW",null,{"$f":"IF(B188=\"CoalST\",MATCH(E188&\"|\"&F188,EIA_Units!$BK$6:$BK$22655,0),\"\")","v":""},{"$f":"IF(O188=\"\",\"\",INDEX(EIA_Units!P188:'EIA_Units'!$P$6:$P$22655,O188))","v":""},""]
[null,"Exclude","GA","McManus",715,"4B","DFO","GT",55.4,null,"Electric Utility","N","Low utilization CT",null,{"$f":"IF(B189=\"CoalST\",MATCH(E189&\"|\"&F189,EIA_Units!$BK$6:$BK$22655,0),\"\")","v":""},{"$f":"IF(O189=\"\",\"\",INDEX(EIA_Units!P189:'EIA_Units'!$P$6:$P$22655,O189))","v":""},""]
[null,"EXCLUDE","OH","ArcelorMittal Warren",54207,"GEN1","BFG","ST",3,null,"Industrial CHP","Y","Steam unit (PRMVR=ST) under 25MW/250 MMBtu/hr",null,{"$f":"IF(B190=\"CoalST\",MATCH(E190&\"|\"&F190,EIA_Units!$BK$6:$BK$22655,0),\"\")","v":""},{"$f":"IF(O190=\"\",\"\",INDEX(EIA_Units!P190:'EIA_Units'!$P$6:$P$22655,O190))","v":""},""]
[null,"EXCLUDE","WA","Longview Fibre",54562,"7","BLQ","ST",25,null,"Industrial CHP","Y","Commercial/Industrial Unit",null,{"$f":"IF(B191=\"CoalST\",MATCH(E191&\"|\"&F191,EIA_Units!$BK$6:$BK$22655,0),\"\")","v":""},{"$f":"IF(O191=\"\",\"\",INDEX(EIA_Units!P191:'EIA_Units'!$P$6:$P$22655,O191))","v":""},""]
[null,"EXCLUDE","WA","Longview Fibre",54562,"6","BLQ","ST",20,null,"Industrial CHP","Y","Steam unit (PRMVR=ST) under 25MW/250 MMBtu/hr",null,{"$f":"IF(B192=\"CoalST\",MATCH(E192&\"|\"&F192,EIA_Units!$BK$6:$BK$22655,0),\"\")","v":""},{"$f":"IF(O192=\"\",\"\",INDEX(EIA_Units!P192:'EIA_Units'!$P$6:$P$22655,O192))","v":""},""]
[null,"EXCLUDE","MI","Northeast",1734,"6","DFO","GT",21.2,null,"Electric Utility","N","Simple Cycle Turbine (PRMVR=GT or OT) unit under 25MW",null,{"$f":"IF(B193=\"CoalST\",MATCH(E193&\"|\"&F193,EIA_Units!$BK$6:$BK$22655,0),\"\")","v":""},{"$f":"IF(O193=\"\",\"\",INDEX(EIA_Units!P193:'EIA_Units'!$P$6:$P$22655,O193))","v":""},""]
[null,"EXCLUDE","MI","Northeast",1734,"7","DFO","GT",21.2,null,"Electric Utility","N","Simple Cycle Turbine (PRMVR=GT or OT) unit under 25MW",null,{"$f":"IF(B194=\"CoalST\",MATCH(E194&\"|\"&F194,EIA_Units!$BK$6:$BK$22655,0),\"\")","v":""},{"$f":"IF(O194=\"\",\"\",INDEX(EIA_Units!P194:'EIA_Units'!$P$6:$P$22655,O194))","v":""},""]
[null,"EXCLUDE","MI","Northeast",1734,"5","DFO","GT",23.4,null,"Electric Utility","N","Simple Cycle Turbine (PRMVR=GT or OT) unit under 25MW",null,{"$f":"IF(B195=\"CoalST\",MATCH(E195&\"|\"&F195,EIA_Units!$BK$6:$BK$22655,0),\"\")","v":""},{"$f":"IF(O195=\"\",\"\",INDEX(EIA_Units!P195:'EIA_Units'!$P$6:$P$22655,O195))","v":""},""]
[null,"EXCLUDE","OH","Morton Salt Rittman",54335,"GEN1","BIT","ST",1.5,null,"Industrial CHP","Y","Steam unit (PRMVR=ST) under 25MW/250 MMBtu/hr",null,{"$f":"IF(B196=\"CoalST\",MATCH(E196&\"|\"&F196,EIA_Units!$BK$6:$BK$22655,0),\"\")","v":""},{"$f":"IF(O196=\"\",\"\",INDEX(EIA_Units!P196:'EIA_Units'!$P$6:$P$22655,O196))","v":""},""]
[null,"EXCLUDE","MN","Archer Daniels Midland Mankato",10863,"GEN1","SUB","ST",6.1,null,"Industrial CHP","Y","Steam unit (PRMVR=ST) under 25MW/250 MMBtu/hr",null,{"$f":"IF(B197=\"CoalST\",MATCH(E197&\"|\"&F197,EIA_Units!$BK$6:$BK$22655,0),\"\")","v":""},{"$f":"IF(O197=\"\",\"\",INDEX(EIA_Units!P197:'EIA_Units'!$P$6:$P$22655,O197))","v":""},""]
[null,"EXCLUDE","WA","Longview Fibre",54562,"4","BLQ","ST",10,null,"Industrial CHP","Y","Steam unit (PRMVR=ST) under 25MW/250 MMBtu/hr",null,{"$f":"IF(B198=\"CoalST\",MATCH(E198&\"|\"&F198,EIA_Units!$BK$6:$BK$22655,0),\"\")","v":""},{"$f":"IF(O198=\"\",\"\",INDEX(EIA_Units!P198:'EIA_Units'!$P$6:$P$22655,O198))","v":""},""]
[null,"Exclude","GA","Wilson",6258,"5D","DFO","GT",53.1,null,"Electric Utility","N","Low utilization CT",null,{"$f":"IF(B199=\"CoalST\",MATCH(E199&\"|\"&F199,EIA_Units!$BK$6:$BK$22655,0),\"\")","v":""},{"$f":"IF(O199=\"\",\"\",INDEX(EIA_Units!P199:'EIA_Units'!$P$6:$P$22655,O199))","v":""},{"$f":"IF(O199=\"\",\"\",2014-P199)","v":""}]
[null,"EXCLUDE","LA","Louisiana Sugar Refining",10301,"GEN1","NG","ST",0.7,null,"Industrial CHP","Y","Steam unit (PRMVR=ST) under 25MW/250 MMBtu/hr",null,{"$f":"IF(B200=\"CoalST\",MATCH(E200&\"|\"&F200,EIA_Units!$BK$6:$BK$22655,0),\"\")","v":""},{"$f":"IF(O200=\"\",\"\",INDEX(EIA_Units!P200:'EIA_Units'!$P$6:$P$22655,O200))","v":""},""]
[null,"EXCLUDE","LA","Louisiana Sugar Refining",10301,"GEN3","NG","ST",1.7,null,"Industrial CHP","Y","Steam unit (PRMVR=ST) under 25MW/250 MMBtu/hr",null,{"$f":"IF(B201=\"CoalST\",MATCH(E201&\"|\"&F201,EIA_Units!$BK$6:$BK$22655,0),\"\")","v":""},{"$f":"IF(O201=\"\",\"\",INDEX(EIA_Units!P201:'EIA_Units'!$P$6:$P$22655,O201))","v":""},""]
[null,"EXCLUDE","LA","Louisiana Sugar Refining",10301,"GEN2","NG","ST",2.5,null,"Industrial CHP","Y","Steam unit (PRMVR=ST) under 25MW/250 MMBtu/hr",null,{"$f":"IF(B202=\"CoalST\",MATCH(E202&\"|\"&F202,EIA_Units!$BK$6:$BK$22655,0),\"\")","v":""},{"$f":"IF(O202=\"\",\"\",INDEX(EIA_Units!P202:'EIA_Units'!$P$6:$P$22655,O202))","v":""},""]
[null,"EXCLUDE","LA","Louisiana Sugar Refining",10301,"GEN4","NG","ST",2.5,null,"Industrial CHP","Y","Steam unit (PRMVR=ST) under 25MW/250 MMBtu/hr",null,{"$f":"IF(B203=\"CoalST\",MATCH(E203&\"|\"&F203,EIA_Units!$BK$6:$BK$22655,0),\"\")","v":""},{"$f":"IF(O203=\"\",\"\",INDEX(EIA_Units!P203:'EIA_Units'!$P$6:$P$22655,O203))","v":""},""]
[null,"EXCLUDE","MI","Central Michigan University",56190,"STM1","WDS","ST",1,null,"Commercial CHP","Y","Non Fossil fuel type",null,{"$f":"IF(B204=\"CoalST\",MATCH(E204&\"|\"&F204,EIA_Units!$BK$6:$BK$22655,0),\"\")","v":""},{"$f":"IF(O204=\"\",\"\",INDEX(EIA_Units!P204:'EIA_Units'!$P$6:$P$22655,O204))","v":""},""]
[null,"Exclude","GA","McManus",715,"3C","DFO","GT",55.4,null,"Electric Utility","N","Low utilization CT",null,{"$f":"IF(B205=\"CoalST\",MATCH(E205&\"|\"&F205,EIA_Units!$BK$6:$BK$22655,0),\"\")","v":""},{"$f":"IF(O205=\"\",\"\",INDEX(EIA_Units!P205:'EIA_Units'!$P$6:$P$22655,O205))","v":""},""]
[null,"Exclude","VA","Tasley",3785,"TAS","DFO","GT",27,null,"Electric Utility/IPP Non-CHP","N","Low utilization CT",null,{"$f":"IF(B206=\"CoalST\",MATCH(E206&\"|\"&F206,EIA_Units!$BK$6:$BK$22655,0),\"\")","v":""},{"$f":"IF(O206=\"\",\"\",INDEX(EIA_Units!P206:'EIA_Units'!$P$6:$P$22655,O206))","v":""},""]
[null,"EXCLUDE","IL","ExxonMobil Oil Joliet Refinery",50627,"STG1","OG","ST",6.5,null,"Industrial CHP","N","Steam unit (PRMVR=ST) under 25MW/250 MMBtu/hr",null,{"$f":"IF(B207=\"CoalST\",MATCH(E207&\"|\"&F207,EIA_Units!$BK$6:$BK$22655,0),\"\")","v":""},{"$f":"IF(O207=\"\",\"\",INDEX(EIA_Units!P207:'EIA_Units'!$P$6:$P$22655,O207))","v":""},""]
[null,"EXCLUDE","IL","ExxonMobil Oil Joliet Refinery",50627,"MG","OG","ST",11.2,null,"Industrial CHP","N","Steam unit (PRMVR=ST) under 25MW/250 MMBtu/hr",null,{"$f":"IF(B208=\"CoalST\",MATCH(E208&\"|\"&F208,EIA_Units!$BK$6:$BK$22655,0),\"\")","v":""},{"$f":"IF(O208=\"\",\"\",INDEX(EIA_Units!P208:'EIA_Units'!$P$6:$P$22655,O208))","v":""},""]
[null,"Exclude","GA","Wilson",6258,"5F","DFO","GT",53.1,null,"Electric Utility","N","Low utilization CT",null,{"$f":"IF(B209=\"CoalST\",MATCH(E209&\"|\"&F209,EIA_Units!$BK$6:$BK$22655,0),\"\")","v":""},{"$f":"IF(O209=\"\",\"\",INDEX(EIA_Units!P209:'EIA_Units'!$P$6:$P$22655,O209))","v":""},""]
[null,"EXCLUDE","FL","Stone Container Panama City Mill",50807,"GEN3","BLQ","ST",4,null,"Industrial CHP","Y","Steam unit (PRMVR=ST) under 25MW/250 MMBtu/hr",null,{"$f":"IF(B210=\"CoalST\",MATCH(E210&\"|\"&F210,EIA_Units!$BK$6:$BK$22655,0),\"\")","v":""},{"$f":"IF(O210=\"\",\"\",INDEX(EIA_Units!P210:'EIA_Units'!$P$6:$P$22655,O210))","v":""},""]
[null,"EXCLUDE","FL","Stone Container Panama City Mill",50807,"GEN4","BLQ","ST",10,null,"Industrial CHP","Y","Steam unit (PRMVR=ST) under 25MW/250 MMBtu/hr",null,{"$f":"IF(B211=\"CoalST\",MATCH(E211&\"|\"&F211,EIA_Units!$BK$6:$BK$22655,0),\"\")","v":""},{"$f":"IF(O211=\"\",\"\",INDEX(EIA_Units!P211:'EIA_Units'!$P$6:$P$22655,O211))","v":""},""]
[null,"EXCLUDE","IA","University of Iowa Main Power Plant",54775,"GEN2","BIT","ST",3,null,"Commercial CHP","Y","Steam unit (PRMVR=ST) under 25MW/250 MMBtu/hr",null,{"$f":"IF(B212=\"CoalST\",MATCH(E212&\"|\"&F212,EIA_Units!$BK$6:$BK$22655,0),\"\")","v":""},{"$f":"IF(O212=\"\",\"\",INDEX(EIA_Units!P212:'EIA_Units'!$P$6:$P$22655,O212))","v":""},""]
[null,"EXCLUDE","IA","University of Iowa Main Power Plant",54775,"GEN1","BIT","ST",3,null,"Commercial CHP","Y","Steam unit (PRMVR=ST) under 25MW/250 MMBtu/hr",null,{"$f":"IF(B213=\"CoalST\",MATCH(E213&\"|\"&F213,EIA_Units!$BK$6:$BK$22655,0),\"\")","v":""},{"$f":"IF(O213=\"\",\"\",INDEX(EIA_Units!P213:'EIA_Units'!$P$6:$P$22655,O213))","v":""},""]
[null,"EXCLUDE","IA","University of Iowa Main Power Plant",54775,"GEN6","BIT","ST",15,null,"Commercial CHP","Y","Steam unit (PRMVR=ST) under 25MW/250 MMBtu/hr",null,{"$f":"IF(B214=\"CoalST\",MATCH(E214&\"|\"&F214,EIA_Units!$BK$6:$BK$22655,0),\"\")","v":""},{"$f":"IF(O214=\"\",\"\",INDEX(EIA_Units!P214:'EIA_Units'!$P$6:$P$22655,O214))","v":""},""]
[null,"EXCLUDE","IL","Jacksonville Developmental Center",57918,"1","BIT","ST",0.7,null,"Commercial CHP","Y","Steam unit (PRMVR=ST) under 25MW/250 MMBtu/hr",null,{"$f":"IF(B215=\"CoalST\",MATCH(E215&\"|\"&F215,EIA_Units!$BK$6:$BK$22655,0),\"\")","v":""},{"$f":"IF(O215=\"\",\"\",INDEX(EIA_Units!P215:'EIA_Units'!$P$6:$P$22655,O215))","v":""},""]
[null,"EXCLUDE","IL","Jacksonville Developmental Center",57918,"2","BIT","ST",0.7,null,"Commercial CHP","Y","Steam unit (PRMVR=ST) under 25MW/250 MMBtu/hr",null,{"$f":"IF(B216=\"CoalST\",MATCH(E216&\"|\"&F216,EIA_Units!$BK$6:$BK$22655,0),\"\")","v":""},{"$f":"IF(O216=\"\",\"\",INDEX(EIA_Units!P216:'EIA_Units'!$P$6:$P$22655,O216))","v":""},""]
[null,"EXCLUDE","IL","Jacksonville Developmental Center",57918,"3","BIT","ST",2,null,"Commercial CHP","Y","Steam unit (PRMVR=ST) under 25MW/250 MMBtu/hr",null,{"$f":"IF(B217=\"CoalST\",MATCH(E217&\"|\"&F217,EIA_Units!$BK$6:$BK$22655,0),\"\")","v":""},{"$f":"IF(O217=\"\",\"\",INDEX(EIA_Units!P217:'EIA_Units'!$P$6:$P$22655,O217))","v":""},""]
[null,"EXCLUDE","PA","Philadelphia Refinery",52106,"GEN3","OG","ST",10,null,"Industrial CHP/Petroleum Refinery","Y","Steam unit (PRMVR=ST) under 25MW/250 MMBtu/hr",null,{"$f":"IF(B218=\"CoalST\",MATCH(E218&\"|\"&F218,EIA_Units!$BK$6:$BK$22655,0),\"\")","v":""},{"$f":"IF(O218=\"\",\"\",INDEX(EIA_Units!P218:'EIA_Units'!$P$6:$P$22655,O218))","v":""},""]
[null,"EXCLUDE","PA","Philadelphia Refinery",52106,"GEN1","OG","ST",10,null,"Industrial CHP/Petroleum Refinery","Y","Steam unit (PRMVR=ST) under 25MW/250 MMBtu/hr",null,{"$f":"IF(B219=\"CoalST\",MATCH(E219&\"|\"&F219,EIA_Units!$BK$6:$BK$22655,0),\"\")","v":""},{"$f":"IF(O219=\"\",\"\",INDEX(EIA_Units!P219:'EIA_Units'!$P$6:$P$22655,O219))","v":""},""]
[null,"EXCLUDE","FL","Stone Container Panama City Mill",50807,"GEN6","WDS","ST",20,null,"Industrial CHP","Y","Non Fossil fuel type",null,{"$f":"IF(B220=\"CoalST\",MATCH(E220&\"|\"&F220,EIA_Units!$BK$6:$BK$22655,0),\"\")","v":""},{"$f":"IF(O220=\"\",\"\",INDEX(EIA_Units!P220:'EIA_Units'!$P$6:$P$22655,O220))","v":""},""]
[null,"EXCLUDE","LA","Burnside Alumina Div",58200,"GEN1","NG","ST",4,null,"Industrial Non-CHP","N","Steam unit (PRMVR=ST) under 25MW/250 MMBtu/hr",null,{"$f":"IF(B221=\"CoalST\",MATCH(E221&\"|\"&F221,EIA_Units!$BK$6:$BK$22655,0),\"\")","v":""},{"$f":"IF(O221=\"\",\"\",INDEX(EIA_Units!P221:'EIA_Units'!$P$6:$P$22655,O221))","v":""},""]
[null,"COALST","VA","James River Genco LLC",10377,"GEN2","BIT","ST",57.4,null,"IPP CHP","Y","",null,{"$f":"IF(B222=\"CoalST\",MATCH(E222&\"|\"&F222,EIA_Units!$BK$6:$BK$22655,0),\"\")","v":5709},{"$f":"IF(O222=\"\",\"\",INDEX(EIA_Units!P222:'EIA_Units'!$P$6:$P$22655,O222))","v":1988},26]
[null,"EXCLUDE","WI","Packaging of America Tomahawk Mill",50476,"GEN1","BIT","ST",6.3,null,"Industrial CHP","Y","Steam unit (PRMVR=ST) under 25MW/250 MMBtu/hr",null,{"$f":"IF(B223=\"CoalST\",MATCH(E223&\"|\"&F223,EIA_Units!$BK$6:$BK$22655,0),\"\")","v":""},{"$f":"IF(O223=\"\",\"\",INDEX(EIA_Units!P223:'EIA_Units'!$P$6:$P$22655,O223))","v":""},""]
[null,"EXCLUDE","WI","Packaging of America Tomahawk Mill",50476,"GEN2","BIT","ST",9.4,null,"Industrial CHP","Y","Steam unit (PRMVR=ST) under 25MW/250 MMBtu/hr",null,{"$f":"IF(B224=\"CoalST\",MATCH(E224&\"|\"&F224,EIA_Units!$BK$6:$BK$22655,0),\"\")","v":""},{"$f":"IF(O224=\"\",\"\",INDEX(EIA_Units!P224:'EIA_Units'!$P$6:$P$22655,O224))","v":""},""]
[null,"EXCLUDE","VT","Middlebury College",57804,"3","RFO","ST",0.8,null,"Commercial Non-CHP","N","Steam unit (PRMVR=ST) under 25MW/250 MMBtu/hr",null,{"$f":"IF(B225=\"CoalST\",MATCH(E225&\"|\"&F225,EIA_Units!$BK$6:$BK$22655,0),\"\")","v":""},{"$f":"IF(O225=\"\",\"\",INDEX(EIA_Units!P225:'EIA_Units'!$P$6:$P$22655,O225))","v":""},""]
[null,"EXCLUDE","VT","Middlebury College",57804,"1","RFO","ST",0.2,null,"Commercial Non-CHP","N","Steam unit (PRMVR=ST) under 25MW/250 MMBtu/hr",null,{"$f":"IF(B226=\"CoalST\",MATCH(E226&\"|\"&F226,EIA_Units!$BK$6:$BK$22655,0),\"\")","v":""},{"$f":"IF(O226=\"\",\"\",INDEX(EIA_Units!P226:'EIA_Units'!$P$6:$P$22655,O226))","v":""},""]
[null,"EXCLUDE","VT","Middlebury College",57804,"2","RFO","ST",0.6,null,"Commercial Non-CHP","N","Steam unit (PRMVR=ST) under 25MW/250 MMBtu/hr",null,{"$f":"IF(B227=\"CoalST\",MATCH(E227&\"|\"&F227,EIA_Units!$BK$6:$BK$22655,0),\"\")","v":""},{"$f":"IF(O227=\"\",\"\",INDEX(EIA_Units!P227:'EIA_Units'!$P$6:$P$22655,O227))","v":""},""]
[null,"COALST","VA","Spruance Genco LLC",54081,"GEN4","BIT","ST",57.4,null,"IPP CHP","Y","",null,{"$f":"IF(B228=\"CoalST\",MATCH(E228&\"|\"&F228,EIA_Units!$BK$6:$BK$22655,0),\"\")","v":15749},{"$f":"IF(O228=\"\",\"\",INDEX(EIA_Units!P228:'EIA_Units'!$P$6:$P$22655,O228))","v":1992},22]
[null,"EXCLUDE","IL","Tuscola Station",55245,"TG1","BIT","ST",6,null,"Industrial CHP","Y","Steam unit (PRMVR=ST) under 25MW/250 MMBtu/hr",null,{"$f":"IF(B229=\"CoalST\",MATCH(E229&\"|\"&F229,EIA_Units!$BK$6:$BK$22655,0),\"\")","v":""},{"$f":"IF(O229=\"\",\"\",INDEX(EIA_Units!P229:'EIA_Units'!$P$6:$P$22655,O229))","v":""},""]
[null,"EXCLUDE","IL","Tuscola Station",55245,"TG3","BIT","ST",6,null,"Industrial CHP","Y","Steam unit (PRMVR=ST) under 25MW/250 MMBtu/hr",null,{"$f":"IF(B230=\"CoalST\",MATCH(E230&\"|\"&F230,EIA_Units!$BK$6:$BK$22655,0),\"\")","v":""},{"$f":"IF(O230=\"\",\"\",INDEX(EIA_Units!P230:'EIA_Units'!$P$6:$P$22655,O230))","v":""},""]
[null,"EXCLUDE","IL","Tuscola Station",55245,"TG2","BIT","ST",6,null,"Industrial CHP","Y","Steam unit (PRMVR=ST) under 25MW/250 MMBtu/hr",null,{"$f":"IF(B231=\"CoalST\",MATCH(E231&\"|\"&F231,EIA_Units!$BK$6:$BK$22655,0),\"\")","v":""},{"$f":"IF(O231=\"\",\"\",INDEX(EIA_Units!P231:'EIA_Units'!$P$6:$P$22655,O231))","v":""},""]
[null,"EXCLUDE","IA","Archer Daniels Midland Des Moines",10861,"GEN1","SUB","ST",7.9,null,"Industrial CHP","Y","Steam unit (PRMVR=ST) under 25MW/250 MMBtu/hr",null,{"$f":"IF(B232=\"CoalST\",MATCH(E232&\"|\"&F232,EIA_Units!$BK$6:$BK$22655,0),\"\")","v":""},{"$f":"IF(O232=\"\",\"\",INDEX(EIA_Units!P232:'EIA_Units'!$P$6:$P$22655,O232))","v":""},""]
[null,"EXCLUDE","MI","Menominee Acquisition",52017,"ST2","BIT","ST",2.5,null,"Industrial CHP","Y","Steam unit (PRMVR=ST) under 25MW/250 MMBtu/hr",null,{"$f":"IF(B233=\"CoalST\",MATCH(E233&\"|\"&F233,EIA_Units!$BK$6:$BK$22655,0),\"\")","v":""},{"$f":"IF(O233=\"\",\"\",INDEX(EIA_Units!P233:'EIA_Units'!$P$6:$P$22655,O233))","v":""},""]
[null,"EXCLUDE","MI","Menominee Acquisition",52017,"ST1","BIT","ST",1.5,null,"Industrial CHP","Y","Steam unit (PRMVR=ST) under 25MW/250 MMBtu/hr",null,{"$f":"IF(B234=\"CoalST\",MATCH(E234&\"|\"&F234,EIA_Units!$BK$6:$BK$22655,0),\"\")","v":""},{"$f":"IF(O234=\"\",\"\",INDEX(EIA_Units!P234:'EIA_Units'!$P$6:$P$22655,O234))","v":""},""]
[null,"COALST","VA","Spruance Genco LLC",54081,"GEN3","BIT","ST",57.4,null,"IPP CHP","Y","",null,{"$f":"IF(B235=\"CoalST\",MATCH(E235&\"|\"&F235,EIA_Units!$BK$6:$BK$22655,0),\"\")","v":15748},{"$f":"IF(O235=\"\",\"\",INDEX(EIA_Units!P235:'EIA_Units'!$P$6:$P$22655,O235))","v":1992},22]
[null,"EXCLUDE","IN","Bunge North America East LLC",50316,"3516","BIT","ST",2,null,"Industrial CHP","Y","Steam unit (PRMVR=ST) under 25MW/250 MMBtu/hr",null,{"$f":"IF(B236=\"CoalST\",MATCH(E236&\"|\"&F236,EIA_Units!$BK$6:$BK$22655,0),\"\")","v":""},{"$f":"IF(O236=\"\",\"\",INDEX(EIA_Units!P236:'EIA_Units'!$P$6:$P$22655,O236))","v":""},""]
[null,"Exclude","MO","Meramec",2104,"GT2","NG","GT",56,null,"Electric Utility","N","Low utilization CT",null,{"$f":"IF(B237=\"CoalST\",MATCH(E237&\"|\"&F237,EIA_Units!$BK$6:$BK$22655,0),\"\")","v":""},{"$f":"IF(O237=\"\",\"\",INDEX(EIA_Units!P237:'EIA_Units'!$P$6:$P$22655,O237))","v":""},""]
[null,"EXCLUDE","VA","Celanese Acetate LLC",52089,"GEN1","BIT","ST",6,null,"Industrial CHP","Y","Steam unit (PRMVR=ST) under 25MW/250 MMBtu/hr",null,{"$f":"IF(B238=\"CoalST\",MATCH(E238&\"|\"&F238,EIA_Units!$BK$6:$BK$22655,0),\"\")","v":""},{"$f":"IF(O238=\"\",\"\",INDEX(EIA_Units!P238:'EIA_Units'!$P$6:$P$22655,O238))","v":""},""]
[null,"EXCLUDE","VA","Celanese Acetate LLC",52089,"GEN4","BIT","ST",9.1999999999999993,null,"Industrial CHP","Y","Steam unit (PRMVR=ST) under 25MW/250 MMBtu/hr",null,{"$f":"IF(B239=\"CoalST\",MATCH(E239&\"|\"&F239,EIA_Units!$BK$6:$BK$22655,0),\"\")","v":""},{"$f":"IF(O239=\"\",\"\",INDEX(EIA_Units!P239:'EIA_Units'!$P$6:$P$22655,O239))","v":""},""]
[null,"EXCLUDE","VA","Celanese Acetate LLC",52089,"GEN2","BIT","ST",6,null,"Industrial CHP","Y","Steam unit (PRMVR=ST) under 25MW/250 MMBtu/hr",null,{"$f":"IF(B240=\"CoalST\",MATCH(E240&\"|\"&F240,EIA_Units!$BK$6:$BK$22655,0),\"\")","v":""},{"$f":"IF(O240=\"\",\"\",INDEX(EIA_Units!P240:'EIA_Units'!$P$6:$P$22655,O240))","v":""},""]
[null,"EXCLUDE","VA","Celanese Acetate LLC",52089,"GEN3","BIT","ST",6,null,"Industrial CHP","Y","Steam unit (PRMVR=ST) under 25MW/250 MMBtu/hr",null,{"$f":"IF(B241=\"CoalST\",MATCH(E241&\"|\"&F241,EIA_Units!$BK$6:$BK$22655,0),\"\")","v":""},{"$f":"IF(O241=\"\",\"\",INDEX(EIA_Units!P241:'EIA_Units'!$P$6:$P$22655,O241))","v":""},""]
[null,"EXCLUDE","TN","Vanderbilt University Power Plant",52048,"GEN2","BIT","ST",4.5,null,"Commercial CHP","N","Steam unit (PRMVR=ST) under 25MW/250 MMBtu/hr",null,{"$f":"IF(B242=\"CoalST\",MATCH(E242&\"|\"&F242,EIA_Units!$BK$6:$BK$22655,0),\"\")","v":""},{"$f":"IF(O242=\"\",\"\",INDEX(EIA_Units!P242:'EIA_Units'!$P$6:$P$22655,O242))","v":""},""]
[null,"EXCLUDE","TN","Vanderbilt University Power Plant",52048,"GEN1","BIT","ST",6.5,null,"Commercial CHP","Y","Steam unit (PRMVR=ST) under 25MW/250 MMBtu/hr",null,{"$f":"IF(B243=\"CoalST\",MATCH(E243&\"|\"&F243,EIA_Units!$BK$6:$BK$22655,0),\"\")","v":""},{"$f":"IF(O243=\"\",\"\",INDEX(EIA_Units!P243:'EIA_Units'!$P$6:$P$22655,O243))","v":""},""]
[null,"EXCLUDE","IA","University of Northern Iowa",50088,"GEN1","BIT","ST",7.5,null,"Commercial CHP","Y","Steam unit (PRMVR=ST) under 25MW/250 MMBtu/hr",null,{"$f":"IF(B244=\"CoalST\",MATCH(E244&\"|\"&F244,EIA_Units!$BK$6:$BK$22655,0),\"\")","v":""},{"$f":"IF(O244=\"\",\"\",INDEX(EIA_Units!P244:'EIA_Units'!$P$6:$P$22655,O244))","v":""},""]
[null,"EXCLUDE","NY","Oswego County Energy Recovery",50907,"UNT1","MSB","ST",1.8,null,"Commercial CHP","Y","Non Fossil fuel type",null,{"$f":"IF(B245=\"CoalST\",MATCH(E245&\"|\"&F245,EIA_Units!$BK$6:$BK$22655,0),\"\")","v":""},{"$f":"IF(O245=\"\",\"\",INDEX(EIA_Units!P245:'EIA_Units'!$P$6:$P$22655,O245))","v":""},""]
[null,"EXCLUDE","NY","Oswego County Energy Recovery",50907,"UNT2","MSB","ST",1.8,null,"Commercial CHP","Y","Non Fossil fuel type",null,{"$f":"IF(B246=\"CoalST\",MATCH(E246&\"|\"&F246,EIA_Units!$BK$6:$BK$22655,0),\"\")","v":""},{"$f":"IF(O246=\"\",\"\",INDEX(EIA_Units!P246:'EIA_Units'!$P$6:$P$22655,O246))","v":""},""]
[null,"EXCLUDE","NC","Canton North Carolina",50244,"GN11","BIT","ST",7.5,null,"Industrial CHP","Y","Steam unit (PRMVR=ST) under 25MW/250 MMBtu/hr",null,{"$f":"IF(B247=\"CoalST\",MATCH(E247&\"|\"&F247,EIA_Units!$BK$6:$BK$22655,0),\"\")","v":""},{"$f":"IF(O247=\"\",\"\",INDEX(EIA_Units!P247:'EIA_Units'!$P$6:$P$22655,O247))","v":""},""]
[null,"EXCLUDE","NC","Canton North Carolina",50244,"GN13","BIT","ST",12.5,null,"Industrial CHP","Y","Steam unit (PRMVR=ST) under 25MW/250 MMBtu/hr",null,{"$f":"IF(B248=\"CoalST\",MATCH(E248&\"|\"&F248,EIA_Units!$BK$6:$BK$22655,0),\"\")","v":""},{"$f":"IF(O248=\"\",\"\",INDEX(EIA_Units!P248:'EIA_Units'!$P$6:$P$22655,O248))","v":""},""]
[null,"EXCLUDE","NC","Canton North Carolina",50244,"GN12","BIT","ST",10,null,"Industrial CHP","Y","Steam unit (PRMVR=ST) under 25MW/250 MMBtu/hr",null,{"$f":"IF(B249=\"CoalST\",MATCH(E249&\"|\"&F249,EIA_Units!$BK$6:$BK$22655,0),\"\")","v":""},{"$f":"IF(O249=\"\",\"\",INDEX(EIA_Units!P249:'EIA_Units'!$P$6:$P$22655,O249))","v":""},""]
[null,"EXCLUDE","NC","Canton North Carolina",50244,"GEN9","BIT","ST",7.5,null,"Industrial CHP","Y","Steam unit (PRMVR=ST) under 25MW/250 MMBtu/hr",null,{"$f":"IF(B250=\"CoalST\",MATCH(E250&\"|\"&F250,EIA_Units!$BK$6:$BK$22655,0),\"\")","v":""},{"$f":"IF(O250=\"\",\"\",INDEX(EIA_Units!P250:'EIA_Units'!$P$6:$P$22655,O250))","v":""},""]
[null,"EXCLUDE","NC","Canton North Carolina",50244,"GEN8","BIT","ST",7.5,null,"Industrial CHP","Y","Steam unit (PRMVR=ST) under 25MW/250 MMBtu/hr",null,{"$f":"IF(B251=\"CoalST\",MATCH(E251&\"|\"&F251,EIA_Units!$BK$6:$BK$22655,0),\"\")","v":""},{"$f":"IF(O251=\"\",\"\",INDEX(EIA_Units!P251:'EIA_Units'!$P$6:$P$22655,O251))","v":""},""]
[null,"EXCLUDE","NC","Canton North Carolina",50244,"GN10","BIT","ST",7.5,null,"Industrial CHP","Y","Steam unit (PRMVR=ST) under 25MW/250 MMBtu/hr",null,{"$f":"IF(B252=\"CoalST\",MATCH(E252&\"|\"&F252,EIA_Units!$BK$6:$BK$22655,0),\"\")","v":""},{"$f":"IF(O252=\"\",\"\",INDEX(EIA_Units!P252:'EIA_Units'!$P$6:$P$22655,O252))","v":""},""]
[null,"EXCLUDE","IL","SIUC",57928,"GEN5","BIT","ST",3.5,null,"Commercial CHP","Y","Steam unit (PRMVR=ST) under 25MW/250 MMBtu/hr",null,{"$f":"IF(B253=\"CoalST\",MATCH(E253&\"|\"&F253,EIA_Units!$BK$6:$BK$22655,0),\"\")","v":""},{"$f":"IF(O253=\"\",\"\",INDEX(EIA_Units!P253:'EIA_Units'!$P$6:$P$22655,O253))","v":""},""]
[null,"EXCLUDE","MI","LaFarge Alpena",50305,"GEN9","PC","ST",11,null,"Industrial CHP","Y","Steam unit (PRMVR=ST) under 25MW/250 MMBtu/hr",null,{"$f":"IF(B254=\"CoalST\",MATCH(E254&\"|\"&F254,EIA_Units!$BK$6:$BK$22655,0),\"\")","v":""},{"$f":"IF(O254=\"\",\"\",INDEX(EIA_Units!P254:'EIA_Units'!$P$6:$P$22655,O254))","v":""},""]
[null,"EXCLUDE","MI","LaFarge Alpena",50305,"GEN6","PC","ST",12,null,"Industrial CHP","Y","Steam unit (PRMVR=ST) under 25MW/250 MMBtu/hr",null,{"$f":"IF(B255=\"CoalST\",MATCH(E255&\"|\"&F255,EIA_Units!$BK$6:$BK$22655,0),\"\")","v":""},{"$f":"IF(O255=\"\",\"\",INDEX(EIA_Units!P255:'EIA_Units'!$P$6:$P$22655,O255))","v":""},""]
[null,"EXCLUDE","MI","LaFarge Alpena",50305,"GEN8","PC","ST",11,null,"Industrial CHP","Y","Steam unit (PRMVR=ST) under 25MW/250 MMBtu/hr",null,{"$f":"IF(B256=\"CoalST\",MATCH(E256&\"|\"&F256,EIA_Units!$BK$6:$BK$22655,0),\"\")","v":""},{"$f":"IF(O256=\"\",\"\",INDEX(EIA_Units!P256:'EIA_Units'!$P$6:$P$22655,O256))","v":""},""]
[null,"EXCLUDE","MI","LaFarge Alpena",50305,"GEN7","PC","ST",10,null,"Industrial CHP","Y","Steam unit (PRMVR=ST) under 25MW/250 MMBtu/hr",null,{"$f":"IF(B257=\"CoalST\",MATCH(E257&\"|\"&F257,EIA_Units!$BK$6:$BK$22655,0),\"\")","v":""},{"$f":"IF(O257=\"\",\"\",INDEX(EIA_Units!P257:'EIA_Units'!$P$6:$P$22655,O257))","v":""},""]
[null,"COALST","IA","Prairie Creek",1073,"3","SUB","ST",50,null,"Electric Utility","Y","",null,{"$f":"IF(B258=\"CoalST\",MATCH(E258&\"|\"&F258,EIA_Units!$BK$6:$BK$22655,0),\"\")","v":5608},{"$f":"IF(O258=\"\",\"\",INDEX(EIA_Units!P258:'EIA_Units'!$P$6:$P$22655,O258))","v":1958},56]
[null,"EXCLUDE","VA","Park 500 Philip Morris USA",50275,"TG2","BIT","ST",6.1,null,"Industrial CHP","Y","Steam unit (PRMVR=ST) under 25MW/250 MMBtu/hr",null,{"$f":"IF(B259=\"CoalST\",MATCH(E259&\"|\"&F259,EIA_Units!$BK$6:$BK$22655,0),\"\")","v":""},{"$f":"IF(O259=\"\",\"\",INDEX(EIA_Units!P259:'EIA_Units'!$P$6:$P$22655,O259))","v":""},""]
[null,"EXCLUDE","KS","Arkalon Ethanol LLC",58192,"ST961","NG","ST",3,null,"Industrial CHP","Y","Steam unit (PRMVR=ST) under 25MW/250 MMBtu/hr",null,{"$f":"IF(B260=\"CoalST\",MATCH(E260&\"|\"&F260,EIA_Units!$BK$6:$BK$22655,0),\"\")","v":""},{"$f":"IF(O260=\"\",\"\",INDEX(EIA_Units!P260:'EIA_Units'!$P$6:$P$22655,O260))","v":""},""]
[null,"EXCLUDE","NC","International Paper Riegelwood Mill",54656,"NO1","BLQ","ST",7.5,null,"Industrial CHP","Y","Steam unit (PRMVR=ST) under 25MW/250 MMBtu/hr",null,{"$f":"IF(B261=\"CoalST\",MATCH(E261&\"|\"&F261,EIA_Units!$BK$6:$BK$22655,0),\"\")","v":""},{"$f":"IF(O261=\"\",\"\",INDEX(EIA_Units!P261:'EIA_Units'!$P$6:$P$22655,O261))","v":""},""]
[null,"EXCLUDE","WY","General Chemical",54318,"TG1","BIT","ST",15,null,"Industrial CHP","Y","Steam unit (PRMVR=ST) under 25MW/250 MMBtu/hr",null,{"$f":"IF(B262=\"CoalST\",MATCH(E262&\"|\"&F262,EIA_Units!$BK$6:$BK$22655,0),\"\")","v":""},{"$f":"IF(O262=\"\",\"\",INDEX(EIA_Units!P262:'EIA_Units'!$P$6:$P$22655,O262))","v":""},""]
[null,"EXCLUDE","GA","Imperial Savannah LP",50146,"GENA","BIT","ST",2.7,null,"Industrial CHP","Y","Steam unit (PRMVR=ST) under 25MW/250 MMBtu/hr",null,{"$f":"IF(B263=\"CoalST\",MATCH(E263&\"|\"&F263,EIA_Units!$BK$6:$BK$22655,0),\"\")","v":""},{"$f":"IF(O263=\"\",\"\",INDEX(EIA_Units!P263:'EIA_Units'!$P$6:$P$22655,O263))","v":""},{"$f":"IF(O263=\"\",\"\",2014-P263)","v":""}]
[null,"EXCLUDE","WY","General Chemical",54318,"TG2","BIT","ST",15,null,"Industrial CHP","Y","Steam unit (PRMVR=ST) under 25MW/250 MMBtu/hr",null,{"$f":"IF(B264=\"CoalST\",MATCH(E264&\"|\"&F264,EIA_Units!$BK$6:$BK$22655,0),\"\")","v":""},{"$f":"IF(O264=\"\",\"\",INDEX(EIA_Units!P264:'EIA_Units'!$P$6:$P$22655,O264))","v":""},""]
[null,"EXCLUDE","GA","Imperial Savannah LP",50146,"GENB","BIT","ST",3,null,"Industrial CHP","Y","Steam unit (PRMVR=ST) under 25MW/250 MMBtu/hr",null,{"$f":"IF(B265=\"CoalST\",MATCH(E265&\"|\"&F265,EIA_Units!$BK$6:$BK$22655,0),\"\")","v":""},{"$f":"IF(O265=\"\",\"\",INDEX(EIA_Units!P265:'EIA_Units'!$P$6:$P$22655,O265))","v":""},""]
[null,"EXCLUDE","GA","Imperial Savannah LP",50146,"GEND","BIT","ST",5,null,"Industrial CHP","Y","Steam unit (PRMVR=ST) under 25MW/250 MMBtu/hr",null,{"$f":"IF(B266=\"CoalST\",MATCH(E266&\"|\"&F266,EIA_Units!$BK$6:$BK$22655,0),\"\")","v":""},{"$f":"IF(O266=\"\",\"\",INDEX(EIA_Units!P266:'EIA_Units'!$P$6:$P$22655,O266))","v":""},""]
[null,"EXCLUDE","FL","Larsen Memorial",675,"2","NG","GT",11.2,null,"Electric Utility","N","Simple Cycle Turbine (PRMVR=GT or OT) unit under 25MW",null,{"$f":"IF(B267=\"CoalST\",MATCH(E267&\"|\"&F267,EIA_Units!$BK$6:$BK$22655,0),\"\")","v":""},{"$f":"IF(O267=\"\",\"\",INDEX(EIA_Units!P267:'EIA_Units'!$P$6:$P$22655,O267))","v":""},""]
[null,"EXCLUDE","FL","Larsen Memorial",675,"3","NG","GT",11.2,null,"Electric Utility","N","Simple Cycle Turbine (PRMVR=GT or OT) unit under 25MW",null,{"$f":"IF(B268=\"CoalST\",MATCH(E268&\"|\"&F268,EIA_Units!$BK$6:$BK$22655,0),\"\")","v":""},{"$f":"IF(O268=\"\",\"\",INDEX(EIA_Units!P268:'EIA_Units'!$P$6:$P$22655,O268))","v":""},""]
[null,"EXCLUDE","GA","Imperial Savannah LP",50146,"GENC","BIT","ST",1,null,"Industrial CHP","Y","Steam unit (PRMVR=ST) under 25MW/250 MMBtu/hr",null,{"$f":"IF(B269=\"CoalST\",MATCH(E269&\"|\"&F269,EIA_Units!$BK$6:$BK$22655,0),\"\")","v":""},{"$f":"IF(O269=\"\",\"\",INDEX(EIA_Units!P269:'EIA_Units'!$P$6:$P$22655,O269))","v":""},""]
[null,"EXCLUDE","WI","Stevens Point Mill",55861,"SP","NG","ST",7.6,null,"Industrial CHP","Y","Steam unit (PRMVR=ST) under 25MW/250 MMBtu/hr",null,{"$f":"IF(B270=\"CoalST\",MATCH(E270&\"|\"&F270,EIA_Units!$BK$6:$BK$22655,0),\"\")","v":""},{"$f":"IF(O270=\"\",\"\",INDEX(EIA_Units!P270:'EIA_Units'!$P$6:$P$22655,O270))","v":""},""]
[null,"EXCLUDE","NC","International Paper Riegelwood Mill",54656,"NO3","BLQ","ST",44,null,"Industrial CHP","Y","Commercial/Industrial Unit",null,{"$f":"IF(B271=\"CoalST\",MATCH(E271&\"|\"&F271,EIA_Units!$BK$6:$BK$22655,0),\"\")","v":""},{"$f":"IF(O271=\"\",\"\",INDEX(EIA_Units!P271:'EIA_Units'!$P$6:$P$22655,O271))","v":""},""]
[null,"EXCLUDE","NC","International Paper Riegelwood Mill",54656,"NO2","BLQ","ST",10,null,"Industrial CHP","Y","Steam unit (PRMVR=ST) under 25MW/250 MMBtu/hr",null,{"$f":"IF(B272=\"CoalST\",MATCH(E272&\"|\"&F272,EIA_Units!$BK$6:$BK$22655,0),\"\")","v":""},{"$f":"IF(O272=\"\",\"\",INDEX(EIA_Units!P272:'EIA_Units'!$P$6:$P$22655,O272))","v":""},""]
[null,"EXCLUDE","AL","Georgia-Pacific Consr Prods LP-Naheola",10699,"GT3","BLQ","ST",47.1,null,"Industrial CHP","Y","Commercial/Industrial Unit",null,{"$f":"IF(B273=\"CoalST\",MATCH(E273&\"|\"&F273,EIA_Units!$BK$6:$BK$22655,0),\"\")","v":""},{"$f":"IF(O273=\"\",\"\",INDEX(EIA_Units!P273:'EIA_Units'!$P$6:$P$22655,O273))","v":""},""]
[null,"EXCLUDE","AL","Georgia-Pacific Consr Prods LP-Naheola",10699,"GEN1","BLQ","ST",15.6,null,"Industrial CHP","Y","Steam unit (PRMVR=ST) under 25MW/250 MMBtu/hr",null,{"$f":"IF(B274=\"CoalST\",MATCH(E274&\"|\"&F274,EIA_Units!$BK$6:$BK$22655,0),\"\")","v":""},{"$f":"IF(O274=\"\",\"\",INDEX(EIA_Units!P274:'EIA_Units'!$P$6:$P$22655,O274))","v":""},""]
[null,"EXCLUDE","AL","Georgia-Pacific Consr Prods LP-Naheola",10699,"GEN2","BLQ","ST",15.6,null,"Industrial CHP","Y","Steam unit (PRMVR=ST) under 25MW/250 MMBtu/hr",null,{"$f":"IF(B275=\"CoalST\",MATCH(E275&\"|\"&F275,EIA_Units!$BK$6:$BK$22655,0),\"\")","v":""},{"$f":"IF(O275=\"\",\"\",INDEX(EIA_Units!P275:'EIA_Units'!$P$6:$P$22655,O275))","v":""},""]
[null,"EXCLUDE","GA","Flint River Operations",50465,"GEN1","BLQ","ST",42,null,"Industrial CHP","Y","Commercial/Industrial Unit",null,{"$f":"IF(B276=\"CoalST\",MATCH(E276&\"|\"&F276,EIA_Units!$BK$6:$BK$22655,0),\"\")","v":""},{"$f":"IF(O276=\"\",\"\",INDEX(EIA_Units!P276:'EIA_Units'!$P$6:$P$22655,O276))","v":""},""]
[null,"EXCLUDE","ID","Amalgamated Sugar Twin Falls",10504,"1500","BIT","ST",1.5,null,"Industrial CHP","Y","Steam unit (PRMVR=ST) under 25MW/250 MMBtu/hr",null,{"$f":"IF(B277=\"CoalST\",MATCH(E277&\"|\"&F277,EIA_Units!$BK$6:$BK$22655,0),\"\")","v":""},{"$f":"IF(O277=\"\",\"\",INDEX(EIA_Units!P277:'EIA_Units'!$P$6:$P$22655,O277))","v":""},""]
[null,"EXCLUDE","ID","Amalgamated Sugar Twin Falls",10504,"2500","BIT","ST",2.5,null,"Industrial CHP","Y","Steam unit (PRMVR=ST) under 25MW/250 MMBtu/hr",null,{"$f":"IF(B278=\"CoalST\",MATCH(E278&\"|\"&F278,EIA_Units!$BK$6:$BK$22655,0),\"\")","v":""},{"$f":"IF(O278=\"\",\"\",INDEX(EIA_Units!P278:'EIA_Units'!$P$6:$P$22655,O278))","v":""},""]
[null,"EXCLUDE","ID","Amalgamated Sugar Twin Falls",10504,"4000","BIT","ST",6.2,null,"Industrial CHP","Y","Steam unit (PRMVR=ST) under 25MW/250 MMBtu/hr",null,{"$f":"IF(B279=\"CoalST\",MATCH(E279&\"|\"&F279,EIA_Units!$BK$6:$BK$22655,0),\"\")","v":""},{"$f":"IF(O279=\"\",\"\",INDEX(EIA_Units!P279:'EIA_Units'!$P$6:$P$22655,O279))","v":""},""]
[null,"COALST","TX","Sandy Creek Energy Station",56611,"S01","SUB","ST",957.6,null,"Electric Utility/IPP Non-CHP","N","",null,{"$f":"IF(B280=\"CoalST\",MATCH(E280&\"|\"&F280,EIA_Units!$BK$6:$BK$22655,0),\"\")","v":22216},{"$f":"IF(O280=\"\",\"\",INDEX(EIA_Units!P280:'EIA_Units'!$P$6:$P$22655,O280))","v":2012},2]
[null,"EXCLUDE","TX","Snider Industries",50141,"WGN1","WDS","ST",5,null,"Industrial CHP","Y","Non Fossil fuel type",null,{"$f":"IF(B281=\"CoalST\",MATCH(E281&\"|\"&F281,EIA_Units!$BK$6:$BK$22655,0),\"\")","v":""},{"$f":"IF(O281=\"\",\"\",INDEX(EIA_Units!P281:'EIA_Units'!$P$6:$P$22655,O281))","v":""},""]
[null,"EXCLUDE","WI","Rhinelander Mill",50933,"GEN6","BIT","ST",9.3000000000000007,null,"Industrial CHP","Y","Steam unit (PRMVR=ST) under 25MW/250 MMBtu/hr",null,{"$f":"IF(B282=\"CoalST\",MATCH(E282&\"|\"&F282,EIA_Units!$BK$6:$BK$22655,0),\"\")","v":""},{"$f":"IF(O282=\"\",\"\",INDEX(EIA_Units!P282:'EIA_Units'!$P$6:$P$22655,O282))","v":""},""]
[null,"EXCLUDE","MA","Indian Orchard Plant 1",10417,"TG","BIT","ST",5.7,null,"Industrial CHP","Y","Steam unit (PRMVR=ST) under 25MW/250 MMBtu/hr",null,{"$f":"IF(B283=\"CoalST\",MATCH(E283&\"|\"&F283,EIA_Units!$BK$6:$BK$22655,0),\"\")","v":""},{"$f":"IF(O283=\"\",\"\",INDEX(EIA_Units!P283:'EIA_Units'!$P$6:$P$22655,O283))","v":""},""]
[null,"EXCLUDE","WI","Flambeau River Papers",50620,"GEN1","WDS","ST",5.7,null,"Industrial CHP","Y","Non Fossil fuel type",null,{"$f":"IF(B284=\"CoalST\",MATCH(E284&\"|\"&F284,EIA_Units!$BK$6:$BK$22655,0),\"\")","v":""},{"$f":"IF(O284=\"\",\"\",INDEX(EIA_Units!P284:'EIA_Units'!$P$6:$P$22655,O284))","v":""},""]
[null,"EXCLUDE","MI","Verso Paper Quinnesec Mich Mill",50251,"GEN1","BLQ","ST",28,null,"Industrial CHP","Y","Commercial/Industrial Unit",null,{"$f":"IF(B285=\"CoalST\",MATCH(E285&\"|\"&F285,EIA_Units!$BK$6:$BK$22655,0),\"\")","v":""},{"$f":"IF(O285=\"\",\"\",INDEX(EIA_Units!P285:'EIA_Units'!$P$6:$P$22655,O285))","v":""},""]
[null,"Exclude","GA","Wilson",6258,"5E","DFO","GT",53.1,null,"Electric Utility","N","Low utilization CT",null,{"$f":"IF(B286=\"CoalST\",MATCH(E286&\"|\"&F286,EIA_Units!$BK$6:$BK$22655,0),\"\")","v":""},{"$f":"IF(O286=\"\",\"\",INDEX(EIA_Units!P286:'EIA_Units'!$P$6:$P$22655,O286))","v":""},""]
[null,"Exclude","GA","Wilson",6258,"5C","DFO","GT",53.1,null,"Electric Utility","N","Low utilization CT",null,{"$f":"IF(B287=\"CoalST\",MATCH(E287&\"|\"&F287,EIA_Units!$BK$6:$BK$22655,0),\"\")","v":""},{"$f":"IF(O287=\"\",\"\",INDEX(EIA_Units!P287:'EIA_Units'!$P$6:$P$22655,O287))","v":""},""]
[null,"EXCLUDE","WY","FMC Westvaco",57915,"6","SUB","ST",10,null,"Industrial CHP","Y","Steam unit (PRMVR=ST) under 25MW/250 MMBtu/hr",null,{"$f":"IF(B288=\"CoalST\",MATCH(E288&\"|\"&F288,EIA_Units!$BK$6:$BK$22655,0),\"\")","v":""},{"$f":"IF(O288=\"\",\"\",INDEX(EIA_Units!P288:'EIA_Units'!$P$6:$P$22655,O288))","v":""},""]
[null,"EXCLUDE","WY","FMC Westvaco",57915,"4","SUB","ST",10,null,"Industrial CHP","Y","Steam unit (PRMVR=ST) under 25MW/250 MMBtu/hr",null,{"$f":"IF(B289=\"CoalST\",MATCH(E289&\"|\"&F289,EIA_Units!$BK$6:$BK$22655,0),\"\")","v":""},{"$f":"IF(O289=\"\",\"\",INDEX(EIA_Units!P289:'EIA_Units'!$P$6:$P$22655,O289))","v":""},""]
[null,"EXCLUDE","WY","FMC Westvaco",57915,"5","SUB","ST",10,null,"Industrial CHP","Y","Steam unit (PRMVR=ST) under 25MW/250 MMBtu/hr",null,{"$f":"IF(B290=\"CoalST\",MATCH(E290&\"|\"&F290,EIA_Units!$BK$6:$BK$22655,0),\"\")","v":""},{"$f":"IF(O290=\"\",\"\",INDEX(EIA_Units!P290:'EIA_Units'!$P$6:$P$22655,O290))","v":""},""]
[null,"EXCLUDE","WY","FMC Westvaco",57915,"3","SUB","ST",4,null,"Industrial CHP","Y","Steam unit (PRMVR=ST) under 25MW/250 MMBtu/hr",null,{"$f":"IF(B291=\"CoalST\",MATCH(E291&\"|\"&F291,EIA_Units!$BK$6:$BK$22655,0),\"\")","v":""},{"$f":"IF(O291=\"\",\"\",INDEX(EIA_Units!P291:'EIA_Units'!$P$6:$P$22655,O291))","v":""},""]
[null,"EXCLUDE","WY","FMC Westvaco",57915,"2","SUB","ST",3.5,null,"Industrial CHP","Y","Steam unit (PRMVR=ST) under 25MW/250 MMBtu/hr",null,{"$f":"IF(B292=\"CoalST\",MATCH(E292&\"|\"&F292,EIA_Units!$BK$6:$BK$22655,0),\"\")","v":""},{"$f":"IF(O292=\"\",\"\",INDEX(EIA_Units!P292:'EIA_Units'!$P$6:$P$22655,O292))","v":""},""]
[null,"EXCLUDE","WA","Weyerhaeuser Longview WA",50187,"TG1","BLQ","ST",5,null,"Industrial CHP","Y","Steam unit (PRMVR=ST) under 25MW/250 MMBtu/hr",null,{"$f":"IF(B293=\"CoalST\",MATCH(E293&\"|\"&F293,EIA_Units!$BK$6:$BK$22655,0),\"\")","v":""},{"$f":"IF(O293=\"\",\"\",INDEX(EIA_Units!P293:'EIA_Units'!$P$6:$P$22655,O293))","v":""},""]
[null,"EXCLUDE","WA","Weyerhaeuser Longview WA",50187,"TG4","BLQ","ST",18,null,"Industrial CHP","Y","Steam unit (PRMVR=ST) under 25MW/250 MMBtu/hr",null,{"$f":"IF(B294=\"CoalST\",MATCH(E294&\"|\"&F294,EIA_Units!$BK$6:$BK$22655,0),\"\")","v":""},{"$f":"IF(O294=\"\",\"\",INDEX(EIA_Units!P294:'EIA_Units'!$P$6:$P$22655,O294))","v":""},""]
[null,"EXCLUDE","WA","Weyerhaeuser Longview WA",50187,"TG2","BLQ","ST",5,null,"Industrial CHP","Y","Steam unit (PRMVR=ST) under 25MW/250 MMBtu/hr",null,{"$f":"IF(B295=\"CoalST\",MATCH(E295&\"|\"&F295,EIA_Units!$BK$6:$BK$22655,0),\"\")","v":""},{"$f":"IF(O295=\"\",\"\",INDEX(EIA_Units!P295:'EIA_Units'!$P$6:$P$22655,O295))","v":""},""]
[null,"EXCLUDE","MD","Eastern Correctional Institute",10693,"1147","WDS","ST",1.9,null,"Commercial CHP","Y","Non Fossil fuel type",null,{"$f":"IF(B296=\"CoalST\",MATCH(E296&\"|\"&F296,EIA_Units!$BK$6:$BK$22655,0),\"\")","v":""},{"$f":"IF(O296=\"\",\"\",INDEX(EIA_Units!P296:'EIA_Units'!$P$6:$P$22655,O296))","v":""},""]
[null,"EXCLUDE","MD","Eastern Correctional Institute",10693,"1148","WDS","ST",1.9,null,"Commercial CHP","Y","Non Fossil fuel type",null,{"$f":"IF(B297=\"CoalST\",MATCH(E297&\"|\"&F297,EIA_Units!$BK$6:$BK$22655,0),\"\")","v":""},{"$f":"IF(O297=\"\",\"\",INDEX(EIA_Units!P297:'EIA_Units'!$P$6:$P$22655,O297))","v":""},""]
[null,"Exclude","MI","Mistersky",1822,"GT1","DFO","GT",35,null,"Electric Utility","N","Low utilization CT",null,{"$f":"IF(B298=\"CoalST\",MATCH(E298&\"|\"&F298,EIA_Units!$BK$6:$BK$22655,0),\"\")","v":""},{"$f":"IF(O298=\"\",\"\",INDEX(EIA_Units!P298:'EIA_Units'!$P$6:$P$22655,O298))","v":""},""]
[null,"EXCLUDE","MN","American Crystal Sugar Crookston",54212,"G2","SUB","ST",3,null,"Industrial CHP","Y","Steam unit (PRMVR=ST) under 25MW/250 MMBtu/hr",null,{"$f":"IF(B299=\"CoalST\",MATCH(E299&\"|\"&F299,EIA_Units!$BK$6:$BK$22655,0),\"\")","v":""},{"$f":"IF(O299=\"\",\"\",INDEX(EIA_Units!P299:'EIA_Units'!$P$6:$P$22655,O299))","v":""},""]
[null,"EXCLUDE","MN","American Crystal Sugar Crookston",54212,"G1","SUB","ST",3.5,null,"Industrial CHP","Y","Steam unit (PRMVR=ST) under 25MW/250 MMBtu/hr",null,{"$f":"IF(B300=\"CoalST\",MATCH(E300&\"|\"&F300,EIA_Units!$BK$6:$BK$22655,0),\"\")","v":""},{"$f":"IF(O300=\"\",\"\",INDEX(EIA_Units!P300:'EIA_Units'!$P$6:$P$22655,O300))","v":""},""]
[null,"EXCLUDE","WA","Weyerhaeuser Longview WA",50187,"TG5","WDS","ST",31.4,null,"Industrial CHP","Y","Non Fossil fuel type",null,{"$f":"IF(B301=\"CoalST\",MATCH(E301&\"|\"&F301,EIA_Units!$BK$6:$BK$22655,0),\"\")","v":""},{"$f":"IF(O301=\"\",\"\",INDEX(EIA_Units!P301:'EIA_Units'!$P$6:$P$22655,O301))","v":""},""]
[null,"EXCLUDE","NC","Univ of NC Chapel Hill Cogen Facility",54276,"TG3","BIT","ST",28,null,"Commercial CHP","Y","Commercial/Industrial Unit",null,{"$f":"IF(B302=\"CoalST\",MATCH(E302&\"|\"&F302,EIA_Units!$BK$6:$BK$22655,0),\"\")","v":""},{"$f":"IF(O302=\"\",\"\",INDEX(EIA_Units!P302:'EIA_Units'!$P$6:$P$22655,O302))","v":""},""]
[null,"EXCLUDE","KY","Cox Waste to Energy",54850,"01","WDS","ST",4,null,"Industrial CHP","Y","Non Fossil fuel type",null,{"$f":"IF(B303=\"CoalST\",MATCH(E303&\"|\"&F303,EIA_Units!$BK$6:$BK$22655,0),\"\")","v":""},{"$f":"IF(O303=\"\",\"\",INDEX(EIA_Units!P303:'EIA_Units'!$P$6:$P$22655,O303))","v":""},""]
[null,"EXCLUDE","KY","Cox Waste to Energy",54850,"02","WDS","ST",1,null,"Industrial CHP","Y","Non Fossil fuel type",null,{"$f":"IF(B304=\"CoalST\",MATCH(E304&\"|\"&F304,EIA_Units!$BK$6:$BK$22655,0),\"\")","v":""},{"$f":"IF(O304=\"\",\"\",INDEX(EIA_Units!P304:'EIA_Units'!$P$6:$P$22655,O304))","v":""},""]
[null,"EXCLUDE","WA","Darrington",57969,"GEN1","WDS","ST",4.5,null,"Industrial CHP","Y","Non Fossil fuel type",null,{"$f":"IF(B305=\"CoalST\",MATCH(E305&\"|\"&F305,EIA_Units!$BK$6:$BK$22655,0),\"\")","v":""},{"$f":"IF(O305=\"\",\"\",INDEX(EIA_Units!P305:'EIA_Units'!$P$6:$P$22655,O305))","v":""},""]
[null,"EXCLUDE","AL","Boise Cascade Pulp & Paper Mill",55044,"STG1","NG","ST",18,null,"Industrial CHP","Y","Steam unit (PRMVR=ST) under 25MW/250 MMBtu/hr",null,{"$f":"IF(B306=\"CoalST\",MATCH(E306&\"|\"&F306,EIA_Units!$BK$6:$BK$22655,0),\"\")","v":""},{"$f":"IF(O306=\"\",\"\",INDEX(EIA_Units!P306:'EIA_Units'!$P$6:$P$22655,O306))","v":""},""]
[null,"EXCLUDE","MI","PCA, Filer City Mill",58066,"TG2","BIT","ST",8,null,"Industrial Non-CHP","N","Steam unit (PRMVR=ST) under 25MW/250 MMBtu/hr",null,{"$f":"IF(B307=\"CoalST\",MATCH(E307&\"|\"&F307,EIA_Units!$BK$6:$BK$22655,0),\"\")","v":""},{"$f":"IF(O307=\"\",\"\",INDEX(EIA_Units!P307:'EIA_Units'!$P$6:$P$22655,O307))","v":""},""]
[null,"EXCLUDE","WI","Milwaukee County",7549,"1","BIT","ST",11,null,"Electric Utility","N","Steam unit (PRMVR=ST) under 25MW/250 MMBtu/hr",null,{"$f":"IF(B308=\"CoalST\",MATCH(E308&\"|\"&F308,EIA_Units!$BK$6:$BK$22655,0),\"\")","v":""},{"$f":"IF(O308=\"\",\"\",INDEX(EIA_Units!P308:'EIA_Units'!$P$6:$P$22655,O308))","v":""},""]
[null,"EXCLUDE","IA","Cargill Corn Milling Division",10855,"GEN2","SUB","ST",20,null,"Industrial CHP","Y","Steam unit (PRMVR=ST) under 25MW/250 MMBtu/hr",null,{"$f":"IF(B309=\"CoalST\",MATCH(E309&\"|\"&F309,EIA_Units!$BK$6:$BK$22655,0),\"\")","v":""},{"$f":"IF(O309=\"\",\"\",INDEX(EIA_Units!P309:'EIA_Units'!$P$6:$P$22655,O309))","v":""},""]
[null,"EXCLUDE","IA","Cargill Corn Milling Division",10855,"GEN1","SUB","ST",20,null,"Industrial CHP","Y","Steam unit (PRMVR=ST) under 25MW/250 MMBtu/hr",null,{"$f":"IF(B310=\"CoalST\",MATCH(E310&\"|\"&F310,EIA_Units!$BK$6:$BK$22655,0),\"\")","v":""},{"$f":"IF(O310=\"\",\"\",INDEX(EIA_Units!P310:'EIA_Units'!$P$6:$P$22655,O310))","v":""},""]
[null,"EXCLUDE","ME","Lincoln Paper & Tissue",54587,"TG-3","BLQ","ST",13.5,null,"Industrial CHP","N","Steam unit (PRMVR=ST) under 25MW/250 MMBtu/hr",null,{"$f":"IF(B311=\"CoalST\",MATCH(E311&\"|\"&F311,EIA_Units!$BK$6:$BK$22655,0),\"\")","v":""},{"$f":"IF(O311=\"\",\"\",INDEX(EIA_Units!P311:'EIA_Units'!$P$6:$P$22655,O311))","v":""},""]
[null,"EXCLUDE","OK","University of Oklahoma",50307,"GEN1","NG","ST",7.5,null,"Commercial CHP","Y","Steam unit (PRMVR=ST) under 25MW/250 MMBtu/hr",null,{"$f":"IF(B312=\"CoalST\",MATCH(E312&\"|\"&F312,EIA_Units!$BK$6:$BK$22655,0),\"\")","v":""},{"$f":"IF(O312=\"\",\"\",INDEX(EIA_Units!P312:'EIA_Units'!$P$6:$P$22655,O312))","v":""},""]
[null,"EXCLUDE","ME","Lincoln Paper & Tissue",54587,"WEST","BLQ","ST",4,null,"Industrial CHP","Y","Steam unit (PRMVR=ST) under 25MW/250 MMBtu/hr",null,{"$f":"IF(B313=\"CoalST\",MATCH(E313&\"|\"&F313,EIA_Units!$BK$6:$BK$22655,0),\"\")","v":""},{"$f":"IF(O313=\"\",\"\",INDEX(EIA_Units!P313:'EIA_Units'!$P$6:$P$22655,O313))","v":""},""]
[null,"EXCLUDE","MD","Goddard Steam Plant",57944,"2","BIT","ST",6.2,null,"Commercial Non-CHP","N","Steam unit (PRMVR=ST) under 25MW/250 MMBtu/hr",null,{"$f":"IF(B314=\"CoalST\",MATCH(E314&\"|\"&F314,EIA_Units!$BK$6:$BK$22655,0),\"\")","v":""},{"$f":"IF(O314=\"\",\"\",INDEX(EIA_Units!P314:'EIA_Units'!$P$6:$P$22655,O314))","v":""},""]
[null,"EXCLUDE","AL","Georgia-Pacific Brewton Mill",54789,"2TG","BLQ","ST",12.5,null,"Industrial CHP","Y","Steam unit (PRMVR=ST) under 25MW/250 MMBtu/hr",null,{"$f":"IF(B315=\"CoalST\",MATCH(E315&\"|\"&F315,EIA_Units!$BK$6:$BK$22655,0),\"\")","v":""},{"$f":"IF(O315=\"\",\"\",INDEX(EIA_Units!P315:'EIA_Units'!$P$6:$P$22655,O315))","v":""},""]
[null,"EXCLUDE","AL","Georgia-Pacific Brewton Mill",54789,"3TG","BLQ","ST",15.9,null,"Industrial CHP","Y","Steam unit (PRMVR=ST) under 25MW/250 MMBtu/hr",null,{"$f":"IF(B316=\"CoalST\",MATCH(E316&\"|\"&F316,EIA_Units!$BK$6:$BK$22655,0),\"\")","v":""},{"$f":"IF(O316=\"\",\"\",INDEX(EIA_Units!P316:'EIA_Units'!$P$6:$P$22655,O316))","v":""},""]
[null,"EXCLUDE","AL","Georgia-Pacific Brewton Mill",54789,"1TG","BLQ","ST",12.5,null,"Industrial CHP","Y","Steam unit (PRMVR=ST) under 25MW/250 MMBtu/hr",null,{"$f":"IF(B317=\"CoalST\",MATCH(E317&\"|\"&F317,EIA_Units!$BK$6:$BK$22655,0),\"\")","v":""},{"$f":"IF(O317=\"\",\"\",INDEX(EIA_Units!P317:'EIA_Units'!$P$6:$P$22655,O317))","v":""},""]
[null,"EXCLUDE","MI","Northeast",1734,"1","NG","GT",16,null,"Electric Utility","N","Simple Cycle Turbine (PRMVR=GT or OT) unit under 25MW",null,{"$f":"IF(B318=\"CoalST\",MATCH(E318&\"|\"&F318,EIA_Units!$BK$6:$BK$22655,0),\"\")","v":""},{"$f":"IF(O318=\"\",\"\",INDEX(EIA_Units!P318:'EIA_Units'!$P$6:$P$22655,O318))","v":""},""]
[null,"EXCLUDE","MI","Northeast",1734,"2","NG","GT",16,null,"Electric Utility","N","Simple Cycle Turbine (PRMVR=GT or OT) unit under 25MW",null,{"$f":"IF(B319=\"CoalST\",MATCH(E319&\"|\"&F319,EIA_Units!$BK$6:$BK$22655,0),\"\")","v":""},{"$f":"IF(O319=\"\",\"\",INDEX(EIA_Units!P319:'EIA_Units'!$P$6:$P$22655,O319))","v":""},""]
[null,"EXCLUDE","MI","Northeast",1734,"3","NG","GT",16,null,"Electric Utility","N","Simple Cycle Turbine (PRMVR=GT or OT) unit under 25MW",null,{"$f":"IF(B320=\"CoalST\",MATCH(E320&\"|\"&F320,EIA_Units!$BK$6:$BK$22655,0),\"\")","v":""},{"$f":"IF(O320=\"\",\"\",INDEX(EIA_Units!P320:'EIA_Units'!$P$6:$P$22655,O320))","v":""},""]
[null,"EXCLUDE","MI","Northeast",1734,"4","NG","GT",16,null,"Electric Utility","N","Simple Cycle Turbine (PRMVR=GT or OT) unit under 25MW",null,{"$f":"IF(B321=\"CoalST\",MATCH(E321&\"|\"&F321,EIA_Units!$BK$6:$BK$22655,0),\"\")","v":""},{"$f":"IF(O321=\"\",\"\",INDEX(EIA_Units!P321:'EIA_Units'!$P$6:$P$22655,O321))","v":""},""]
[null,"EXCLUDE","GA","Brunswick Cellulose",10605,"GEN3","BLQ","ST",9.1999999999999993,null,"Industrial CHP","Y","Steam unit (PRMVR=ST) under 25MW/250 MMBtu/hr",null,{"$f":"IF(B322=\"CoalST\",MATCH(E322&\"|\"&F322,EIA_Units!$BK$6:$BK$22655,0),\"\")","v":""},{"$f":"IF(O322=\"\",\"\",INDEX(EIA_Units!P322:'EIA_Units'!$P$6:$P$22655,O322))","v":""},""]
[null,"EXCLUDE","GA","Brunswick Cellulose",10605,"GEN4","BLQ","ST",50,null,"Industrial CHP","Y","Commercial/Industrial Unit",null,{"$f":"IF(B323=\"CoalST\",MATCH(E323&\"|\"&F323,EIA_Units!$BK$6:$BK$22655,0),\"\")","v":""},{"$f":"IF(O323=\"\",\"\",INDEX(EIA_Units!P323:'EIA_Units'!$P$6:$P$22655,O323))","v":""},""]
[null,"EXCLUDE","GA","Brunswick Cellulose",10605,"GEN5","BLQ","ST",13,null,"Industrial CHP","Y","Steam unit (PRMVR=ST) under 25MW/250 MMBtu/hr",null,{"$f":"IF(B324=\"CoalST\",MATCH(E324&\"|\"&F324,EIA_Units!$BK$6:$BK$22655,0),\"\")","v":""},{"$f":"IF(O324=\"\",\"\",INDEX(EIA_Units!P324:'EIA_Units'!$P$6:$P$22655,O324))","v":""},""]
[null,"EXCLUDE","ND","American Crystal Sugar Hillsboro",54210,"G1","SUB","ST",13.3,null,"Industrial CHP","Y","Steam unit (PRMVR=ST) under 25MW/250 MMBtu/hr",null,{"$f":"IF(B325=\"CoalST\",MATCH(E325&\"|\"&F325,EIA_Units!$BK$6:$BK$22655,0),\"\")","v":""},{"$f":"IF(O325=\"\",\"\",INDEX(EIA_Units!P325:'EIA_Units'!$P$6:$P$22655,O325))","v":""},""]
[null,"EXCLUDE","ME","Red Shield Envir Old Town Facility",10700,"TG2","RFO","ST",3,null,"Industrial CHP","Y","Steam unit (PRMVR=ST) under 25MW/250 MMBtu/hr",null,{"$f":"IF(B326=\"CoalST\",MATCH(E326&\"|\"&F326,EIA_Units!$BK$6:$BK$22655,0),\"\")","v":""},{"$f":"IF(O326=\"\",\"\",INDEX(EIA_Units!P326:'EIA_Units'!$P$6:$P$22655,O326))","v":""},""]
[null,"Exclude","KS","Hutchinson Energy Center",1248,"GT1","NG","GT",71,null,"Electric Utility","N","Low utilization CT",null,{"$f":"IF(B327=\"CoalST\",MATCH(E327&\"|\"&F327,EIA_Units!$BK$6:$BK$22655,0),\"\")","v":""},{"$f":"IF(O327=\"\",\"\",INDEX(EIA_Units!P327:'EIA_Units'!$P$6:$P$22655,O327))","v":""},{"$f":"IF(O327=\"\",\"\",2014-P327)","v":""}]
[null,"EXCLUDE","TX","MeadWestvaco Evadale",50101,"GEN2","BLQ","ST",32.6,null,"Industrial CHP","Y","Commercial/Industrial Unit",null,{"$f":"IF(B328=\"CoalST\",MATCH(E328&\"|\"&F328,EIA_Units!$BK$6:$BK$22655,0),\"\")","v":""},{"$f":"IF(O328=\"\",\"\",INDEX(EIA_Units!P328:'EIA_Units'!$P$6:$P$22655,O328))","v":""},""]
[null,"EXCLUDE","TX","MeadWestvaco Evadale",50101,"GEN3","BLQ","ST",17.600000000000001,null,"Industrial CHP","Y","Steam unit (PRMVR=ST) under 25MW/250 MMBtu/hr",null,{"$f":"IF(B329=\"CoalST\",MATCH(E329&\"|\"&F329,EIA_Units!$BK$6:$BK$22655,0),\"\")","v":""},{"$f":"IF(O329=\"\",\"\",INDEX(EIA_Units!P329:'EIA_Units'!$P$6:$P$22655,O329))","v":""},""]
[null,"EXCLUDE","TX","MeadWestvaco Evadale",50101,"GEN1","BLQ","ST",7.5,null,"Industrial CHP","Y","Steam unit (PRMVR=ST) under 25MW/250 MMBtu/hr",null,{"$f":"IF(B330=\"CoalST\",MATCH(E330&\"|\"&F330,EIA_Units!$BK$6:$BK$22655,0),\"\")","v":""},{"$f":"IF(O330=\"\",\"\",INDEX(EIA_Units!P330:'EIA_Units'!$P$6:$P$22655,O330))","v":""},""]
[null,"EXCLUDE","GA","Interstate Paper LLC Riceboro",54281,"577A","BLQ","ST",12.5,null,"Industrial CHP","Y","Steam unit (PRMVR=ST) under 25MW/250 MMBtu/hr",null,{"$f":"IF(B331=\"CoalST\",MATCH(E331&\"|\"&F331,EIA_Units!$BK$6:$BK$22655,0),\"\")","v":""},{"$f":"IF(O331=\"\",\"\",INDEX(EIA_Units!P331:'EIA_Units'!$P$6:$P$22655,O331))","v":""},""]
[null,"EXCLUDE","MA","Amherst College Co Gen",58185,"STG","NG","ST",0.5,null,"Commercial CHP","N","Steam unit (PRMVR=ST) under 25MW/250 MMBtu/hr",null,{"$f":"IF(B332=\"CoalST\",MATCH(E332&\"|\"&F332,EIA_Units!$BK$6:$BK$22655,0),\"\")","v":""},{"$f":"IF(O332=\"\",\"\",INDEX(EIA_Units!P332:'EIA_Units'!$P$6:$P$22655,O332))","v":""},""]
[null,"EXCLUDE","AL","ABC Coke",56076,"1","OG","ST",3.8,null,"Industrial CHP","Y","Steam unit (PRMVR=ST) under 25MW/250 MMBtu/hr",null,{"$f":"IF(B333=\"CoalST\",MATCH(E333&\"|\"&F333,EIA_Units!$BK$6:$BK$22655,0),\"\")","v":""},{"$f":"IF(O333=\"\",\"\",INDEX(EIA_Units!P333:'EIA_Units'!$P$6:$P$22655,O333))","v":""},""]
[null,"EXCLUDE","LA","Stingray Facility",54531,"1S72","NG","GT",2.5,null,"Industrial Non-CHP","N","Simple Cycle Turbine (PRMVR=GT or OT) unit under 25MW",null,{"$f":"IF(B334=\"CoalST\",MATCH(E334&\"|\"&F334,EIA_Units!$BK$6:$BK$22655,0),\"\")","v":""},{"$f":"IF(O334=\"\",\"\",INDEX(EIA_Units!P334:'EIA_Units'!$P$6:$P$22655,O334))","v":""},""]
[null,"EXCLUDE","FL","Okeelanta Cogeneration",54627,"GEN1","AB","ST",74.900000000000006,null,"IPP CHP","Y","Non Fossil fuel type",null,{"$f":"IF(B335=\"CoalST\",MATCH(E335&\"|\"&F335,EIA_Units!$BK$6:$BK$22655,0),\"\")","v":""},{"$f":"IF(O335=\"\",\"\",INDEX(EIA_Units!P335:'EIA_Units'!$P$6:$P$22655,O335))","v":""},""]
[null,"EXCLUDE","FL","Okeelanta Cogeneration",54627,"GEN2","AB","ST",54,null,"IPP CHP","Y","Non Fossil fuel type",null,{"$f":"IF(B336=\"CoalST\",MATCH(E336&\"|\"&F336,EIA_Units!$BK$6:$BK$22655,0),\"\")","v":""},{"$f":"IF(O336=\"\",\"\",INDEX(EIA_Units!P336:'EIA_Units'!$P$6:$P$22655,O336))","v":""},""]
[null,"EXCLUDE","MO","Kirksville",2083,"1","NG","GT",15,null,"Electric Utility","N","Simple Cycle Turbine (PRMVR=GT or OT) unit under 25MW",null,{"$f":"IF(B337=\"CoalST\",MATCH(E337&\"|\"&F337,EIA_Units!$BK$6:$BK$22655,0),\"\")","v":""},{"$f":"IF(O337=\"\",\"\",INDEX(EIA_Units!P337:'EIA_Units'!$P$6:$P$22655,O337))","v":""},""]
[null,"EXCLUDE","CA","Sierra Pacific Sonora",54517,"GEN2","WDS","ST",7.5,null,"Industrial CHP","Y","Non Fossil fuel type",null,{"$f":"IF(B338=\"CoalST\",MATCH(E338&\"|\"&F338,EIA_Units!$BK$6:$BK$22655,0),\"\")","v":""},{"$f":"IF(O338=\"\",\"\",INDEX(EIA_Units!P338:'EIA_Units'!$P$6:$P$22655,O338))","v":""},""]
[null,"EXCLUDE","NC","Ingredion Winston Salem",54618,"900","WDS","ST",0.9,null,"Industrial CHP","Y","Non Fossil fuel type",null,{"$f":"IF(B339=\"CoalST\",MATCH(E339&\"|\"&F339,EIA_Units!$BK$6:$BK$22655,0),\"\")","v":""},{"$f":"IF(O339=\"\",\"\",INDEX(EIA_Units!P339:'EIA_Units'!$P$6:$P$22655,O339))","v":""},""]
[null,"EXCLUDE","NC","Ingredion Winston Salem",54618,"7500","WDS","ST",7.5,null,"Industrial CHP","Y","Non Fossil fuel type",null,{"$f":"IF(B340=\"CoalST\",MATCH(E340&\"|\"&F340,EIA_Units!$BK$6:$BK$22655,0),\"\")","v":""},{"$f":"IF(O340=\"\",\"\",INDEX(EIA_Units!P340:'EIA_Units'!$P$6:$P$22655,O340))","v":""},""]
[null,"EXCLUDE","WI","Georgia-Pacific Corp - Nekoosa Mill",50395,"TG6","BIT","ST",6,null,"Industrial CHP","Y","Steam unit (PRMVR=ST) under 25MW/250 MMBtu/hr",null,{"$f":"IF(B341=\"CoalST\",MATCH(E341&\"|\"&F341,EIA_Units!$BK$6:$BK$22655,0),\"\")","v":""},{"$f":"IF(O341=\"\",\"\",INDEX(EIA_Units!P341:'EIA_Units'!$P$6:$P$22655,O341))","v":""},""]
[null,"EXCLUDE","MI","LaFarge Alpena",50305,"GE10","PC","ST",3.2,null,"Industrial CHP","Y","Steam unit (PRMVR=ST) under 25MW/250 MMBtu/hr",null,{"$f":"IF(B342=\"CoalST\",MATCH(E342&\"|\"&F342,EIA_Units!$BK$6:$BK$22655,0),\"\")","v":""},{"$f":"IF(O342=\"\",\"\",INDEX(EIA_Units!P342:'EIA_Units'!$P$6:$P$22655,O342))","v":""},""]
[null,"EXCLUDE","GA","Rayonier Jesup Mill",10560,"GEN5","BLQ","ST",30,null,"Industrial CHP","N","Commercial/Industrial Unit",null,{"$f":"IF(B343=\"CoalST\",MATCH(E343&\"|\"&F343,EIA_Units!$BK$6:$BK$22655,0),\"\")","v":""},{"$f":"IF(O343=\"\",\"\",INDEX(EIA_Units!P343:'EIA_Units'!$P$6:$P$22655,O343))","v":""},""]
[null,"EXCLUDE","GA","Rayonier Jesup Mill",10560,"GEN6","BLQ","ST",27,null,"Industrial CHP","N","Commercial/Industrial Unit",null,{"$f":"IF(B344=\"CoalST\",MATCH(E344&\"|\"&F344,EIA_Units!$BK$6:$BK$22655,0),\"\")","v":""},{"$f":"IF(O344=\"\",\"\",INDEX(EIA_Units!P344:'EIA_Units'!$P$6:$P$22655,O344))","v":""},""]
[null,"EXCLUDE","MI","Plant Four",1840,"CT1","DFO","GT",24,null,"Electric Utility","N","Simple Cycle Turbine (PRMVR=GT or OT) unit under 25MW",null,{"$f":"IF(B345=\"CoalST\",MATCH(E345&\"|\"&F345,EIA_Units!$BK$6:$BK$22655,0),\"\")","v":""},{"$f":"IF(O345=\"\",\"\",INDEX(EIA_Units!P345:'EIA_Units'!$P$6:$P$22655,O345))","v":""},""]
[null,"EXCLUDE","TX","International Paper Texarkana Mill",54097,"GEN2","BLQ","ST",40,null,"Industrial CHP","Y","Commercial/Industrial Unit",null,{"$f":"IF(B346=\"CoalST\",MATCH(E346&\"|\"&F346,EIA_Units!$BK$6:$BK$22655,0),\"\")","v":""},{"$f":"IF(O346=\"\",\"\",INDEX(EIA_Units!P346:'EIA_Units'!$P$6:$P$22655,O346))","v":""},""]
[null,"EXCLUDE","GA","Rayonier Jesup Mill",10560,"GEN4","WDS","ST",7.5,null,"Industrial CHP","N","Non Fossil fuel type",null,{"$f":"IF(B347=\"CoalST\",MATCH(E347&\"|\"&F347,EIA_Units!$BK$6:$BK$22655,0),\"\")","v":""},{"$f":"IF(O347=\"\",\"\",INDEX(EIA_Units!P347:'EIA_Units'!$P$6:$P$22655,O347))","v":""},""]
[null,"EXCLUDE","GA","Rayonier Jesup Mill",10560,"GEN3","WDS","ST",7.5,null,"Industrial CHP","N","Non Fossil fuel type",null,{"$f":"IF(B348=\"CoalST\",MATCH(E348&\"|\"&F348,EIA_Units!$BK$6:$BK$22655,0),\"\")","v":""},{"$f":"IF(O348=\"\",\"\",INDEX(EIA_Units!P348:'EIA_Units'!$P$6:$P$22655,O348))","v":""},""]
[null,"EXCLUDE","GA","Rayonier Jesup Mill",10560,"GEN2","WDS","ST",5,null,"Industrial CHP","N","Non Fossil fuel type",null,{"$f":"IF(B349=\"CoalST\",MATCH(E349&\"|\"&F349,EIA_Units!$BK$6:$BK$22655,0),\"\")","v":""},{"$f":"IF(O349=\"\",\"\",INDEX(EIA_Units!P349:'EIA_Units'!$P$6:$P$22655,O349))","v":""},""]
[null,"EXCLUDE","TN","Packaging Corp of America",50296,"GEN1","BLQ","ST",50,null,"Industrial CHP","Y","Commercial/Industrial Unit",null,{"$f":"IF(B350=\"CoalST\",MATCH(E350&\"|\"&F350,EIA_Units!$BK$6:$BK$22655,0),\"\")","v":""},{"$f":"IF(O350=\"\",\"\",INDEX(EIA_Units!P350:'EIA_Units'!$P$6:$P$22655,O350))","v":""},""]
[null,"EXCLUDE","TN","Packaging Corp of America",50296,"GEN2","BLQ","ST",22.5,null,"Industrial CHP","Y","Steam unit (PRMVR=ST) under 25MW/250 MMBtu/hr",null,{"$f":"IF(B351=\"CoalST\",MATCH(E351&\"|\"&F351,EIA_Units!$BK$6:$BK$22655,0),\"\")","v":""},{"$f":"IF(O351=\"\",\"\",INDEX(EIA_Units!P351:'EIA_Units'!$P$6:$P$22655,O351))","v":""},""]
[null,"EXCLUDE","WA","Cosmo Specialty Fibers Plant",50185,"TG1","WDL","ST",7.5,null,"Industrial CHP","Y","Non Fossil fuel type",null,{"$f":"IF(B352=\"CoalST\",MATCH(E352&\"|\"&F352,EIA_Units!$BK$6:$BK$22655,0),\"\")","v":""},{"$f":"IF(O352=\"\",\"\",INDEX(EIA_Units!P352:'EIA_Units'!$P$6:$P$22655,O352))","v":""},""]
[null,"EXCLUDE","WA","Cosmo Specialty Fibers Plant",50185,"TG2","WDL","ST",7.5,null,"Industrial CHP","Y","Non Fossil fuel type",null,{"$f":"IF(B353=\"CoalST\",MATCH(E353&\"|\"&F353,EIA_Units!$BK$6:$BK$22655,0),\"\")","v":""},{"$f":"IF(O353=\"\",\"\",INDEX(EIA_Units!P353:'EIA_Units'!$P$6:$P$22655,O353))","v":""},""]
[null,"EXCLUDE","FL","John R Kelly",664,"GT1","NG","GT",16.3,null,"Electric Utility","N","Simple Cycle Turbine (PRMVR=GT or OT) unit under 25MW",null,{"$f":"IF(B354=\"CoalST\",MATCH(E354&\"|\"&F354,EIA_Units!$BK$6:$BK$22655,0),\"\")","v":""},{"$f":"IF(O354=\"\",\"\",INDEX(EIA_Units!P354:'EIA_Units'!$P$6:$P$22655,O354))","v":""},""]
[null,"EXCLUDE","FL","John R Kelly",664,"GT2","NG","GT",16.3,null,"Electric Utility","N","Simple Cycle Turbine (PRMVR=GT or OT) unit under 25MW",null,{"$f":"IF(B355=\"CoalST\",MATCH(E355&\"|\"&F355,EIA_Units!$BK$6:$BK$22655,0),\"\")","v":""},{"$f":"IF(O355=\"\",\"\",INDEX(EIA_Units!P355:'EIA_Units'!$P$6:$P$22655,O355))","v":""},""]
[null,"EXCLUDE","FL","John R Kelly",664,"GT3","NG","GT",16.3,null,"Electric Utility","N","Simple Cycle Turbine (PRMVR=GT or OT) unit under 25MW",null,{"$f":"IF(B356=\"CoalST\",MATCH(E356&\"|\"&F356,EIA_Units!$BK$6:$BK$22655,0),\"\")","v":""},{"$f":"IF(O356=\"\",\"\",INDEX(EIA_Units!P356:'EIA_Units'!$P$6:$P$22655,O356))","v":""},""]
[null,"EXCLUDE","AR","Pine Bluff Mill",10627,"1TG1","BLQ","ST",40,null,"Industrial CHP","Y","Commercial/Industrial Unit",null,{"$f":"IF(B357=\"CoalST\",MATCH(E357&\"|\"&F357,EIA_Units!$BK$6:$BK$22655,0),\"\")","v":""},{"$f":"IF(O357=\"\",\"\",INDEX(EIA_Units!P357:'EIA_Units'!$P$6:$P$22655,O357))","v":""},""]
[null,"EXCLUDE","AR","Pine Bluff Mill",10627,"2TG1","BLQ","ST",20,null,"Industrial CHP","Y","Steam unit (PRMVR=ST) under 25MW/250 MMBtu/hr",null,{"$f":"IF(B358=\"CoalST\",MATCH(E358&\"|\"&F358,EIA_Units!$BK$6:$BK$22655,0),\"\")","v":""},{"$f":"IF(O358=\"\",\"\",INDEX(EIA_Units!P358:'EIA_Units'!$P$6:$P$22655,O358))","v":""},""]
[null,"EXCLUDE","AR","Pine Bluff Mill",10627,"3TG1","BLQ","ST",25,null,"Industrial CHP","Y","Commercial/Industrial Unit",null,{"$f":"IF(B359=\"CoalST\",MATCH(E359&\"|\"&F359,EIA_Units!$BK$6:$BK$22655,0),\"\")","v":""},{"$f":"IF(O359=\"\",\"\",INDEX(EIA_Units!P359:'EIA_Units'!$P$6:$P$22655,O359))","v":""},""]
[null,"EXCLUDE","NY","Syracuse Energy",50651,"GEN2","BIT","ST",10.5,null,"IPP CHP","Y","Steam unit (PRMVR=ST) under 25MW/250 MMBtu/hr",null,{"$f":"IF(B360=\"CoalST\",MATCH(E360&\"|\"&F360,EIA_Units!$BK$6:$BK$22655,0),\"\")","v":""},{"$f":"IF(O360=\"\",\"\",INDEX(EIA_Units!P360:'EIA_Units'!$P$6:$P$22655,O360))","v":""},""]
[null,"COALST","NY","Syracuse Energy",50651,"GEN1","BIT","ST",90.6,null,"IPP CHP","Y","",null,{"$f":"IF(B361=\"CoalST\",MATCH(E361&\"|\"&F361,EIA_Units!$BK$6:$BK$22655,0),\"\")","v":11769},{"$f":"IF(O361=\"\",\"\",INDEX(EIA_Units!P361:'EIA_Units'!$P$6:$P$22655,O361))","v":1991},23]
[null,"Exclude","KS","Hutchinson Energy Center",1248,"GT4","NG","GT",86,null,"Electric Utility","N","Low utilization CT",null,{"$f":"IF(B362=\"CoalST\",MATCH(E362&\"|\"&F362,EIA_Units!$BK$6:$BK$22655,0),\"\")","v":""},{"$f":"IF(O362=\"\",\"\",INDEX(EIA_Units!P362:'EIA_Units'!$P$6:$P$22655,O362))","v":""},""]
[null,"EXCLUDE","ME","Anson Abenaki Hydros",10186,"STG1","NG","ST",3,null,"Industrial CHP","Y","Steam unit (PRMVR=ST) under 25MW/250 MMBtu/hr",null,{"$f":"IF(B363=\"CoalST\",MATCH(E363&\"|\"&F363,EIA_Units!$BK$6:$BK$22655,0),\"\")","v":""},{"$f":"IF(O363=\"\",\"\",INDEX(EIA_Units!P363:'EIA_Units'!$P$6:$P$22655,O363))","v":""},""]
[null,"EXCLUDE","MI","Decorative Panels Intl",10149,"GEN1","BIT","ST",7.5,null,"Industrial CHP","Y","Steam unit (PRMVR=ST) under 25MW/250 MMBtu/hr",null,{"$f":"IF(B364=\"CoalST\",MATCH(E364&\"|\"&F364,EIA_Units!$BK$6:$BK$22655,0),\"\")","v":""},{"$f":"IF(O364=\"\",\"\",INDEX(EIA_Units!P364:'EIA_Units'!$P$6:$P$22655,O364))","v":""},""]
[null,"EXCLUDE","FL","Bay Resource Management Center",10250,"GEN1","MSB","ST",13.6,null,"IPP Non-CHP","N","Non Fossil fuel type",null,{"$f":"IF(B365=\"CoalST\",MATCH(E365&\"|\"&F365,EIA_Units!$BK$6:$BK$22655,0),\"\")","v":""},{"$f":"IF(O365=\"\",\"\",INDEX(EIA_Units!P365:'EIA_Units'!$P$6:$P$22655,O365))","v":""},""]
[null,"COALST","OH","O H Hutchings",2848,"2","BIT","ST",69,null,"Electric Utility","N","",null,{"$f":"IF(B366=\"CoalST\",MATCH(E366&\"|\"&F366,EIA_Units!$BK$6:$BK$22655,0),\"\")","v":2628},{"$f":"IF(O366=\"\",\"\",INDEX(EIA_Units!P366:'EIA_Units'!$P$6:$P$22655,O366))","v":1949},65]
[null,"EXCLUDE","GA","Inland Paperboard Packaging Rome",10426,"GEN2","BLQ","ST",5,null,"Industrial CHP","Y","Steam unit (PRMVR=ST) under 25MW/250 MMBtu/hr",null,{"$f":"IF(B367=\"CoalST\",MATCH(E367&\"|\"&F367,EIA_Units!$BK$6:$BK$22655,0),\"\")","v":""},{"$f":"IF(O367=\"\",\"\",INDEX(EIA_Units!P367:'EIA_Units'!$P$6:$P$22655,O367))","v":""},""]
[null,"EXCLUDE","GA","Inland Paperboard Packaging Rome",10426,"GEN5","BLQ","ST",38.4,null,"Industrial CHP","Y","Commercial/Industrial Unit",null,{"$f":"IF(B368=\"CoalST\",MATCH(E368&\"|\"&F368,EIA_Units!$BK$6:$BK$22655,0),\"\")","v":""},{"$f":"IF(O368=\"\",\"\",INDEX(EIA_Units!P368:'EIA_Units'!$P$6:$P$22655,O368))","v":""},""]
[null,"EXCLUDE","GA","Inland Paperboard Packaging Rome",10426,"GEN4","BLQ","ST",22,null,"Industrial CHP","Y","Steam unit (PRMVR=ST) under 25MW/250 MMBtu/hr",null,{"$f":"IF(B369=\"CoalST\",MATCH(E369&\"|\"&F369,EIA_Units!$BK$6:$BK$22655,0),\"\")","v":""},{"$f":"IF(O369=\"\",\"\",INDEX(EIA_Units!P369:'EIA_Units'!$P$6:$P$22655,O369))","v":""},""]
[null,"EXCLUDE","GA","Inland Paperboard Packaging Rome",10426,"GEN3","BLQ","ST",5,null,"Industrial CHP","Y","Steam unit (PRMVR=ST) under 25MW/250 MMBtu/hr",null,{"$f":"IF(B370=\"CoalST\",MATCH(E370&\"|\"&F370,EIA_Units!$BK$6:$BK$22655,0),\"\")","v":""},{"$f":"IF(O370=\"\",\"\",INDEX(EIA_Units!P370:'EIA_Units'!$P$6:$P$22655,O370))","v":""},""]
[null,"EXCLUDE","MN","Olmsted Waste Energy",50413,"TG3","MSB","ST",5.5,null,"Commercial CHP","Y","Non Fossil fuel type",null,{"$f":"IF(B371=\"CoalST\",MATCH(E371&\"|\"&F371,EIA_Units!$BK$6:$BK$22655,0),\"\")","v":""},{"$f":"IF(O371=\"\",\"\",INDEX(EIA_Units!P371:'EIA_Units'!$P$6:$P$22655,O371))","v":""},""]
[null,"EXCLUDE","MN","Olmsted Waste Energy",50413,"TG2","MSB","ST",2.2000000000000002,null,"Commercial CHP","Y","Non Fossil fuel type",null,{"$f":"IF(B372=\"CoalST\",MATCH(E372&\"|\"&F372,EIA_Units!$BK$6:$BK$22655,0),\"\")","v":""},{"$f":"IF(O372=\"\",\"\",INDEX(EIA_Units!P372:'EIA_Units'!$P$6:$P$22655,O372))","v":""},""]
[null,"EXCLUDE","MN","Olmsted Waste Energy",50413,"TGI","MSB","ST",1.9,null,"Commercial CHP","Y","Non Fossil fuel type",null,{"$f":"IF(B373=\"CoalST\",MATCH(E373&\"|\"&F373,EIA_Units!$BK$6:$BK$22655,0),\"\")","v":""},{"$f":"IF(O373=\"\",\"\",INDEX(EIA_Units!P373:'EIA_Units'!$P$6:$P$22655,O373))","v":""},""]
[null,"EXCLUDE","GA","International Paper Savanna Mill",50398,"GE10","BLQ","ST",82.8,null,"Industrial CHP","Y","Commercial/Industrial Unit",null,{"$f":"IF(B374=\"CoalST\",MATCH(E374&\"|\"&F374,EIA_Units!$BK$6:$BK$22655,0),\"\")","v":""},{"$f":"IF(O374=\"\",\"\",INDEX(EIA_Units!P374:'EIA_Units'!$P$6:$P$22655,O374))","v":""},""]
[null,"EXCLUDE","TX","TempleInland",10425,"TG","BLQ","ST",48,null,"Industrial CHP","Y","Commercial/Industrial Unit",null,{"$f":"IF(B375=\"CoalST\",MATCH(E375&\"|\"&F375,EIA_Units!$BK$6:$BK$22655,0),\"\")","v":""},{"$f":"IF(O375=\"\",\"\",INDEX(EIA_Units!P375:'EIA_Units'!$P$6:$P$22655,O375))","v":""},""]
[null,"EXCLUDE","ME","MMWAC Resource Recovery Facility",50035,"ST1","MSB","ST",5,null,"Commercial Non-CHP","N","Non Fossil fuel type",null,{"$f":"IF(B376=\"CoalST\",MATCH(E376&\"|\"&F376,EIA_Units!$BK$6:$BK$22655,0),\"\")","v":""},{"$f":"IF(O376=\"\",\"\",INDEX(EIA_Units!P376:'EIA_Units'!$P$6:$P$22655,O376))","v":""},""]
[null,"EXCLUDE","DE","Delaware City 10",592,"DC10","DFO","GT",18.5,null,"IPP Non-CHP","N","Simple Cycle Turbine (PRMVR=GT or OT) unit under 25MW",null,{"$f":"IF(B377=\"CoalST\",MATCH(E377&\"|\"&F377,EIA_Units!$BK$6:$BK$22655,0),\"\")","v":""},{"$f":"IF(O377=\"\",\"\",INDEX(EIA_Units!P377:'EIA_Units'!$P$6:$P$22655,O377))","v":""},""]
[null,"EXCLUDE","WI","Kaukauna Paper Mill",54098,"GEN3","BLQ","ST",15.6,null,"Industrial CHP","Y","Steam unit (PRMVR=ST) under 25MW/250 MMBtu/hr",null,{"$f":"IF(B378=\"CoalST\",MATCH(E378&\"|\"&F378,EIA_Units!$BK$6:$BK$22655,0),\"\")","v":""},{"$f":"IF(O378=\"\",\"\",INDEX(EIA_Units!P378:'EIA_Units'!$P$6:$P$22655,O378))","v":""},""]
[null,"EXCLUDE","WI","Kaukauna Paper Mill",54098,"GEN2","BLQ","ST",11,null,"Industrial CHP","Y","Steam unit (PRMVR=ST) under 25MW/250 MMBtu/hr",null,{"$f":"IF(B379=\"CoalST\",MATCH(E379&\"|\"&F379,EIA_Units!$BK$6:$BK$22655,0),\"\")","v":""},{"$f":"IF(O379=\"\",\"\",INDEX(EIA_Units!P379:'EIA_Units'!$P$6:$P$22655,O379))","v":""},""]
[null,"EXCLUDE","MI","PCA, Filer City Mill",58066,"TG3","BIT","ST",11.5,null,"Industrial Non-CHP","N","Steam unit (PRMVR=ST) under 25MW/250 MMBtu/hr",null,{"$f":"IF(B380=\"CoalST\",MATCH(E380&\"|\"&F380,EIA_Units!$BK$6:$BK$22655,0),\"\")","v":""},{"$f":"IF(O380=\"\",\"\",INDEX(EIA_Units!P380:'EIA_Units'!$P$6:$P$22655,O380))","v":""},""]
[null,"EXCLUDE","WI","Kaukauna Paper Mill",54098,"GEN1","BLQ","ST",6,null,"Industrial CHP","Y","Steam unit (PRMVR=ST) under 25MW/250 MMBtu/hr",null,{"$f":"IF(B381=\"CoalST\",MATCH(E381&\"|\"&F381,EIA_Units!$BK$6:$BK$22655,0),\"\")","v":""},{"$f":"IF(O381=\"\",\"\",INDEX(EIA_Units!P381:'EIA_Units'!$P$6:$P$22655,O381))","v":""},""]
[null,"EXCLUDE","CA","Sierra Pacific Anderson Facility",55049,"GEN1","WDS","ST",4,null,"Industrial CHP","Y","Non Fossil fuel type",null,{"$f":"IF(B382=\"CoalST\",MATCH(E382&\"|\"&F382,EIA_Units!$BK$6:$BK$22655,0),\"\")","v":""},{"$f":"IF(O382=\"\",\"\",INDEX(EIA_Units!P382:'EIA_Units'!$P$6:$P$22655,O382))","v":""},""]
[null,"EXCLUDE","MI","E.B. Eddy Paper Inc",58222,"3TU","BIT","ST",5,null,"Industrial CHP","Y","Steam unit (PRMVR=ST) under 25MW/250 MMBtu/hr",null,{"$f":"IF(B383=\"CoalST\",MATCH(E383&\"|\"&F383,EIA_Units!$BK$6:$BK$22655,0),\"\")","v":""},{"$f":"IF(O383=\"\",\"\",INDEX(EIA_Units!P383:'EIA_Units'!$P$6:$P$22655,O383))","v":""},""]
[null,"EXCLUDE","WI","Kaukauna Paper Mill",54098,"GEN4","BIT","ST",12,null,"Industrial CHP","Y","Steam unit (PRMVR=ST) under 25MW/250 MMBtu/hr",null,{"$f":"IF(B384=\"CoalST\",MATCH(E384&\"|\"&F384,EIA_Units!$BK$6:$BK$22655,0),\"\")","v":""},{"$f":"IF(O384=\"\",\"\",INDEX(EIA_Units!P384:'EIA_Units'!$P$6:$P$22655,O384))","v":""},""]
[null,"EXCLUDE","PA","Portland",3113,"4","DFO","GT",20,null,"Electric Utility/IPP Non-CHP","N","Simple Cycle Turbine (PRMVR=GT or OT) unit under 25MW",null,{"$f":"IF(B385=\"CoalST\",MATCH(E385&\"|\"&F385,EIA_Units!$BK$6:$BK$22655,0),\"\")","v":""},{"$f":"IF(O385=\"\",\"\",INDEX(EIA_Units!P385:'EIA_Units'!$P$6:$P$22655,O385))","v":""},""]
[null,"Exclude","PA","Portland",3113,"5","DFO","GT",156,null,"Electric Utility/IPP Non-CHP","N","Low utilization CT",null,{"$f":"IF(B386=\"CoalST\",MATCH(E386&\"|\"&F386,EIA_Units!$BK$6:$BK$22655,0),\"\")","v":""},{"$f":"IF(O386=\"\",\"\",INDEX(EIA_Units!P386:'EIA_Units'!$P$6:$P$22655,O386))","v":""},""]
[null,"EXCLUDE","PA","Portland",3113,"3","DFO","GT",18,null,"Electric Utility/IPP Non-CHP","N","Simple Cycle Turbine (PRMVR=GT or OT) unit under 25MW",null,{"$f":"IF(B387=\"CoalST\",MATCH(E387&\"|\"&F387,EIA_Units!$BK$6:$BK$22655,0),\"\")","v":""},{"$f":"IF(O387=\"\",\"\",INDEX(EIA_Units!P387:'EIA_Units'!$P$6:$P$22655,O387))","v":""},""]
[null,"EXCLUDE","OH","Procter & Gamble Cincinnati Plant",50456,"GEN1","BIT","ST",12.5,null,"Industrial CHP","Y","Steam unit (PRMVR=ST) under 25MW/250 MMBtu/hr",null,{"$f":"IF(B388=\"CoalST\",MATCH(E388&\"|\"&F388,EIA_Units!$BK$6:$BK$22655,0),\"\")","v":""},{"$f":"IF(O388=\"\",\"\",INDEX(EIA_Units!P388:'EIA_Units'!$P$6:$P$22655,O388))","v":""},""]
[null,"Exclude","GA","McManus",715,"4F","DFO","GT",55.4,null,"Electric Utility","N","Low utilization CT",null,{"$f":"IF(B389=\"CoalST\",MATCH(E389&\"|\"&F389,EIA_Units!$BK$6:$BK$22655,0),\"\")","v":""},{"$f":"IF(O389=\"\",\"\",INDEX(EIA_Units!P389:'EIA_Units'!$P$6:$P$22655,O389))","v":""},""]
[null,"EXCLUDE","CT","Uncasville Mill",50801,"GEN1","NG","ST",2.8,null,"Industrial CHP","Y","Steam unit (PRMVR=ST) under 25MW/250 MMBtu/hr",null,{"$f":"IF(B390=\"CoalST\",MATCH(E390&\"|\"&F390,EIA_Units!$BK$6:$BK$22655,0),\"\")","v":""},{"$f":"IF(O390=\"\",\"\",INDEX(EIA_Units!P390:'EIA_Units'!$P$6:$P$22655,O390))","v":""},""]
[null,"EXCLUDE","OH","ArcelorMittal Warren",54207,"GEN3","BFG","ST",10,null,"Industrial CHP","Y","Steam unit (PRMVR=ST) under 25MW/250 MMBtu/hr",null,{"$f":"IF(B391=\"CoalST\",MATCH(E391&\"|\"&F391,EIA_Units!$BK$6:$BK$22655,0),\"\")","v":""},{"$f":"IF(O391=\"\",\"\",INDEX(EIA_Units!P391:'EIA_Units'!$P$6:$P$22655,O391))","v":""},{"$f":"IF(O391=\"\",\"\",2014-P391)","v":""}]
[null,"EXCLUDE","SC","Sonoco Products Co",57919,"4","BIT","ST",28,null,"Industrial CHP","Y","Commercial/Industrial Unit",null,{"$f":"IF(B392=\"CoalST\",MATCH(E392&\"|\"&F392,EIA_Units!$BK$6:$BK$22655,0),\"\")","v":""},{"$f":"IF(O392=\"\",\"\",INDEX(EIA_Units!P392:'EIA_Units'!$P$6:$P$22655,O392))","v":""},""]
[null,"COALST","VA","Potomac River",3788,"1","BIT","ST",92,null,"Electric Utility/IPP Non-CHP","N","",null,{"$f":"IF(B393=\"CoalST\",MATCH(E393&\"|\"&F393,EIA_Units!$BK$6:$BK$22655,0),\"\")","v":20140},{"$f":"IF(O393=\"\",\"\",INDEX(EIA_Units!P393:'EIA_Units'!$P$6:$P$22655,O393))","v":1949},65]
[null,"COALST","FL","Scholz",642,"2","BIT","ST",49,null,"Electric Utility","N","",null,{"$f":"IF(B394=\"CoalST\",MATCH(E394&\"|\"&F394,EIA_Units!$BK$6:$BK$22655,0),\"\")","v":4922},{"$f":"IF(O394=\"\",\"\",INDEX(EIA_Units!P394:'EIA_Units'!$P$6:$P$22655,O394))","v":1953},61]
[null,"EXCLUDE","CA","Blacksand Generating Facility",56090,"D190","OG","GT",0.3,null,"Industrial Non-CHP","N","Simple Cycle Turbine (PRMVR=GT or OT) unit under 25MW",null,{"$f":"IF(B395=\"CoalST\",MATCH(E395&\"|\"&F395,EIA_Units!$BK$6:$BK$22655,0),\"\")","v":""},{"$f":"IF(O395=\"\",\"\",INDEX(EIA_Units!P395:'EIA_Units'!$P$6:$P$22655,O395))","v":""},""]
[null,"EXCLUDE","CA","Blacksand Generating Facility",56090,"D182","OG","GT",4,null,"Industrial Non-CHP","N","Simple Cycle Turbine (PRMVR=GT or OT) unit under 25MW",null,{"$f":"IF(B396=\"CoalST\",MATCH(E396&\"|\"&F396,EIA_Units!$BK$6:$BK$22655,0),\"\")","v":""},{"$f":"IF(O396=\"\",\"\",INDEX(EIA_Units!P396:'EIA_Units'!$P$6:$P$22655,O396))","v":""},""]
[null,"EXCLUDE","CA","Blacksand Generating Facility",56090,"D189","OG","GT",3.7,null,"Industrial Non-CHP","N","Simple Cycle Turbine (PRMVR=GT or OT) unit under 25MW",null,{"$f":"IF(B397=\"CoalST\",MATCH(E397&\"|\"&F397,EIA_Units!$BK$6:$BK$22655,0),\"\")","v":""},{"$f":"IF(O397=\"\",\"\",INDEX(EIA_Units!P397:'EIA_Units'!$P$6:$P$22655,O397))","v":""},""]
[null,"EXCLUDE","LA","CITGO Refinery Powerhouse",52175,"GEN3","OG","ST",25,null,"Industrial CHP","Y","Commercial/Industrial Unit",null,{"$f":"IF(B398=\"CoalST\",MATCH(E398&\"|\"&F398,EIA_Units!$BK$6:$BK$22655,0),\"\")","v":""},{"$f":"IF(O398=\"\",\"\",INDEX(EIA_Units!P398:'EIA_Units'!$P$6:$P$22655,O398))","v":""},""]
[null,"EXCLUDE","LA","CITGO Refinery Powerhouse",52175,"GEN1","OG","ST",25,null,"Industrial CHP","Y","Commercial/Industrial Unit",null,{"$f":"IF(B399=\"CoalST\",MATCH(E399&\"|\"&F399,EIA_Units!$BK$6:$BK$22655,0),\"\")","v":""},{"$f":"IF(O399=\"\",\"\",INDEX(EIA_Units!P399:'EIA_Units'!$P$6:$P$22655,O399))","v":""},""]
[null,"EXCLUDE","LA","CITGO Refinery Powerhouse",52175,"GEN2","OG","ST",25,null,"Industrial CHP","Y","Commercial/Industrial Unit",null,{"$f":"IF(B400=\"CoalST\",MATCH(E400&\"|\"&F400,EIA_Units!$BK$6:$BK$22655,0),\"\")","v":""},{"$f":"IF(O400=\"\",\"\",INDEX(EIA_Units!P400:'EIA_Units'!$P$6:$P$22655,O400))","v":""},""]
[null,"EXCLUDE","WI","Mosinee Paper",50614,"WEST","BLQ","ST",5,null,"Industrial CHP","Y","Steam unit (PRMVR=ST) under 25MW/250 MMBtu/hr",null,{"$f":"IF(B401=\"CoalST\",MATCH(E401&\"|\"&F401,EIA_Units!$BK$6:$BK$22655,0),\"\")","v":""},{"$f":"IF(O401=\"\",\"\",INDEX(EIA_Units!P401:'EIA_Units'!$P$6:$P$22655,O401))","v":""},""]
[null,"EXCLUDE","WI","Mosinee Paper",50614,"GEN1","BLQ","ST",15,null,"Industrial CHP","Y","Steam unit (PRMVR=ST) under 25MW/250 MMBtu/hr",null,{"$f":"IF(B402=\"CoalST\",MATCH(E402&\"|\"&F402,EIA_Units!$BK$6:$BK$22655,0),\"\")","v":""},{"$f":"IF(O402=\"\",\"\",INDEX(EIA_Units!P402:'EIA_Units'!$P$6:$P$22655,O402))","v":""},""]
[null,"EXCLUDE","KY","Kentucky Mills",55429,"01","BLQ","ST",88,null,"Industrial CHP","Y","Commercial/Industrial Unit",null,{"$f":"IF(B403=\"CoalST\",MATCH(E403&\"|\"&F403,EIA_Units!$BK$6:$BK$22655,0),\"\")","v":""},{"$f":"IF(O403=\"\",\"\",INDEX(EIA_Units!P403:'EIA_Units'!$P$6:$P$22655,O403))","v":""},""]
[null,"EXCLUDE","ID","Clearwater Paper IPP Lewiston",50637,"GEN4","BLQ","ST",65,null,"Industrial CHP","Y","Commercial/Industrial Unit",null,{"$f":"IF(B404=\"CoalST\",MATCH(E404&\"|\"&F404,EIA_Units!$BK$6:$BK$22655,0),\"\")","v":""},{"$f":"IF(O404=\"\",\"\",INDEX(EIA_Units!P404:'EIA_Units'!$P$6:$P$22655,O404))","v":""},""]
[null,"EXCLUDE","ID","Clearwater Paper IPP Lewiston",50637,"GEN1","BLQ","ST",10,null,"Industrial CHP","Y","Steam unit (PRMVR=ST) under 25MW/250 MMBtu/hr",null,{"$f":"IF(B405=\"CoalST\",MATCH(E405&\"|\"&F405,EIA_Units!$BK$6:$BK$22655,0),\"\")","v":""},{"$f":"IF(O405=\"\",\"\",INDEX(EIA_Units!P405:'EIA_Units'!$P$6:$P$22655,O405))","v":""},""]
[null,"EXCLUDE","ID","Clearwater Paper IPP Lewiston",50637,"GEN2","BLQ","ST",10,null,"Industrial CHP","Y","Steam unit (PRMVR=ST) under 25MW/250 MMBtu/hr",null,{"$f":"IF(B406=\"CoalST\",MATCH(E406&\"|\"&F406,EIA_Units!$BK$6:$BK$22655,0),\"\")","v":""},{"$f":"IF(O406=\"\",\"\",INDEX(EIA_Units!P406:'EIA_Units'!$P$6:$P$22655,O406))","v":""},""]
[null,"EXCLUDE","ID","Clearwater Paper IPP Lewiston",50637,"GEN3","BLQ","ST",28.8,null,"Industrial CHP","Y","Commercial/Industrial Unit",null,{"$f":"IF(B407=\"CoalST\",MATCH(E407&\"|\"&F407,EIA_Units!$BK$6:$BK$22655,0),\"\")","v":""},{"$f":"IF(O407=\"\",\"\",INDEX(EIA_Units!P407:'EIA_Units'!$P$6:$P$22655,O407))","v":""},""]
[null,"EXCLUDE","WY","Elk Basin Gasoline Plant",52127,"GEN1","OG","ST",1,null,"Industrial CHP","Y","Steam unit (PRMVR=ST) under 25MW/250 MMBtu/hr",null,{"$f":"IF(B408=\"CoalST\",MATCH(E408&\"|\"&F408,EIA_Units!$BK$6:$BK$22655,0),\"\")","v":""},{"$f":"IF(O408=\"\",\"\",INDEX(EIA_Units!P408:'EIA_Units'!$P$6:$P$22655,O408))","v":""},""]
[null,"EXCLUDE","WY","Elk Basin Gasoline Plant",52127,"GEN2","OG","ST",1,null,"Industrial CHP","Y","Steam unit (PRMVR=ST) under 25MW/250 MMBtu/hr",null,{"$f":"IF(B409=\"CoalST\",MATCH(E409&\"|\"&F409,EIA_Units!$BK$6:$BK$22655,0),\"\")","v":""},{"$f":"IF(O409=\"\",\"\",INDEX(EIA_Units!P409:'EIA_Units'!$P$6:$P$22655,O409))","v":""},""]
[null,"EXCLUDE","WI","Georgia-Pacific Corp - Nekoosa Mill",50395,"TG14","BLQ","ST",13.1,null,"Industrial CHP","Y","Steam unit (PRMVR=ST) under 25MW/250 MMBtu/hr",null,{"$f":"IF(B410=\"CoalST\",MATCH(E410&\"|\"&F410,EIA_Units!$BK$6:$BK$22655,0),\"\")","v":""},{"$f":"IF(O410=\"\",\"\",INDEX(EIA_Units!P410:'EIA_Units'!$P$6:$P$22655,O410))","v":""},""]
[null,"OGST","MA","Salem Harbor",1626,"4","RFO","ST",475.5,null,"Electric Utility/IPP Non-CHP","N","",null,{"$f":"IF(B411=\"CoalST\",MATCH(E411&\"|\"&F411,EIA_Units!$BK$6:$BK$22655,0),\"\")","v":""},{"$f":"IF(O411=\"\",\"\",INDEX(EIA_Units!P411:'EIA_Units'!$P$6:$P$22655,O411))","v":""},""]
[null,"EXCLUDE","AR","Clearwater Paper APP CB",50638,"GEN1","BLQ","ST",20,null,"Industrial CHP","Y","Steam unit (PRMVR=ST) under 25MW/250 MMBtu/hr",null,{"$f":"IF(B412=\"CoalST\",MATCH(E412&\"|\"&F412,EIA_Units!$BK$6:$BK$22655,0),\"\")","v":""},{"$f":"IF(O412=\"\",\"\",INDEX(EIA_Units!P412:'EIA_Units'!$P$6:$P$22655,O412))","v":""},""]
[null,"EXCLUDE","LA","CII Carbon LLC",54677,"TG-3","PC","ST",23,null,"Industrial CHP","Y","Steam unit (PRMVR=ST) under 25MW/250 MMBtu/hr",null,{"$f":"IF(B413=\"CoalST\",MATCH(E413&\"|\"&F413,EIA_Units!$BK$6:$BK$22655,0),\"\")","v":""},{"$f":"IF(O413=\"\",\"\",INDEX(EIA_Units!P413:'EIA_Units'!$P$6:$P$22655,O413))","v":""},""]
[null,"EXCLUDE","LA","CII Carbon LLC",54677,"TG-2","PC","ST",23,null,"Industrial CHP","Y","Steam unit (PRMVR=ST) under 25MW/250 MMBtu/hr",null,{"$f":"IF(B414=\"CoalST\",MATCH(E414&\"|\"&F414,EIA_Units!$BK$6:$BK$22655,0),\"\")","v":""},{"$f":"IF(O414=\"\",\"\",INDEX(EIA_Units!P414:'EIA_Units'!$P$6:$P$22655,O414))","v":""},""]
[null,"EXCLUDE","GA","Boulevard",732,"1","NG","GT",15.6,null,"Electric Utility","N","Simple Cycle Turbine (PRMVR=GT or OT) unit under 25MW",null,{"$f":"IF(B415=\"CoalST\",MATCH(E415&\"|\"&F415,EIA_Units!$BK$6:$BK$22655,0),\"\")","v":""},{"$f":"IF(O415=\"\",\"\",INDEX(EIA_Units!P415:'EIA_Units'!$P$6:$P$22655,O415))","v":""},""]
[null,"EXCLUDE","GA","Boulevard",732,"2","NG","GT",15.6,null,"Electric Utility","N","Simple Cycle Turbine (PRMVR=GT or OT) unit under 25MW",null,{"$f":"IF(B416=\"CoalST\",MATCH(E416&\"|\"&F416,EIA_Units!$BK$6:$BK$22655,0),\"\")","v":""},{"$f":"IF(O416=\"\",\"\",INDEX(EIA_Units!P416:'EIA_Units'!$P$6:$P$22655,O416))","v":""},""]
[null,"EXCLUDE","GA","Boulevard",732,"3","NG","GT",15.6,null,"Electric Utility","N","Simple Cycle Turbine (PRMVR=GT or OT) unit under 25MW",null,{"$f":"IF(B417=\"CoalST\",MATCH(E417&\"|\"&F417,EIA_Units!$BK$6:$BK$22655,0),\"\")","v":""},{"$f":"IF(O417=\"\",\"\",INDEX(EIA_Units!P417:'EIA_Units'!$P$6:$P$22655,O417))","v":""},""]
[null,"COALST","NC","Cliffside",2721,"6","BIT","ST",909.5,null,"Electric Utility","N","",null,{"$f":"IF(B418=\"CoalST\",MATCH(E418&\"|\"&F418,EIA_Units!$BK$6:$BK$22655,0),\"\")","v":3014},{"$f":"IF(O418=\"\",\"\",INDEX(EIA_Units!P418:'EIA_Units'!$P$6:$P$22655,O418))","v":2012},2]
[null,"EXCLUDE","MD","RG Steel Sparrows Point, LLC",10485,"GEN1","BFG","ST",30,null,"Industrial CHP/Iron & Steel","Y","Commercial/Industrial Unit",null,{"$f":"IF(B419=\"CoalST\",MATCH(E419&\"|\"&F419,EIA_Units!$BK$6:$BK$22655,0),\"\")","v":""},{"$f":"IF(O419=\"\",\"\",INDEX(EIA_Units!P419:'EIA_Units'!$P$6:$P$22655,O419))","v":""},""]
[null,"EXCLUDE","MD","RG Steel Sparrows Point, LLC",10485,"GEN4","BFG","ST",30,null,"Industrial CHP/Iron & Steel","Y","Commercial/Industrial Unit",null,{"$f":"IF(B420=\"CoalST\",MATCH(E420&\"|\"&F420,EIA_Units!$BK$6:$BK$22655,0),\"\")","v":""},{"$f":"IF(O420=\"\",\"\",INDEX(EIA_Units!P420:'EIA_Units'!$P$6:$P$22655,O420))","v":""},""]
[null,"EXCLUDE","MD","RG Steel Sparrows Point, LLC",10485,"GEN2","BFG","ST",30,null,"Industrial CHP/Iron & Steel","Y","Commercial/Industrial Unit",null,{"$f":"IF(B421=\"CoalST\",MATCH(E421&\"|\"&F421,EIA_Units!$BK$6:$BK$22655,0),\"\")","v":""},{"$f":"IF(O421=\"\",\"\",INDEX(EIA_Units!P421:'EIA_Units'!$P$6:$P$22655,O421))","v":""},""]
[null,"EXCLUDE","FL","Pensacola Florida Plant",10416,"GEN3","NG","ST",6,null,"Industrial CHP","Y","Steam unit (PRMVR=ST) under 25MW/250 MMBtu/hr",null,{"$f":"IF(B422=\"CoalST\",MATCH(E422&\"|\"&F422,EIA_Units!$BK$6:$BK$22655,0),\"\")","v":""},{"$f":"IF(O422=\"\",\"\",INDEX(EIA_Units!P422:'EIA_Units'!$P$6:$P$22655,O422))","v":""},""]
[null,"EXCLUDE","FL","Pensacola Florida Plant",10416,"GEN1","NG","ST",5,null,"Industrial CHP","Y","Steam unit (PRMVR=ST) under 25MW/250 MMBtu/hr",null,{"$f":"IF(B423=\"CoalST\",MATCH(E423&\"|\"&F423,EIA_Units!$BK$6:$BK$22655,0),\"\")","v":""},{"$f":"IF(O423=\"\",\"\",INDEX(EIA_Units!P423:'EIA_Units'!$P$6:$P$22655,O423))","v":""},""]
[null,"EXCLUDE","FL","Pensacola Florida Plant",10416,"GEN2","NG","ST",5,null,"Industrial CHP","Y","Steam unit (PRMVR=ST) under 25MW/250 MMBtu/hr",null,{"$f":"IF(B424=\"CoalST\",MATCH(E424&\"|\"&F424,EIA_Units!$BK$6:$BK$22655,0),\"\")","v":""},{"$f":"IF(O424=\"\",\"\",INDEX(EIA_Units!P424:'EIA_Units'!$P$6:$P$22655,O424))","v":""},""]
[null,"EXCLUDE","HI","Hawaiian Comm & Sugar Puunene Mill",10604,"PUU5","AB","ST",16.100000000000001,null,"Industrial CHP","Y","Non Fossil fuel type",null,{"$f":"IF(B425=\"CoalST\",MATCH(E425&\"|\"&F425,EIA_Units!$BK$6:$BK$22655,0),\"\")","v":""},{"$f":"IF(O425=\"\",\"\",INDEX(EIA_Units!P425:'EIA_Units'!$P$6:$P$22655,O425))","v":""},""]
[null,"EXCLUDE","HI","Hawaiian Comm & Sugar Puunene Mill",10604,"PUU3","AB","ST",10,null,"Industrial CHP","Y","Non Fossil fuel type",null,{"$f":"IF(B426=\"CoalST\",MATCH(E426&\"|\"&F426,EIA_Units!$BK$6:$BK$22655,0),\"\")","v":""},{"$f":"IF(O426=\"\",\"\",INDEX(EIA_Units!P426:'EIA_Units'!$P$6:$P$22655,O426))","v":""},""]
[null,"EXCLUDE","HI","Hawaiian Comm & Sugar Puunene Mill",10604,"PUU4","AB","ST",20,null,"Industrial CHP","Y","Non Fossil fuel type",null,{"$f":"IF(B427=\"CoalST\",MATCH(E427&\"|\"&F427,EIA_Units!$BK$6:$BK$22655,0),\"\")","v":""},{"$f":"IF(O427=\"\",\"\",INDEX(EIA_Units!P427:'EIA_Units'!$P$6:$P$22655,O427))","v":""},""]
[null,"EXCLUDE","GA","Port Wentworth Mill",50804,"GEN5","BLQ","ST",25,null,"Industrial CHP","N","Commercial/Industrial Unit",null,{"$f":"IF(B428=\"CoalST\",MATCH(E428&\"|\"&F428,EIA_Units!$BK$6:$BK$22655,0),\"\")","v":""},{"$f":"IF(O428=\"\",\"\",INDEX(EIA_Units!P428:'EIA_Units'!$P$6:$P$22655,O428))","v":""},""]
[null,"EXCLUDE","GA","Port Wentworth Mill",50804,"GEN4","BLQ","ST",47.3,null,"Industrial CHP","Y","Commercial/Industrial Unit",null,{"$f":"IF(B429=\"CoalST\",MATCH(E429&\"|\"&F429,EIA_Units!$BK$6:$BK$22655,0),\"\")","v":""},{"$f":"IF(O429=\"\",\"\",INDEX(EIA_Units!P429:'EIA_Units'!$P$6:$P$22655,O429))","v":""},""]
[null,"EXCLUDE","WI","Wisconsin Rapids Pulp Mill",10477,"GEN1","BLQ","ST",32,null,"Industrial CHP","Y","Commercial/Industrial Unit",null,{"$f":"IF(B430=\"CoalST\",MATCH(E430&\"|\"&F430,EIA_Units!$BK$6:$BK$22655,0),\"\")","v":""},{"$f":"IF(O430=\"\",\"\",INDEX(EIA_Units!P430:'EIA_Units'!$P$6:$P$22655,O430))","v":""},""]
[null,"EXCLUDE","WI","Wisconsin Rapids Pulp Mill",10477,"GEN2","BLQ","ST",40.299999999999997,null,"Industrial CHP","Y","Commercial/Industrial Unit",null,{"$f":"IF(B431=\"CoalST\",MATCH(E431&\"|\"&F431,EIA_Units!$BK$6:$BK$22655,0),\"\")","v":""},{"$f":"IF(O431=\"\",\"\",INDEX(EIA_Units!P431:'EIA_Units'!$P$6:$P$22655,O431))","v":""},""]
[null,"EXCLUDE","SC","International Paper Georgetown Mill",54087,"GEN1","BLQ","ST",25.6,null,"Industrial CHP","Y","Commercial/Industrial Unit",null,{"$f":"IF(B432=\"CoalST\",MATCH(E432&\"|\"&F432,EIA_Units!$BK$6:$BK$22655,0),\"\")","v":""},{"$f":"IF(O432=\"\",\"\",INDEX(EIA_Units!P432:'EIA_Units'!$P$6:$P$22655,O432))","v":""},""]
[null,"EXCLUDE","OK","International Paper Valliant OK",50192,"TG1","BLQ","ST",68,null,"Industrial CHP","Y","Commercial/Industrial Unit",null,{"$f":"IF(B433=\"CoalST\",MATCH(E433&\"|\"&F433,EIA_Units!$BK$6:$BK$22655,0),\"\")","v":""},{"$f":"IF(O433=\"\",\"\",INDEX(EIA_Units!P433:'EIA_Units'!$P$6:$P$22655,O433))","v":""},""]
[null,"EXCLUDE","CA","Richmond Refinery TG800",52105,"GEN5","OG","ST",30.4,null,"Industrial CHP","N","Commercial/Industrial Unit",null,{"$f":"IF(B434=\"CoalST\",MATCH(E434&\"|\"&F434,EIA_Units!$BK$6:$BK$22655,0),\"\")","v":""},{"$f":"IF(O434=\"\",\"\",INDEX(EIA_Units!P434:'EIA_Units'!$P$6:$P$22655,O434))","v":""},""]
[null,"EXCLUDE","IA","Coralville GT",1079,"1","NG","GT",18,null,"Electric Utility","N","Simple Cycle Turbine (PRMVR=GT or OT) unit under 25MW",null,{"$f":"IF(B435=\"CoalST\",MATCH(E435&\"|\"&F435,EIA_Units!$BK$6:$BK$22655,0),\"\")","v":""},{"$f":"IF(O435=\"\",\"\",INDEX(EIA_Units!P435:'EIA_Units'!$P$6:$P$22655,O435))","v":""},""]
[null,"EXCLUDE","IA","Coralville GT",1079,"2","NG","GT",18,null,"Electric Utility","N","Simple Cycle Turbine (PRMVR=GT or OT) unit under 25MW",null,{"$f":"IF(B436=\"CoalST\",MATCH(E436&\"|\"&F436,EIA_Units!$BK$6:$BK$22655,0),\"\")","v":""},{"$f":"IF(O436=\"\",\"\",INDEX(EIA_Units!P436:'EIA_Units'!$P$6:$P$22655,O436))","v":""},""]
[null,"EXCLUDE","IA","Coralville GT",1079,"3","NG","GT",18,null,"Electric Utility","N","Simple Cycle Turbine (PRMVR=GT or OT) unit under 25MW",null,{"$f":"IF(B437=\"CoalST\",MATCH(E437&\"|\"&F437,EIA_Units!$BK$6:$BK$22655,0),\"\")","v":""},{"$f":"IF(O437=\"\",\"\",INDEX(EIA_Units!P437:'EIA_Units'!$P$6:$P$22655,O437))","v":""},""]
[null,"EXCLUDE","IA","Coralville GT",1079,"4","NG","GT",18,null,"Electric Utility","N","Simple Cycle Turbine (PRMVR=GT or OT) unit under 25MW",null,{"$f":"IF(B438=\"CoalST\",MATCH(E438&\"|\"&F438,EIA_Units!$BK$6:$BK$22655,0),\"\")","v":""},{"$f":"IF(O438=\"\",\"\",INDEX(EIA_Units!P438:'EIA_Units'!$P$6:$P$22655,O438))","v":""},""]
[null,"EXCLUDE","SC","International Paper Georgetown Mill",54087,"GEN3","WDS","ST",40.5,null,"Industrial CHP","Y","Non Fossil fuel type",null,{"$f":"IF(B439=\"CoalST\",MATCH(E439&\"|\"&F439,EIA_Units!$BK$6:$BK$22655,0),\"\")","v":""},{"$f":"IF(O439=\"\",\"\",INDEX(EIA_Units!P439:'EIA_Units'!$P$6:$P$22655,O439))","v":""},""]
[null,"EXCLUDE","SC","International Paper Georgetown Mill",54087,"GEN2","WDS","ST",29.5,null,"Industrial CHP","Y","Non Fossil fuel type",null,{"$f":"IF(B440=\"CoalST\",MATCH(E440&\"|\"&F440,EIA_Units!$BK$6:$BK$22655,0),\"\")","v":""},{"$f":"IF(O440=\"\",\"\",INDEX(EIA_Units!P440:'EIA_Units'!$P$6:$P$22655,O440))","v":""},""]
[null,"EXCLUDE","SC","International Paper Eastover Facility",52151,"GEN2","BLQ","ST",61.2,null,"Industrial CHP","Y","Commercial/Industrial Unit",null,{"$f":"IF(B441=\"CoalST\",MATCH(E441&\"|\"&F441,EIA_Units!$BK$6:$BK$22655,0),\"\")","v":""},{"$f":"IF(O441=\"\",\"\",INDEX(EIA_Units!P441:'EIA_Units'!$P$6:$P$22655,O441))","v":""},""]
[null,"EXCLUDE","LA","DeRidder Mill",10488,"TG","BLQ","ST",61.5,null,"Industrial CHP","Y","Commercial/Industrial Unit",null,{"$f":"IF(B442=\"CoalST\",MATCH(E442&\"|\"&F442,EIA_Units!$BK$6:$BK$22655,0),\"\")","v":""},{"$f":"IF(O442=\"\",\"\",INDEX(EIA_Units!P442:'EIA_Units'!$P$6:$P$22655,O442))","v":""},""]
[null,"EXCLUDE","AR","Georgia-Pacific Crossett",10606,"GEN6","BLQ","ST",34,null,"Industrial CHP","Y","Commercial/Industrial Unit",null,{"$f":"IF(B443=\"CoalST\",MATCH(E443&\"|\"&F443,EIA_Units!$BK$6:$BK$22655,0),\"\")","v":""},{"$f":"IF(O443=\"\",\"\",INDEX(EIA_Units!P443:'EIA_Units'!$P$6:$P$22655,O443))","v":""},""]
[null,"EXCLUDE","AR","Georgia-Pacific Crossett",10606,"GEN4","BLQ","ST",28,null,"Industrial CHP","Y","Commercial/Industrial Unit",null,{"$f":"IF(B444=\"CoalST\",MATCH(E444&\"|\"&F444,EIA_Units!$BK$6:$BK$22655,0),\"\")","v":""},{"$f":"IF(O444=\"\",\"\",INDEX(EIA_Units!P444:'EIA_Units'!$P$6:$P$22655,O444))","v":""},""]
[null,"OGST","MS","Sweatt",2048,"2","NG","ST",49,null,"Electric Utility","N","",null,{"$f":"IF(B445=\"CoalST\",MATCH(E445&\"|\"&F445,EIA_Units!$BK$6:$BK$22655,0),\"\")","v":""},{"$f":"IF(O445=\"\",\"\",INDEX(EIA_Units!P445:'EIA_Units'!$P$6:$P$22655,O445))","v":""},""]
[null,"EXCLUDE","AR","Georgia-Pacific Crossett",10606,"GEN5","BLQ","ST",30,null,"Industrial CHP","Y","Commercial/Industrial Unit",null,{"$f":"IF(B446=\"CoalST\",MATCH(E446&\"|\"&F446,EIA_Units!$BK$6:$BK$22655,0),\"\")","v":""},{"$f":"IF(O446=\"\",\"\",INDEX(EIA_Units!P446:'EIA_Units'!$P$6:$P$22655,O446))","v":""},""]
[null,"EXCLUDE","MI","Neenah Paper Munising Mill",54867,"M387","BIT","ST",6.2,null,"Industrial CHP","Y","Steam unit (PRMVR=ST) under 25MW/250 MMBtu/hr",null,{"$f":"IF(B447=\"CoalST\",MATCH(E447&\"|\"&F447,EIA_Units!$BK$6:$BK$22655,0),\"\")","v":""},{"$f":"IF(O447=\"\",\"\",INDEX(EIA_Units!P447:'EIA_Units'!$P$6:$P$22655,O447))","v":""},""]
[null,"Exclude","GA","McManus",715,"4E","DFO","GT",55.4,null,"Electric Utility","N","Low utilization CT",null,{"$f":"IF(B448=\"CoalST\",MATCH(E448&\"|\"&F448,EIA_Units!$BK$6:$BK$22655,0),\"\")","v":""},{"$f":"IF(O448=\"\",\"\",INDEX(EIA_Units!P448:'EIA_Units'!$P$6:$P$22655,O448))","v":""},""]
[null,"COALST","VA","Spruance Genco LLC",54081,"GEN2","BIT","ST",57.4,null,"IPP CHP","Y","",null,{"$f":"IF(B449=\"CoalST\",MATCH(E449&\"|\"&F449,EIA_Units!$BK$6:$BK$22655,0),\"\")","v":15747},{"$f":"IF(O449=\"\",\"\",INDEX(EIA_Units!P449:'EIA_Units'!$P$6:$P$22655,O449))","v":1992},22]
[null,"EXCLUDE","GA","International Paper Augusta Mill",54358,"2","BLQ","ST",39,null,"Industrial CHP","Y","Commercial/Industrial Unit",null,{"$f":"IF(B450=\"CoalST\",MATCH(E450&\"|\"&F450,EIA_Units!$BK$6:$BK$22655,0),\"\")","v":""},{"$f":"IF(O450=\"\",\"\",INDEX(EIA_Units!P450:'EIA_Units'!$P$6:$P$22655,O450))","v":""},""]
[null,"EXCLUDE","GA","International Paper Augusta Mill",54358,"1","BLQ","ST",27,null,"Industrial CHP","Y","Commercial/Industrial Unit",null,{"$f":"IF(B451=\"CoalST\",MATCH(E451&\"|\"&F451,EIA_Units!$BK$6:$BK$22655,0),\"\")","v":""},{"$f":"IF(O451=\"\",\"\",INDEX(EIA_Units!P451:'EIA_Units'!$P$6:$P$22655,O451))","v":""},""]
[null,"EXCLUDE","GA","International Paper Augusta Mill",54358,"3","BLQ","ST",18.7,null,"Industrial CHP","Y","Steam unit (PRMVR=ST) under 25MW/250 MMBtu/hr",null,{"$f":"IF(B452=\"CoalST\",MATCH(E452&\"|\"&F452,EIA_Units!$BK$6:$BK$22655,0),\"\")","v":""},{"$f":"IF(O452=\"\",\"\",INDEX(EIA_Units!P452:'EIA_Units'!$P$6:$P$22655,O452))","v":""},""]
[null,"Exclude","KS","Hutchinson Energy Center",1248,"GT3","NG","GT",71,null,"Electric Utility","N","Low utilization CT",null,{"$f":"IF(B453=\"CoalST\",MATCH(E453&\"|\"&F453,EIA_Units!$BK$6:$BK$22655,0),\"\")","v":""},{"$f":"IF(O453=\"\",\"\",INDEX(EIA_Units!P453:'EIA_Units'!$P$6:$P$22655,O453))","v":""},""]
[null,"EXCLUDE","MO","Anheuser-Busch St Louis",10430,"GEN3","BIT","ST",11,null,"Industrial CHP","Y","Steam unit (PRMVR=ST) under 25MW/250 MMBtu/hr",null,{"$f":"IF(B454=\"CoalST\",MATCH(E454&\"|\"&F454,EIA_Units!$BK$6:$BK$22655,0),\"\")","v":""},{"$f":"IF(O454=\"\",\"\",INDEX(EIA_Units!P454:'EIA_Units'!$P$6:$P$22655,O454))","v":""},""]
[null,"EXCLUDE","MO","Anheuser-Busch St Louis",10430,"GEN1","BIT","ST",11,null,"Industrial CHP","Y","Steam unit (PRMVR=ST) under 25MW/250 MMBtu/hr",null,{"$f":"IF(B455=\"CoalST\",MATCH(E455&\"|\"&F455,EIA_Units!$BK$6:$BK$22655,0),\"\")","v":""},{"$f":"IF(O455=\"\",\"\",INDEX(EIA_Units!P455:'EIA_Units'!$P$6:$P$22655,O455))","v":""},{"$f":"IF(O455=\"\",\"\",2014-P455)","v":""}]
[null,"OGST","PA","Eddystone Generating Station",3161,"3","NG","ST",391,null,"Electric Utility/IPP Non-CHP","N","",null,{"$f":"IF(B456=\"CoalST\",MATCH(E456&\"|\"&F456,EIA_Units!$BK$6:$BK$22655,0),\"\")","v":""},{"$f":"IF(O456=\"\",\"\",INDEX(EIA_Units!P456:'EIA_Units'!$P$6:$P$22655,O456))","v":""},""]
[null,"EXCLUDE","TX","Goodyear Beaumont Chemical Plant",54321,"3N80","NG","ST",14.8,null,"Industrial CHP","Y","Steam unit (PRMVR=ST) under 25MW/250 MMBtu/hr",null,{"$f":"IF(B457=\"CoalST\",MATCH(E457&\"|\"&F457,EIA_Units!$BK$6:$BK$22655,0),\"\")","v":""},{"$f":"IF(O457=\"\",\"\",INDEX(EIA_Units!P457:'EIA_Units'!$P$6:$P$22655,O457))","v":""},""]
[null,"EXCLUDE","CA","Argus Cogen Plant",10684,"TG8","BIT","ST",27.5,null,"Industrial CHP","Y","Commercial/Industrial Unit",null,{"$f":"IF(B458=\"CoalST\",MATCH(E458&\"|\"&F458,EIA_Units!$BK$6:$BK$22655,0),\"\")","v":""},{"$f":"IF(O458=\"\",\"\",INDEX(EIA_Units!P458:'EIA_Units'!$P$6:$P$22655,O458))","v":""},""]
[null,"EXCLUDE","CA","Argus Cogen Plant",10684,"TG9","BIT","ST",27.5,null,"Industrial CHP","Y","Commercial/Industrial Unit",null,{"$f":"IF(B459=\"CoalST\",MATCH(E459&\"|\"&F459,EIA_Units!$BK$6:$BK$22655,0),\"\")","v":""},{"$f":"IF(O459=\"\",\"\",INDEX(EIA_Units!P459:'EIA_Units'!$P$6:$P$22655,O459))","v":""},""]
[null,"EXCLUDE","MO","Anheuser-Busch St Louis",10430,"GEN4","BIT","ST",4.0999999999999996,null,"Industrial CHP","Y","Steam unit (PRMVR=ST) under 25MW/250 MMBtu/hr",null,{"$f":"IF(B460=\"CoalST\",MATCH(E460&\"|\"&F460,EIA_Units!$BK$6:$BK$22655,0),\"\")","v":""},{"$f":"IF(O460=\"\",\"\",INDEX(EIA_Units!P460:'EIA_Units'!$P$6:$P$22655,O460))","v":""},""]
[null,"EXCLUDE","NC","Weyerhaeuser New Bern NC",50188,"TG1","BLQ","ST",29.7,null,"Industrial CHP","Y","Commercial/Industrial Unit",null,{"$f":"IF(B461=\"CoalST\",MATCH(E461&\"|\"&F461,EIA_Units!$BK$6:$BK$22655,0),\"\")","v":""},{"$f":"IF(O461=\"\",\"\",INDEX(EIA_Units!P461:'EIA_Units'!$P$6:$P$22655,O461))","v":""},""]
[null,"EXCLUDE","SD","Lake Preston",3352,"1A","DFO","GT",24.1,null,"Electric Utility","N","Simple Cycle Turbine (PRMVR=GT or OT) unit under 25MW",null,{"$f":"IF(B462=\"CoalST\",MATCH(E462&\"|\"&F462,EIA_Units!$BK$6:$BK$22655,0),\"\")","v":""},{"$f":"IF(O462=\"\",\"\",INDEX(EIA_Units!P462:'EIA_Units'!$P$6:$P$22655,O462))","v":""},""]
[null,"Exclude","FL","Northside Generating Station",667,"4","DFO","GT",62.1,null,"Electric Utility","N","Low utilization CT",null,{"$f":"IF(B463=\"CoalST\",MATCH(E463&\"|\"&F463,EIA_Units!$BK$6:$BK$22655,0),\"\")","v":""},{"$f":"IF(O463=\"\",\"\",INDEX(EIA_Units!P463:'EIA_Units'!$P$6:$P$22655,O463))","v":""},""]
[null,"Exclude","FL","Northside Generating Station",667,"5","DFO","GT",62.1,null,"Electric Utility","N","Low utilization CT",null,{"$f":"IF(B464=\"CoalST\",MATCH(E464&\"|\"&F464,EIA_Units!$BK$6:$BK$22655,0),\"\")","v":""},{"$f":"IF(O464=\"\",\"\",INDEX(EIA_Units!P464:'EIA_Units'!$P$6:$P$22655,O464))","v":""},""]
[null,"Exclude","FL","Northside Generating Station",667,"6","DFO","GT",62.1,null,"Electric Utility","N","Low utilization CT",null,{"$f":"IF(B465=\"CoalST\",MATCH(E465&\"|\"&F465,EIA_Units!$BK$6:$BK$22655,0),\"\")","v":""},{"$f":"IF(O465=\"\",\"\",INDEX(EIA_Units!P465:'EIA_Units'!$P$6:$P$22655,O465))","v":""},""]
[null,"Exclude","FL","Northside Generating Station",667,"GT3","DFO","GT",62.1,null,"Electric Utility","N","Low utilization CT",null,{"$f":"IF(B466=\"CoalST\",MATCH(E466&\"|\"&F466,EIA_Units!$BK$6:$BK$22655,0),\"\")","v":""},{"$f":"IF(O466=\"\",\"\",INDEX(EIA_Units!P466:'EIA_Units'!$P$6:$P$22655,O466))","v":""},""]
[null,"COALST","VA","Spruance Genco LLC",54081,"GEN1","BIT","ST",57.4,null,"IPP CHP","Y","",null,{"$f":"IF(B467=\"CoalST\",MATCH(E467&\"|\"&F467,EIA_Units!$BK$6:$BK$22655,0),\"\")","v":15746},{"$f":"IF(O467=\"\",\"\",INDEX(EIA_Units!P467:'EIA_Units'!$P$6:$P$22655,O467))","v":1992},22]
[null,"EXCLUDE","OH","Sauder Power Plant",54974,"UNT1","WDS","ST",3.6,null,"IPP CHP","Y","Non Fossil fuel type",null,{"$f":"IF(B468=\"CoalST\",MATCH(E468&\"|\"&F468,EIA_Units!$BK$6:$BK$22655,0),\"\")","v":""},{"$f":"IF(O468=\"\",\"\",INDEX(EIA_Units!P468:'EIA_Units'!$P$6:$P$22655,O468))","v":""},""]
[null,"EXCLUDE","OH","Sauder Power Plant",54974,"UNT2","WDS","ST",3.6,null,"IPP CHP","Y","Non Fossil fuel type",null,{"$f":"IF(B469=\"CoalST\",MATCH(E469&\"|\"&F469,EIA_Units!$BK$6:$BK$22655,0),\"\")","v":""},{"$f":"IF(O469=\"\",\"\",INDEX(EIA_Units!P469:'EIA_Units'!$P$6:$P$22655,O469))","v":""},""]
[null,"EXCLUDE","VA","Elkton",52148,"GEN1","NG","ST",6.2,null,"Industrial CHP","Y","Steam unit (PRMVR=ST) under 25MW/250 MMBtu/hr",null,{"$f":"IF(B470=\"CoalST\",MATCH(E470&\"|\"&F470,EIA_Units!$BK$6:$BK$22655,0),\"\")","v":""},{"$f":"IF(O470=\"\",\"\",INDEX(EIA_Units!P470:'EIA_Units'!$P$6:$P$22655,O470))","v":""},""]
[null,"EXCLUDE","FL","Georgia-Pacific Palatka Operations",10611,"GEN4","BLQ","ST",47.8,null,"Industrial CHP","Y","Commercial/Industrial Unit",null,{"$f":"IF(B471=\"CoalST\",MATCH(E471&\"|\"&F471,EIA_Units!$BK$6:$BK$22655,0),\"\")","v":""},{"$f":"IF(O471=\"\",\"\",INDEX(EIA_Units!P471:'EIA_Units'!$P$6:$P$22655,O471))","v":""},""]
[null,"EXCLUDE","FL","Georgia-Pacific Palatka Operations",10611,"GEN8","BLQ","ST",32,null,"Industrial CHP","Y","Commercial/Industrial Unit",null,{"$f":"IF(B472=\"CoalST\",MATCH(E472&\"|\"&F472,EIA_Units!$BK$6:$BK$22655,0),\"\")","v":""},{"$f":"IF(O472=\"\",\"\",INDEX(EIA_Units!P472:'EIA_Units'!$P$6:$P$22655,O472))","v":""},""]
[null,"EXCLUDE","PA","Hamilton",3109,"1","DFO","GT",19.600000000000001,null,"IPP Non-CHP","N","Simple Cycle Turbine (PRMVR=GT or OT) unit under 25MW",null,{"$f":"IF(B473=\"CoalST\",MATCH(E473&\"|\"&F473,EIA_Units!$BK$6:$BK$22655,0),\"\")","v":""},{"$f":"IF(O473=\"\",\"\",INDEX(EIA_Units!P473:'EIA_Units'!$P$6:$P$22655,O473))","v":""},""]
[null,"EXCLUDE","ND","Mandan Refinery",52133,"GEN1","OG","ST",2.5,null,"Industrial CHP","Y","Steam unit (PRMVR=ST) under 25MW/250 MMBtu/hr",null,{"$f":"IF(B474=\"CoalST\",MATCH(E474&\"|\"&F474,EIA_Units!$BK$6:$BK$22655,0),\"\")","v":""},{"$f":"IF(O474=\"\",\"\",INDEX(EIA_Units!P474:'EIA_Units'!$P$6:$P$22655,O474))","v":""},""]
[null,"EXCLUDE","ND","Mandan Refinery",52133,"GEN2","OG","ST",2.5,null,"Industrial CHP","Y","Steam unit (PRMVR=ST) under 25MW/250 MMBtu/hr",null,{"$f":"IF(B475=\"CoalST\",MATCH(E475&\"|\"&F475,EIA_Units!$BK$6:$BK$22655,0),\"\")","v":""},{"$f":"IF(O475=\"\",\"\",INDEX(EIA_Units!P475:'EIA_Units'!$P$6:$P$22655,O475))","v":""},""]
[null,"EXCLUDE","ND","Mandan Refinery",52133,"GEN3","OG","ST",2.5,null,"Industrial CHP","Y","Steam unit (PRMVR=ST) under 25MW/250 MMBtu/hr",null,{"$f":"IF(B476=\"CoalST\",MATCH(E476&\"|\"&F476,EIA_Units!$BK$6:$BK$22655,0),\"\")","v":""},{"$f":"IF(O476=\"\",\"\",INDEX(EIA_Units!P476:'EIA_Units'!$P$6:$P$22655,O476))","v":""},""]
[null,"EXCLUDE","CA","Argus Cogen Plant",10684,"TG5","BIT","ST",7.5,null,"Industrial CHP","Y","Steam unit (PRMVR=ST) under 25MW/250 MMBtu/hr",null,{"$f":"IF(B477=\"CoalST\",MATCH(E477&\"|\"&F477,EIA_Units!$BK$6:$BK$22655,0),\"\")","v":""},{"$f":"IF(O477=\"\",\"\",INDEX(EIA_Units!P477:'EIA_Units'!$P$6:$P$22655,O477))","v":""},""]
[null,"EXCLUDE","AL","Mead Coated Board",54802,"GEN1","WDS","ST",32,null,"Industrial CHP","Y","Non Fossil fuel type",null,{"$f":"IF(B478=\"CoalST\",MATCH(E478&\"|\"&F478,EIA_Units!$BK$6:$BK$22655,0),\"\")","v":""},{"$f":"IF(O478=\"\",\"\",INDEX(EIA_Units!P478:'EIA_Units'!$P$6:$P$22655,O478))","v":""},""]
[null,"EXCLUDE","AL","Mead Coated Board",54802,"GEN2","WDS","ST",55.5,null,"Industrial CHP","Y","Non Fossil fuel type",null,{"$f":"IF(B479=\"CoalST\",MATCH(E479&\"|\"&F479,EIA_Units!$BK$6:$BK$22655,0),\"\")","v":""},{"$f":"IF(O479=\"\",\"\",INDEX(EIA_Units!P479:'EIA_Units'!$P$6:$P$22655,O479))","v":""},""]
[null,"Exclude","OH","FirstEnergy Eastlake",2837,"6","DFO","GT",32,null,"Electric Utility/IPP Non-CHP","N","Low utilization CT",null,{"$f":"IF(B480=\"CoalST\",MATCH(E480&\"|\"&F480,EIA_Units!$BK$6:$BK$22655,0),\"\")","v":""},{"$f":"IF(O480=\"\",\"\",INDEX(EIA_Units!P480:'EIA_Units'!$P$6:$P$22655,O480))","v":""},""]
[null,"EXCLUDE","AK","Eielson AFB Central Heat & Power Plant",50392,"TG5","SUB","ST",10,null,"Commercial CHP","Y","Steam unit (PRMVR=ST) under 25MW/250 MMBtu/hr",null,{"$f":"IF(B481=\"CoalST\",MATCH(E481&\"|\"&F481,EIA_Units!$BK$6:$BK$22655,0),\"\")","v":""},{"$f":"IF(O481=\"\",\"\",INDEX(EIA_Units!P481:'EIA_Units'!$P$6:$P$22655,O481))","v":""},""]
[null,"EXCLUDE","AK","Eielson AFB Central Heat & Power Plant",50392,"TG3","SUB","ST",5,null,"Commercial CHP","Y","Steam unit (PRMVR=ST) under 25MW/250 MMBtu/hr",null,{"$f":"IF(B482=\"CoalST\",MATCH(E482&\"|\"&F482,EIA_Units!$BK$6:$BK$22655,0),\"\")","v":""},{"$f":"IF(O482=\"\",\"\",INDEX(EIA_Units!P482:'EIA_Units'!$P$6:$P$22655,O482))","v":""},""]
[null,"EXCLUDE","AK","Eielson AFB Central Heat & Power Plant",50392,"TG4","SUB","ST",5,null,"Commercial CHP","Y","Steam unit (PRMVR=ST) under 25MW/250 MMBtu/hr",null,{"$f":"IF(B483=\"CoalST\",MATCH(E483&\"|\"&F483,EIA_Units!$BK$6:$BK$22655,0),\"\")","v":""},{"$f":"IF(O483=\"\",\"\",INDEX(EIA_Units!P483:'EIA_Units'!$P$6:$P$22655,O483))","v":""},""]
[null,"EXCLUDE","AK","Eielson AFB Central Heat & Power Plant",50392,"TG2","SUB","ST",2.5,null,"Commercial CHP","Y","Steam unit (PRMVR=ST) under 25MW/250 MMBtu/hr",null,{"$f":"IF(B484=\"CoalST\",MATCH(E484&\"|\"&F484,EIA_Units!$BK$6:$BK$22655,0),\"\")","v":""},{"$f":"IF(O484=\"\",\"\",INDEX(EIA_Units!P484:'EIA_Units'!$P$6:$P$22655,O484))","v":""},""]
[null,"EXCLUDE","AK","Eielson AFB Central Heat & Power Plant",50392,"TG1","SUB","ST",2.5,null,"Commercial CHP","Y","Steam unit (PRMVR=ST) under 25MW/250 MMBtu/hr",null,{"$f":"IF(B485=\"CoalST\",MATCH(E485&\"|\"&F485,EIA_Units!$BK$6:$BK$22655,0),\"\")","v":""},{"$f":"IF(O485=\"\",\"\",INDEX(EIA_Units!P485:'EIA_Units'!$P$6:$P$22655,O485))","v":""},""]
[null,"EXCLUDE","TN","Bowater Newsprint Calhoun Operation",50956,"GEN3","BLQ","ST",25,null,"Industrial CHP","Y","Commercial/Industrial Unit",null,{"$f":"IF(B486=\"CoalST\",MATCH(E486&\"|\"&F486,EIA_Units!$BK$6:$BK$22655,0),\"\")","v":""},{"$f":"IF(O486=\"\",\"\",INDEX(EIA_Units!P486:'EIA_Units'!$P$6:$P$22655,O486))","v":""},""]
[null,"EXCLUDE","TN","Bowater Newsprint Calhoun Operation",50956,"GEN2","BLQ","ST",19.2,null,"Industrial CHP","Y","Steam unit (PRMVR=ST) under 25MW/250 MMBtu/hr",null,{"$f":"IF(B487=\"CoalST\",MATCH(E487&\"|\"&F487,EIA_Units!$BK$6:$BK$22655,0),\"\")","v":""},{"$f":"IF(O487=\"\",\"\",INDEX(EIA_Units!P487:'EIA_Units'!$P$6:$P$22655,O487))","v":""},""]
[null,"EXCLUDE","TN","Bowater Newsprint Calhoun Operation",50956,"GEN1","BLQ","ST",19,null,"Industrial CHP","Y","Steam unit (PRMVR=ST) under 25MW/250 MMBtu/hr",null,{"$f":"IF(B488=\"CoalST\",MATCH(E488&\"|\"&F488,EIA_Units!$BK$6:$BK$22655,0),\"\")","v":""},{"$f":"IF(O488=\"\",\"\",INDEX(EIA_Units!P488:'EIA_Units'!$P$6:$P$22655,O488))","v":""},""]
[null,"EXCLUDE","AL","Fairfield Works",50730,"GEN3","BFG","ST",20,null,"Industrial Non-CHP","N","Steam unit (PRMVR=ST) under 25MW/250 MMBtu/hr",null,{"$f":"IF(B489=\"CoalST\",MATCH(E489&\"|\"&F489,EIA_Units!$BK$6:$BK$22655,0),\"\")","v":""},{"$f":"IF(O489=\"\",\"\",INDEX(EIA_Units!P489:'EIA_Units'!$P$6:$P$22655,O489))","v":""},""]
[null,"EXCLUDE","CA","Olive View Medical Center",10884,"CTC1","NG","CC",2.8,null,"Commercial CHP","Y","Combined Cycle (PRMVR=CC) unit under 25MW",null,{"$f":"IF(B490=\"CoalST\",MATCH(E490&\"|\"&F490,EIA_Units!$BK$6:$BK$22655,0),\"\")","v":""},{"$f":"IF(O490=\"\",\"\",INDEX(EIA_Units!P490:'EIA_Units'!$P$6:$P$22655,O490))","v":""},""]
[null,"EXCLUDE","CA","Olive View Medical Center",10884,"CTC2","NG","CC",2.8,null,"Commercial CHP","Y","Combined Cycle (PRMVR=CC) unit under 25MW",null,{"$f":"IF(B491=\"CoalST\",MATCH(E491&\"|\"&F491,EIA_Units!$BK$6:$BK$22655,0),\"\")","v":""},{"$f":"IF(O491=\"\",\"\",INDEX(EIA_Units!P491:'EIA_Units'!$P$6:$P$22655,O491))","v":""},""]
[null,"Exclude","NJ","PSEG Salem Generating Station",2410,"3","DFO","GT",41.8,null,"Electric Utility/IPP Non-CHP","N","Low utilization CT",null,{"$f":"IF(B492=\"CoalST\",MATCH(E492&\"|\"&F492,EIA_Units!$BK$6:$BK$22655,0),\"\")","v":""},{"$f":"IF(O492=\"\",\"\",INDEX(EIA_Units!P492:'EIA_Units'!$P$6:$P$22655,O492))","v":""},""]
[null,"COALST","VA","Potomac River",3788,"2","BIT","ST",92,null,"Electric Utility/IPP Non-CHP","N","",null,{"$f":"IF(B493=\"CoalST\",MATCH(E493&\"|\"&F493,EIA_Units!$BK$6:$BK$22655,0),\"\")","v":20141},{"$f":"IF(O493=\"\",\"\",INDEX(EIA_Units!P493:'EIA_Units'!$P$6:$P$22655,O493))","v":1950},64]
[null,"EXCLUDE","MN","Sappi Cloquet Mill",50639,"GEN5","BLQ","ST",27.6,null,"Industrial CHP","Y","Commercial/Industrial Unit",null,{"$f":"IF(B494=\"CoalST\",MATCH(E494&\"|\"&F494,EIA_Units!$BK$6:$BK$22655,0),\"\")","v":""},{"$f":"IF(O494=\"\",\"\",INDEX(EIA_Units!P494:'EIA_Units'!$P$6:$P$22655,O494))","v":""},""]
[null,"EXCLUDE","IN","Sagamore Plant Cogeneration",50903,"GEN1","BIT","ST",7.4,null,"Industrial CHP","Y","Steam unit (PRMVR=ST) under 25MW/250 MMBtu/hr",null,{"$f":"IF(B495=\"CoalST\",MATCH(E495&\"|\"&F495,EIA_Units!$BK$6:$BK$22655,0),\"\")","v":""},{"$f":"IF(O495=\"\",\"\",INDEX(EIA_Units!P495:'EIA_Units'!$P$6:$P$22655,O495))","v":""},""]
[null,"EXCLUDE","PA","American Eagle Paper Mills",50284,"TG3","BIT","ST",2.5,null,"Industrial CHP","Y","Steam unit (PRMVR=ST) under 25MW/250 MMBtu/hr",null,{"$f":"IF(B496=\"CoalST\",MATCH(E496&\"|\"&F496,EIA_Units!$BK$6:$BK$22655,0),\"\")","v":""},{"$f":"IF(O496=\"\",\"\",INDEX(EIA_Units!P496:'EIA_Units'!$P$6:$P$22655,O496))","v":""},""]
[null,"EXCLUDE","PA","American Eagle Paper Mills",50284,"TG6","BIT","ST",7.5,null,"Industrial CHP","Y","Steam unit (PRMVR=ST) under 25MW/250 MMBtu/hr",null,{"$f":"IF(B497=\"CoalST\",MATCH(E497&\"|\"&F497,EIA_Units!$BK$6:$BK$22655,0),\"\")","v":""},{"$f":"IF(O497=\"\",\"\",INDEX(EIA_Units!P497:'EIA_Units'!$P$6:$P$22655,O497))","v":""},""]
[null,"EXCLUDE","PA","American Eagle Paper Mills",50284,"TG5","BIT","ST",3,null,"Industrial CHP","Y","Steam unit (PRMVR=ST) under 25MW/250 MMBtu/hr",null,{"$f":"IF(B498=\"CoalST\",MATCH(E498&\"|\"&F498,EIA_Units!$BK$6:$BK$22655,0),\"\")","v":""},{"$f":"IF(O498=\"\",\"\",INDEX(EIA_Units!P498:'EIA_Units'!$P$6:$P$22655,O498))","v":""},""]
[null,"EXCLUDE","PA","American Eagle Paper Mills",50284,"TG4","BIT","ST",4.5,null,"Industrial CHP","Y","Steam unit (PRMVR=ST) under 25MW/250 MMBtu/hr",null,{"$f":"IF(B499=\"CoalST\",MATCH(E499&\"|\"&F499,EIA_Units!$BK$6:$BK$22655,0),\"\")","v":""},{"$f":"IF(O499=\"\",\"\",INDEX(EIA_Units!P499:'EIA_Units'!$P$6:$P$22655,O499))","v":""},""]
[null,"EXCLUDE","OR","R & R Lumber",50945,"ST1","WDS","ST",1.5,null,"Industrial Non-CHP","N","Non Fossil fuel type",null,{"$f":"IF(B500=\"CoalST\",MATCH(E500&\"|\"&F500,EIA_Units!$BK$6:$BK$22655,0),\"\")","v":""},{"$f":"IF(O500=\"\",\"\",INDEX(EIA_Units!P500:'EIA_Units'!$P$6:$P$22655,O500))","v":""},""]
[null,"EXCLUDE","TX","International Paper Texarkana Mill",54097,"GEN1","BLQ","ST",25,null,"Industrial CHP","Y","Commercial/Industrial Unit",null,{"$f":"IF(B501=\"CoalST\",MATCH(E501&\"|\"&F501,EIA_Units!$BK$6:$BK$22655,0),\"\")","v":""},{"$f":"IF(O501=\"\",\"\",INDEX(EIA_Units!P501:'EIA_Units'!$P$6:$P$22655,O501))","v":""},""]
[null,"Exclude","KS","Hutchinson Energy Center",1248,"GT2","NG","GT",71,null,"Electric Utility","N","Low utilization CT",null,{"$f":"IF(B502=\"CoalST\",MATCH(E502&\"|\"&F502,EIA_Units!$BK$6:$BK$22655,0),\"\")","v":""},{"$f":"IF(O502=\"\",\"\",INDEX(EIA_Units!P502:'EIA_Units'!$P$6:$P$22655,O502))","v":""},""]
[null,"EXCLUDE","MN","Sappi Cloquet Mill",50639,"GEN4","WDS","ST",41.5,null,"Industrial CHP","Y","Non Fossil fuel type",null,{"$f":"IF(B503=\"CoalST\",MATCH(E503&\"|\"&F503,EIA_Units!$BK$6:$BK$22655,0),\"\")","v":""},{"$f":"IF(O503=\"\",\"\",INDEX(EIA_Units!P503:'EIA_Units'!$P$6:$P$22655,O503))","v":""},""]
[null,"EXCLUDE","MN","Sappi Cloquet Mill",50639,"GEN3","WDS","ST",19.2,null,"Industrial CHP","Y","Non Fossil fuel type",null,{"$f":"IF(B504=\"CoalST\",MATCH(E504&\"|\"&F504,EIA_Units!$BK$6:$BK$22655,0),\"\")","v":""},{"$f":"IF(O504=\"\",\"\",INDEX(EIA_Units!P504:'EIA_Units'!$P$6:$P$22655,O504))","v":""},""]
[null,"COALST","KY","Robert A Reid",1383,"1","BIT","ST",96,null,"Electric Utility","N","",null,{"$f":"IF(B505=\"CoalST\",MATCH(E505&\"|\"&F505,EIA_Units!$BK$6:$BK$22655,0),\"\")","v":1036},{"$f":"IF(O505=\"\",\"\",INDEX(EIA_Units!P505:'EIA_Units'!$P$6:$P$22655,O505))","v":1966},48]
[null,"EXCLUDE","LA","Gaylord Container Bogalusa",54427,"NO8","WDS","ST",25,null,"Industrial CHP","N","Non Fossil fuel type",null,{"$f":"IF(B506=\"CoalST\",MATCH(E506&\"|\"&F506,EIA_Units!$BK$6:$BK$22655,0),\"\")","v":""},{"$f":"IF(O506=\"\",\"\",INDEX(EIA_Units!P506:'EIA_Units'!$P$6:$P$22655,O506))","v":""},""]
[null,"EXCLUDE","LA","Gaylord Container Bogalusa",54427,"NO9","WDS","ST",37.5,null,"Industrial CHP","N","Non Fossil fuel type",null,{"$f":"IF(B507=\"CoalST\",MATCH(E507&\"|\"&F507,EIA_Units!$BK$6:$BK$22655,0),\"\")","v":""},{"$f":"IF(O507=\"\",\"\",INDEX(EIA_Units!P507:'EIA_Units'!$P$6:$P$22655,O507))","v":""},""]
[null,"EXCLUDE","LA","Gaylord Container Bogalusa",54427,"NO10","WDS","ST",37,null,"Industrial CHP","Y","Non Fossil fuel type",null,{"$f":"IF(B508=\"CoalST\",MATCH(E508&\"|\"&F508,EIA_Units!$BK$6:$BK$22655,0),\"\")","v":""},{"$f":"IF(O508=\"\",\"\",INDEX(EIA_Units!P508:'EIA_Units'!$P$6:$P$22655,O508))","v":""},""]
[null,"EXCLUDE","WA","Simpson Tacoma Kraft Biomass",57099,"STG1","BLQ","ST",64,null,"Industrial CHP","Y","Commercial/Industrial Unit",null,{"$f":"IF(B509=\"CoalST\",MATCH(E509&\"|\"&F509,EIA_Units!$BK$6:$BK$22655,0),\"\")","v":""},{"$f":"IF(O509=\"\",\"\",INDEX(EIA_Units!P509:'EIA_Units'!$P$6:$P$22655,O509))","v":""},""]
[null,"EXCLUDE","FL","International Paper Pensacola",50250,"GEN2","BLQ","ST",43.2,null,"Industrial CHP","Y","Commercial/Industrial Unit",null,{"$f":"IF(B510=\"CoalST\",MATCH(E510&\"|\"&F510,EIA_Units!$BK$6:$BK$22655,0),\"\")","v":""},{"$f":"IF(O510=\"\",\"\",INDEX(EIA_Units!P510:'EIA_Units'!$P$6:$P$22655,O510))","v":""},""]
[null,"EXCLUDE","FL","Rayonier Fernandina Mill",10562,"GEN3","WDS","ST",7.5,null,"Industrial CHP","Y","Non Fossil fuel type",null,{"$f":"IF(B511=\"CoalST\",MATCH(E511&\"|\"&F511,EIA_Units!$BK$6:$BK$22655,0),\"\")","v":""},{"$f":"IF(O511=\"\",\"\",INDEX(EIA_Units!P511:'EIA_Units'!$P$6:$P$22655,O511))","v":""},""]
[null,"EXCLUDE","FL","International Paper Pensacola",50250,"GEN1","BLQ","ST",39.6,null,"Industrial CHP","Y","Commercial/Industrial Unit",null,{"$f":"IF(B512=\"CoalST\",MATCH(E512&\"|\"&F512,EIA_Units!$BK$6:$BK$22655,0),\"\")","v":""},{"$f":"IF(O512=\"\",\"\",INDEX(EIA_Units!P512:'EIA_Units'!$P$6:$P$22655,O512))","v":""},""]
[null,"EXCLUDE","NC","Domtar Paper Co LLC Plymouth NC",50189,"TG7","BLQ","ST",7.5,null,"Industrial CHP","Y","Steam unit (PRMVR=ST) under 25MW/250 MMBtu/hr",null,{"$f":"IF(B513=\"CoalST\",MATCH(E513&\"|\"&F513,EIA_Units!$BK$6:$BK$22655,0),\"\")","v":""},{"$f":"IF(O513=\"\",\"\",INDEX(EIA_Units!P513:'EIA_Units'!$P$6:$P$22655,O513))","v":""},""]
[null,"EXCLUDE","TN","Tennessee Eastman Operations",50481,"TG10","BIT","ST",6,null,"Industrial CHP","Y","Steam unit (PRMVR=ST) under 25MW/250 MMBtu/hr",null,{"$f":"IF(B514=\"CoalST\",MATCH(E514&\"|\"&F514,EIA_Units!$BK$6:$BK$22655,0),\"\")","v":""},{"$f":"IF(O514=\"\",\"\",INDEX(EIA_Units!P514:'EIA_Units'!$P$6:$P$22655,O514))","v":""},""]
[null,"EXCLUDE","TN","Tennessee Eastman Operations",50481,"TGO9","BIT","ST",6,null,"Industrial CHP","Y","Steam unit (PRMVR=ST) under 25MW/250 MMBtu/hr",null,{"$f":"IF(B515=\"CoalST\",MATCH(E515&\"|\"&F515,EIA_Units!$BK$6:$BK$22655,0),\"\")","v":""},{"$f":"IF(O515=\"\",\"\",INDEX(EIA_Units!P515:'EIA_Units'!$P$6:$P$22655,O515))","v":""},""]
[null,"EXCLUDE","TN","Tennessee Eastman Operations",50481,"TG14","BIT","ST",10,null,"Industrial CHP","Y","Steam unit (PRMVR=ST) under 25MW/250 MMBtu/hr",null,{"$f":"IF(B516=\"CoalST\",MATCH(E516&\"|\"&F516,EIA_Units!$BK$6:$BK$22655,0),\"\")","v":""},{"$f":"IF(O516=\"\",\"\",INDEX(EIA_Units!P516:'EIA_Units'!$P$6:$P$22655,O516))","v":""},""]
[null,"EXCLUDE","TN","Tennessee Eastman Operations",50481,"TG18","BIT","ST",10.4,null,"Industrial CHP","Y","Steam unit (PRMVR=ST) under 25MW/250 MMBtu/hr",null,{"$f":"IF(B517=\"CoalST\",MATCH(E517&\"|\"&F517,EIA_Units!$BK$6:$BK$22655,0),\"\")","v":""},{"$f":"IF(O517=\"\",\"\",INDEX(EIA_Units!P517:'EIA_Units'!$P$6:$P$22655,O517))","v":""},""]
[null,"EXCLUDE","TN","Tennessee Eastman Operations",50481,"TG22","BIT","ST",15.4,null,"Industrial CHP","Y","Steam unit (PRMVR=ST) under 25MW/250 MMBtu/hr",null,{"$f":"IF(B518=\"CoalST\",MATCH(E518&\"|\"&F518,EIA_Units!$BK$6:$BK$22655,0),\"\")","v":""},{"$f":"IF(O518=\"\",\"\",INDEX(EIA_Units!P518:'EIA_Units'!$P$6:$P$22655,O518))","v":""},""]
[null,"EXCLUDE","TN","Tennessee Eastman Operations",50481,"TG24","BIT","ST",16.8,null,"Industrial CHP","Y","Steam unit (PRMVR=ST) under 25MW/250 MMBtu/hr",null,{"$f":"IF(B519=\"CoalST\",MATCH(E519&\"|\"&F519,EIA_Units!$BK$6:$BK$22655,0),\"\")","v":""},{"$f":"IF(O519=\"\",\"\",INDEX(EIA_Units!P519:'EIA_Units'!$P$6:$P$22655,O519))","v":""},{"$f":"IF(O519=\"\",\"\",2014-P519)","v":""}]
[null,"EXCLUDE","TN","Tennessee Eastman Operations",50481,"TG26","BIT","ST",16.600000000000001,null,"Industrial CHP","Y","Steam unit (PRMVR=ST) under 25MW/250 MMBtu/hr",null,{"$f":"IF(B520=\"CoalST\",MATCH(E520&\"|\"&F520,EIA_Units!$BK$6:$BK$22655,0),\"\")","v":""},{"$f":"IF(O520=\"\",\"\",INDEX(EIA_Units!P520:'EIA_Units'!$P$6:$P$22655,O520))","v":""},""]
[null,"EXCLUDE","TN","Tennessee Eastman Operations",50481,"TGO8","BIT","ST",6,null,"Industrial CHP","Y","Steam unit (PRMVR=ST) under 25MW/250 MMBtu/hr",null,{"$f":"IF(B521=\"CoalST\",MATCH(E521&\"|\"&F521,EIA_Units!$BK$6:$BK$22655,0),\"\")","v":""},{"$f":"IF(O521=\"\",\"\",INDEX(EIA_Units!P521:'EIA_Units'!$P$6:$P$22655,O521))","v":""},""]
[null,"EXCLUDE","TN","Tennessee Eastman Operations",50481,"TG20","BIT","ST",10.4,null,"Industrial CHP","Y","Steam unit (PRMVR=ST) under 25MW/250 MMBtu/hr",null,{"$f":"IF(B522=\"CoalST\",MATCH(E522&\"|\"&F522,EIA_Units!$BK$6:$BK$22655,0),\"\")","v":""},{"$f":"IF(O522=\"\",\"\",INDEX(EIA_Units!P522:'EIA_Units'!$P$6:$P$22655,O522))","v":""},""]
[null,"EXCLUDE","TN","Tennessee Eastman Operations",50481,"TG21","BIT","ST",15,null,"Industrial CHP","Y","Steam unit (PRMVR=ST) under 25MW/250 MMBtu/hr",null,{"$f":"IF(B523=\"CoalST\",MATCH(E523&\"|\"&F523,EIA_Units!$BK$6:$BK$22655,0),\"\")","v":""},{"$f":"IF(O523=\"\",\"\",INDEX(EIA_Units!P523:'EIA_Units'!$P$6:$P$22655,O523))","v":""},""]
[null,"EXCLUDE","TN","Tennessee Eastman Operations",50481,"TG17","BIT","ST",10.4,null,"Industrial CHP","Y","Steam unit (PRMVR=ST) under 25MW/250 MMBtu/hr",null,{"$f":"IF(B524=\"CoalST\",MATCH(E524&\"|\"&F524,EIA_Units!$BK$6:$BK$22655,0),\"\")","v":""},{"$f":"IF(O524=\"\",\"\",INDEX(EIA_Units!P524:'EIA_Units'!$P$6:$P$22655,O524))","v":""},""]
[null,"EXCLUDE","TN","Tennessee Eastman Operations",50481,"TG25","BIT","ST",18,null,"Industrial CHP","Y","Steam unit (PRMVR=ST) under 25MW/250 MMBtu/hr",null,{"$f":"IF(B525=\"CoalST\",MATCH(E525&\"|\"&F525,EIA_Units!$BK$6:$BK$22655,0),\"\")","v":""},{"$f":"IF(O525=\"\",\"\",INDEX(EIA_Units!P525:'EIA_Units'!$P$6:$P$22655,O525))","v":""},""]
[null,"EXCLUDE","TN","Tennessee Eastman Operations",50481,"TGO7","BIT","ST",6,null,"Industrial CHP","Y","Steam unit (PRMVR=ST) under 25MW/250 MMBtu/hr",null,{"$f":"IF(B526=\"CoalST\",MATCH(E526&\"|\"&F526,EIA_Units!$BK$6:$BK$22655,0),\"\")","v":""},{"$f":"IF(O526=\"\",\"\",INDEX(EIA_Units!P526:'EIA_Units'!$P$6:$P$22655,O526))","v":""},""]
[null,"EXCLUDE","TN","Tennessee Eastman Operations",50481,"TG19","BIT","ST",10.4,null,"Industrial CHP","Y","Steam unit (PRMVR=ST) under 25MW/250 MMBtu/hr",null,{"$f":"IF(B527=\"CoalST\",MATCH(E527&\"|\"&F527,EIA_Units!$BK$6:$BK$22655,0),\"\")","v":""},{"$f":"IF(O527=\"\",\"\",INDEX(EIA_Units!P527:'EIA_Units'!$P$6:$P$22655,O527))","v":""},""]
[null,"EXCLUDE","NE","Archer Daniels Midland Columbus",57046,"GEN1","SUB","ST",71.400000000000006,null,"Industrial CHP","Y","Commercial/Industrial Unit",null,{"$f":"IF(B528=\"CoalST\",MATCH(E528&\"|\"&F528,EIA_Units!$BK$6:$BK$22655,0),\"\")","v":""},{"$f":"IF(O528=\"\",\"\",INDEX(EIA_Units!P528:'EIA_Units'!$P$6:$P$22655,O528))","v":""},""]
[null,"EXCLUDE","TN","Tennessee Eastman Operations",50481,"TG13","BIT","ST",7,null,"Industrial CHP","Y","Steam unit (PRMVR=ST) under 25MW/250 MMBtu/hr",null,{"$f":"IF(B529=\"CoalST\",MATCH(E529&\"|\"&F529,EIA_Units!$BK$6:$BK$22655,0),\"\")","v":""},{"$f":"IF(O529=\"\",\"\",INDEX(EIA_Units!P529:'EIA_Units'!$P$6:$P$22655,O529))","v":""},""]
[null,"EXCLUDE","TN","Tennessee Eastman Operations",50481,"TG15","BIT","ST",7.5,null,"Industrial CHP","Y","Steam unit (PRMVR=ST) under 25MW/250 MMBtu/hr",null,{"$f":"IF(B530=\"CoalST\",MATCH(E530&\"|\"&F530,EIA_Units!$BK$6:$BK$22655,0),\"\")","v":""},{"$f":"IF(O530=\"\",\"\",INDEX(EIA_Units!P530:'EIA_Units'!$P$6:$P$22655,O530))","v":""},""]
[null,"EXCLUDE","TN","Tennessee Eastman Operations",50481,"TG11","BIT","ST",6,null,"Industrial CHP","Y","Steam unit (PRMVR=ST) under 25MW/250 MMBtu/hr",null,{"$f":"IF(B531=\"CoalST\",MATCH(E531&\"|\"&F531,EIA_Units!$BK$6:$BK$22655,0),\"\")","v":""},{"$f":"IF(O531=\"\",\"\",INDEX(EIA_Units!P531:'EIA_Units'!$P$6:$P$22655,O531))","v":""},""]
[null,"EXCLUDE","TN","Tennessee Eastman Operations",50481,"TG16","BIT","ST",10.4,null,"Industrial CHP","Y","Steam unit (PRMVR=ST) under 25MW/250 MMBtu/hr",null,{"$f":"IF(B532=\"CoalST\",MATCH(E532&\"|\"&F532,EIA_Units!$BK$6:$BK$22655,0),\"\")","v":""},{"$f":"IF(O532=\"\",\"\",INDEX(EIA_Units!P532:'EIA_Units'!$P$6:$P$22655,O532))","v":""},""]
[null,"EXCLUDE","TN","Tennessee Eastman Operations",50481,"TG12","BIT","ST",6,null,"Industrial CHP","Y","Steam unit (PRMVR=ST) under 25MW/250 MMBtu/hr",null,{"$f":"IF(B533=\"CoalST\",MATCH(E533&\"|\"&F533,EIA_Units!$BK$6:$BK$22655,0),\"\")","v":""},{"$f":"IF(O533=\"\",\"\",INDEX(EIA_Units!P533:'EIA_Units'!$P$6:$P$22655,O533))","v":""},""]
[null,"EXCLUDE","NC","Domtar Paper Co LLC Plymouth NC",50189,"TG9","BLQ","ST",42,null,"Industrial CHP","Y","Commercial/Industrial Unit",null,{"$f":"IF(B534=\"CoalST\",MATCH(E534&\"|\"&F534,EIA_Units!$BK$6:$BK$22655,0),\"\")","v":""},{"$f":"IF(O534=\"\",\"\",INDEX(EIA_Units!P534:'EIA_Units'!$P$6:$P$22655,O534))","v":""},""]
[null,"EXCLUDE","NC","Domtar Paper Co LLC Plymouth NC",50189,"TG8","BLQ","ST",25,null,"Industrial CHP","Y","Commercial/Industrial Unit",null,{"$f":"IF(B535=\"CoalST\",MATCH(E535&\"|\"&F535,EIA_Units!$BK$6:$BK$22655,0),\"\")","v":""},{"$f":"IF(O535=\"\",\"\",INDEX(EIA_Units!P535:'EIA_Units'!$P$6:$P$22655,O535))","v":""},""]
[null,"EXCLUDE","IA","Roquette America",57953,"ST","PC","ST",34.4,null,"Industrial CHP","Y","Commercial/Industrial Unit",null,{"$f":"IF(B536=\"CoalST\",MATCH(E536&\"|\"&F536,EIA_Units!$BK$6:$BK$22655,0),\"\")","v":""},{"$f":"IF(O536=\"\",\"\",INDEX(EIA_Units!P536:'EIA_Units'!$P$6:$P$22655,O536))","v":""},""]
[null,"EXCLUDE","NC","Domtar Paper Co LLC Plymouth NC",50189,"TG10","WDS","ST",72,null,"Industrial CHP","Y","Non Fossil fuel type",null,{"$f":"IF(B537=\"CoalST\",MATCH(E537&\"|\"&F537,EIA_Units!$BK$6:$BK$22655,0),\"\")","v":""},{"$f":"IF(O537=\"\",\"\",INDEX(EIA_Units!P537:'EIA_Units'!$P$6:$P$22655,O537))","v":""},""]
[null,"COALST","NC","Edgecombe Genco LLC",10384,"GEN2","BIT","ST",57.4,null,"IPP CHP","Y","",null,{"$f":"IF(B538=\"CoalST\",MATCH(E538&\"|\"&F538,EIA_Units!$BK$6:$BK$22655,0),\"\")","v":15745},{"$f":"IF(O538=\"\",\"\",INDEX(EIA_Units!P538:'EIA_Units'!$P$6:$P$22655,O538))","v":1990},24]
[null,"EXCLUDE","AL","Weyerhaeuser Pine Hill Operations",54752,"NO2","BLQ","ST",37.4,null,"Industrial CHP","Y","Commercial/Industrial Unit",null,{"$f":"IF(B539=\"CoalST\",MATCH(E539&\"|\"&F539,EIA_Units!$BK$6:$BK$22655,0),\"\")","v":""},{"$f":"IF(O539=\"\",\"\",INDEX(EIA_Units!P539:'EIA_Units'!$P$6:$P$22655,O539))","v":""},""]
[null,"EXCLUDE","IN","Purdue University",50240,"GEN2","BIT","ST",10.6,null,"Commercial CHP","Y","Steam unit (PRMVR=ST) under 25MW/250 MMBtu/hr",null,{"$f":"IF(B540=\"CoalST\",MATCH(E540&\"|\"&F540,EIA_Units!$BK$6:$BK$22655,0),\"\")","v":""},{"$f":"IF(O540=\"\",\"\",INDEX(EIA_Units!P540:'EIA_Units'!$P$6:$P$22655,O540))","v":""},""]
[null,"EXCLUDE","IN","Purdue University",50240,"GEN1","BIT","ST",30.8,null,"Commercial CHP","Y","Commercial/Industrial Unit",null,{"$f":"IF(B541=\"CoalST\",MATCH(E541&\"|\"&F541,EIA_Units!$BK$6:$BK$22655,0),\"\")","v":""},{"$f":"IF(O541=\"\",\"\",INDEX(EIA_Units!P541:'EIA_Units'!$P$6:$P$22655,O541))","v":""},""]
[null,"EXCLUDE","OR","Dillard Complex",50396,"GEN2","WDS","ST",5,null,"Industrial CHP","Y","Non Fossil fuel type",null,{"$f":"IF(B542=\"CoalST\",MATCH(E542&\"|\"&F542,EIA_Units!$BK$6:$BK$22655,0),\"\")","v":""},{"$f":"IF(O542=\"\",\"\",INDEX(EIA_Units!P542:'EIA_Units'!$P$6:$P$22655,O542))","v":""},""]
[null,"EXCLUDE","OR","Dillard Complex",50396,"GEN4","WDS","ST",11.5,null,"Industrial CHP","Y","Non Fossil fuel type",null,{"$f":"IF(B543=\"CoalST\",MATCH(E543&\"|\"&F543,EIA_Units!$BK$6:$BK$22655,0),\"\")","v":""},{"$f":"IF(O543=\"\",\"\",INDEX(EIA_Units!P543:'EIA_Units'!$P$6:$P$22655,O543))","v":""},""]
[null,"EXCLUDE","OR","Dillard Complex",50396,"GEN6","WDS","ST",11.5,null,"Industrial CHP","Y","Non Fossil fuel type",null,{"$f":"IF(B544=\"CoalST\",MATCH(E544&\"|\"&F544,EIA_Units!$BK$6:$BK$22655,0),\"\")","v":""},{"$f":"IF(O544=\"\",\"\",INDEX(EIA_Units!P544:'EIA_Units'!$P$6:$P$22655,O544))","v":""},""]
[null,"EXCLUDE","OR","Dillard Complex",50396,"GEN1","WDS","ST",5,null,"Industrial CHP","Y","Non Fossil fuel type",null,{"$f":"IF(B545=\"CoalST\",MATCH(E545&\"|\"&F545,EIA_Units!$BK$6:$BK$22655,0),\"\")","v":""},{"$f":"IF(O545=\"\",\"\",INDEX(EIA_Units!P545:'EIA_Units'!$P$6:$P$22655,O545))","v":""},""]
[null,"EXCLUDE","OR","Dillard Complex",50396,"GEN5","WDS","ST",11.5,null,"Industrial CHP","Y","Non Fossil fuel type",null,{"$f":"IF(B546=\"CoalST\",MATCH(E546&\"|\"&F546,EIA_Units!$BK$6:$BK$22655,0),\"\")","v":""},{"$f":"IF(O546=\"\",\"\",INDEX(EIA_Units!P546:'EIA_Units'!$P$6:$P$22655,O546))","v":""},""]
[null,"EXCLUDE","OR","Dillard Complex",50396,"GEN3","WDS","ST",7,null,"Industrial CHP","Y","Non Fossil fuel type",null,{"$f":"IF(B547=\"CoalST\",MATCH(E547&\"|\"&F547,EIA_Units!$BK$6:$BK$22655,0),\"\")","v":""},{"$f":"IF(O547=\"\",\"\",INDEX(EIA_Units!P547:'EIA_Units'!$P$6:$P$22655,O547))","v":""},""]
[null,"EXCLUDE","MS","Weyerhaeuser Columbus MS",50184,"TG4","BLQ","ST",4,null,"Industrial CHP","Y","Steam unit (PRMVR=ST) under 25MW/250 MMBtu/hr",null,{"$f":"IF(B548=\"CoalST\",MATCH(E548&\"|\"&F548,EIA_Units!$BK$6:$BK$22655,0),\"\")","v":""},{"$f":"IF(O548=\"\",\"\",INDEX(EIA_Units!P548:'EIA_Units'!$P$6:$P$22655,O548))","v":""},""]
[null,"EXCLUDE","AL","International Paper Courtland Mill",50245,"GE","BLQ","ST",27.5,null,"Industrial CHP","Y","Commercial/Industrial Unit",null,{"$f":"IF(B549=\"CoalST\",MATCH(E549&\"|\"&F549,EIA_Units!$BK$6:$BK$22655,0),\"\")","v":""},{"$f":"IF(O549=\"\",\"\",INDEX(EIA_Units!P549:'EIA_Units'!$P$6:$P$22655,O549))","v":""},""]
[null,"EXCLUDE","AL","International Paper Courtland Mill",50245,"ABB","BLQ","ST",61.2,null,"Industrial CHP","Y","Commercial/Industrial Unit",null,{"$f":"IF(B550=\"CoalST\",MATCH(E550&\"|\"&F550,EIA_Units!$BK$6:$BK$22655,0),\"\")","v":""},{"$f":"IF(O550=\"\",\"\",INDEX(EIA_Units!P550:'EIA_Units'!$P$6:$P$22655,O550))","v":""},""]
[null,"EXCLUDE","SC","US DOE Savannah River Site (D Area)",7652,"LP-1","BIT","ST",12.5,null,"IPP CHP","Y","Steam unit (PRMVR=ST) under 25MW/250 MMBtu/hr",null,{"$f":"IF(B551=\"CoalST\",MATCH(E551&\"|\"&F551,EIA_Units!$BK$6:$BK$22655,0),\"\")","v":""},{"$f":"IF(O551=\"\",\"\",INDEX(EIA_Units!P551:'EIA_Units'!$P$6:$P$22655,O551))","v":""},""]
[null,"EXCLUDE","SC","US DOE Savannah River Site (D Area)",7652,"LP-4","BIT","ST",12.5,null,"IPP CHP","Y","Steam unit (PRMVR=ST) under 25MW/250 MMBtu/hr",null,{"$f":"IF(B552=\"CoalST\",MATCH(E552&\"|\"&F552,EIA_Units!$BK$6:$BK$22655,0),\"\")","v":""},{"$f":"IF(O552=\"\",\"\",INDEX(EIA_Units!P552:'EIA_Units'!$P$6:$P$22655,O552))","v":""},""]
[null,"EXCLUDE","SC","US DOE Savannah River Site (D Area)",7652,"HP-2","BIT","ST",9.4,null,"IPP CHP","Y","Steam unit (PRMVR=ST) under 25MW/250 MMBtu/hr",null,{"$f":"IF(B553=\"CoalST\",MATCH(E553&\"|\"&F553,EIA_Units!$BK$6:$BK$22655,0),\"\")","v":""},{"$f":"IF(O553=\"\",\"\",INDEX(EIA_Units!P553:'EIA_Units'!$P$6:$P$22655,O553))","v":""},""]
[null,"EXCLUDE","SC","US DOE Savannah River Site (D Area)",7652,"HP-3","BIT","ST",9.4,null,"IPP CHP","Y","Steam unit (PRMVR=ST) under 25MW/250 MMBtu/hr",null,{"$f":"IF(B554=\"CoalST\",MATCH(E554&\"|\"&F554,EIA_Units!$BK$6:$BK$22655,0),\"\")","v":""},{"$f":"IF(O554=\"\",\"\",INDEX(EIA_Units!P554:'EIA_Units'!$P$6:$P$22655,O554))","v":""},""]
[null,"EXCLUDE","SC","US DOE Savannah River Site (D Area)",7652,"LP-2","BIT","ST",12.5,null,"IPP CHP","Y","Steam unit (PRMVR=ST) under 25MW/250 MMBtu/hr",null,{"$f":"IF(B555=\"CoalST\",MATCH(E555&\"|\"&F555,EIA_Units!$BK$6:$BK$22655,0),\"\")","v":""},{"$f":"IF(O555=\"\",\"\",INDEX(EIA_Units!P555:'EIA_Units'!$P$6:$P$22655,O555))","v":""},""]
[null,"EXCLUDE","SC","US DOE Savannah River Site (D Area)",7652,"HP-1","BIT","ST",9.4,null,"IPP CHP","Y","Steam unit (PRMVR=ST) under 25MW/250 MMBtu/hr",null,{"$f":"IF(B556=\"CoalST\",MATCH(E556&\"|\"&F556,EIA_Units!$BK$6:$BK$22655,0),\"\")","v":""},{"$f":"IF(O556=\"\",\"\",INDEX(EIA_Units!P556:'EIA_Units'!$P$6:$P$22655,O556))","v":""},""]
[null,"EXCLUDE","SC","US DOE Savannah River Site (D Area)",7652,"LP-3","BIT","ST",12.5,null,"IPP CHP","Y","Steam unit (PRMVR=ST) under 25MW/250 MMBtu/hr",null,{"$f":"IF(B557=\"CoalST\",MATCH(E557&\"|\"&F557,EIA_Units!$BK$6:$BK$22655,0),\"\")","v":""},{"$f":"IF(O557=\"\",\"\",INDEX(EIA_Units!P557:'EIA_Units'!$P$6:$P$22655,O557))","v":""},""]
[null,"EXCLUDE","IA","AG Processing Inc",10223,"E.C.","SUB","ST",8.5,null,"Industrial CHP","Y","Steam unit (PRMVR=ST) under 25MW/250 MMBtu/hr",null,{"$f":"IF(B558=\"CoalST\",MATCH(E558&\"|\"&F558,EIA_Units!$BK$6:$BK$22655,0),\"\")","v":""},{"$f":"IF(O558=\"\",\"\",INDEX(EIA_Units!P558:'EIA_Units'!$P$6:$P$22655,O558))","v":""},""]
[null,"OGST","NY","Bowline Point",2625,"2","NG","ST",621,null,"Electric Utility/IPP Non-CHP","N","",null,{"$f":"IF(B559=\"CoalST\",MATCH(E559&\"|\"&F559,EIA_Units!$BK$6:$BK$22655,0),\"\")","v":""},{"$f":"IF(O559=\"\",\"\",INDEX(EIA_Units!P559:'EIA_Units'!$P$6:$P$22655,O559))","v":""},""]
[null,"EXCLUDE","AK","Utility Plants Section",50308,"GEN3","SUB","ST",5,null,"Commercial CHP","Y","Steam unit (PRMVR=ST) under 25MW/250 MMBtu/hr",null,{"$f":"IF(B560=\"CoalST\",MATCH(E560&\"|\"&F560,EIA_Units!$BK$6:$BK$22655,0),\"\")","v":""},{"$f":"IF(O560=\"\",\"\",INDEX(EIA_Units!P560:'EIA_Units'!$P$6:$P$22655,O560))","v":""},""]
[null,"EXCLUDE","AK","Utility Plants Section",50308,"GEN1","SUB","ST",5,null,"Commercial CHP","Y","Steam unit (PRMVR=ST) under 25MW/250 MMBtu/hr",null,{"$f":"IF(B561=\"CoalST\",MATCH(E561&\"|\"&F561,EIA_Units!$BK$6:$BK$22655,0),\"\")","v":""},{"$f":"IF(O561=\"\",\"\",INDEX(EIA_Units!P561:'EIA_Units'!$P$6:$P$22655,O561))","v":""},""]
[null,"EXCLUDE","AK","Utility Plants Section",50308,"GEN4","SUB","ST",5,null,"Commercial CHP","Y","Steam unit (PRMVR=ST) under 25MW/250 MMBtu/hr",null,{"$f":"IF(B562=\"CoalST\",MATCH(E562&\"|\"&F562,EIA_Units!$BK$6:$BK$22655,0),\"\")","v":""},{"$f":"IF(O562=\"\",\"\",INDEX(EIA_Units!P562:'EIA_Units'!$P$6:$P$22655,O562))","v":""},""]
[null,"EXCLUDE","AK","Utility Plants Section",50308,"GEN5","SUB","ST",5,null,"Commercial CHP","Y","Steam unit (PRMVR=ST) under 25MW/250 MMBtu/hr",null,{"$f":"IF(B563=\"CoalST\",MATCH(E563&\"|\"&F563,EIA_Units!$BK$6:$BK$22655,0),\"\")","v":""},{"$f":"IF(O563=\"\",\"\",INDEX(EIA_Units!P563:'EIA_Units'!$P$6:$P$22655,O563))","v":""},""]
[null,"EXCLUDE","AK","Utility Plants Section",50308,"GEN2","SUB","ST",2.5,null,"Commercial CHP","Y","Steam unit (PRMVR=ST) under 25MW/250 MMBtu/hr",null,{"$f":"IF(B564=\"CoalST\",MATCH(E564&\"|\"&F564,EIA_Units!$BK$6:$BK$22655,0),\"\")","v":""},{"$f":"IF(O564=\"\",\"\",INDEX(EIA_Units!P564:'EIA_Units'!$P$6:$P$22655,O564))","v":""},""]
[null,"EXCLUDE","MN","American Crystal Sugar Moorhead",54211,"G2","SUB","ST",2,null,"Industrial CHP","Y","Steam unit (PRMVR=ST) under 25MW/250 MMBtu/hr",null,{"$f":"IF(B565=\"CoalST\",MATCH(E565&\"|\"&F565,EIA_Units!$BK$6:$BK$22655,0),\"\")","v":""},{"$f":"IF(O565=\"\",\"\",INDEX(EIA_Units!P565:'EIA_Units'!$P$6:$P$22655,O565))","v":""},""]
[null,"EXCLUDE","MN","American Crystal Sugar Moorhead",54211,"G1","SUB","ST",3,null,"Industrial CHP","Y","Steam unit (PRMVR=ST) under 25MW/250 MMBtu/hr",null,{"$f":"IF(B566=\"CoalST\",MATCH(E566&\"|\"&F566,EIA_Units!$BK$6:$BK$22655,0),\"\")","v":""},{"$f":"IF(O566=\"\",\"\",INDEX(EIA_Units!P566:'EIA_Units'!$P$6:$P$22655,O566))","v":""},""]
[null,"EXCLUDE","CO","Colorado Energy Nations Company",10003,"GEN3","BIT","ST",20,null,"IPP CHP","Y","Steam unit (PRMVR=ST) under 25MW/250 MMBtu/hr",null,{"$f":"IF(B567=\"CoalST\",MATCH(E567&\"|\"&F567,EIA_Units!$BK$6:$BK$22655,0),\"\")","v":""},{"$f":"IF(O567=\"\",\"\",INDEX(EIA_Units!P567:'EIA_Units'!$P$6:$P$22655,O567))","v":""},""]
[null,"EXCLUDE","CO","Colorado Energy Nations Company",10003,"GEN1","BIT","ST",7.5,null,"IPP CHP","Y","Steam unit (PRMVR=ST) under 25MW/250 MMBtu/hr",null,{"$f":"IF(B568=\"CoalST\",MATCH(E568&\"|\"&F568,EIA_Units!$BK$6:$BK$22655,0),\"\")","v":""},{"$f":"IF(O568=\"\",\"\",INDEX(EIA_Units!P568:'EIA_Units'!$P$6:$P$22655,O568))","v":""},""]
[null,"EXCLUDE","CO","Colorado Energy Nations Company",10003,"VBPT","BIT","ST",0.4,null,"IPP CHP","Y","Steam unit (PRMVR=ST) under 25MW/250 MMBtu/hr",null,{"$f":"IF(B569=\"CoalST\",MATCH(E569&\"|\"&F569,EIA_Units!$BK$6:$BK$22655,0),\"\")","v":""},{"$f":"IF(O569=\"\",\"\",INDEX(EIA_Units!P569:'EIA_Units'!$P$6:$P$22655,O569))","v":""},""]
[null,"EXCLUDE","CO","Colorado Energy Nations Company",10003,"GEN2","BIT","ST",7.5,null,"IPP CHP","Y","Steam unit (PRMVR=ST) under 25MW/250 MMBtu/hr",null,{"$f":"IF(B570=\"CoalST\",MATCH(E570&\"|\"&F570,EIA_Units!$BK$6:$BK$22655,0),\"\")","v":""},{"$f":"IF(O570=\"\",\"\",INDEX(EIA_Units!P570:'EIA_Units'!$P$6:$P$22655,O570))","v":""},""]
[null,"EXCLUDE","AR","Warren Lumber Mill",50640,"GEN6","WDS","ST",15,null,"Industrial CHP","Y","Non Fossil fuel type",null,{"$f":"IF(B571=\"CoalST\",MATCH(E571&\"|\"&F571,EIA_Units!$BK$6:$BK$22655,0),\"\")","v":""},{"$f":"IF(O571=\"\",\"\",INDEX(EIA_Units!P571:'EIA_Units'!$P$6:$P$22655,O571))","v":""},""]
[null,"EXCLUDE","PA","Johnsonburg Mill",54638,"PT1","BLQ","ST",54,null,"Industrial CHP","Y","Commercial/Industrial Unit",null,{"$f":"IF(B572=\"CoalST\",MATCH(E572&\"|\"&F572,EIA_Units!$BK$6:$BK$22655,0),\"\")","v":""},{"$f":"IF(O572=\"\",\"\",INDEX(EIA_Units!P572:'EIA_Units'!$P$6:$P$22655,O572))","v":""},""]
[null,"EXCLUDE","MS","Weyerhaeuser Columbus MS",50184,"TG3","BLQ","ST",14.6,null,"Industrial CHP","Y","Steam unit (PRMVR=ST) under 25MW/250 MMBtu/hr",null,{"$f":"IF(B573=\"CoalST\",MATCH(E573&\"|\"&F573,EIA_Units!$BK$6:$BK$22655,0),\"\")","v":""},{"$f":"IF(O573=\"\",\"\",INDEX(EIA_Units!P573:'EIA_Units'!$P$6:$P$22655,O573))","v":""},""]
[null,"EXCLUDE","MI","Jackson County Resource Recovery",10722,"1","MSB","ST",3.7,null,"Commercial CHP","Y","Non Fossil fuel type",null,{"$f":"IF(B574=\"CoalST\",MATCH(E574&\"|\"&F574,EIA_Units!$BK$6:$BK$22655,0),\"\")","v":""},{"$f":"IF(O574=\"\",\"\",INDEX(EIA_Units!P574:'EIA_Units'!$P$6:$P$22655,O574))","v":""},""]
[null,"EXCLUDE","MS","Weyerhaeuser Columbus MS",50184,"TG2","BLQ","ST",46,null,"Industrial CHP","Y","Commercial/Industrial Unit",null,{"$f":"IF(B575=\"CoalST\",MATCH(E575&\"|\"&F575,EIA_Units!$BK$6:$BK$22655,0),\"\")","v":""},{"$f":"IF(O575=\"\",\"\",INDEX(EIA_Units!P575:'EIA_Units'!$P$6:$P$22655,O575))","v":""},""]
[null,"EXCLUDE","MS","Weyerhaeuser Columbus MS",50184,"TG1","BLQ","ST",64,null,"Industrial CHP","Y","Commercial/Industrial Unit",null,{"$f":"IF(B576=\"CoalST\",MATCH(E576&\"|\"&F576,EIA_Units!$BK$6:$BK$22655,0),\"\")","v":""},{"$f":"IF(O576=\"\",\"\",INDEX(EIA_Units!P576:'EIA_Units'!$P$6:$P$22655,O576))","v":""},""]
[null,"EXCLUDE","NJ","Glen Gardner",8227,"1","NG","GT",20,null,"IPP Non-CHP","N","Simple Cycle Turbine (PRMVR=GT or OT) unit under 25MW",null,{"$f":"IF(B577=\"CoalST\",MATCH(E577&\"|\"&F577,EIA_Units!$BK$6:$BK$22655,0),\"\")","v":""},{"$f":"IF(O577=\"\",\"\",INDEX(EIA_Units!P577:'EIA_Units'!$P$6:$P$22655,O577))","v":""},""]
[null,"EXCLUDE","NJ","Glen Gardner",8227,"2","NG","GT",20,null,"IPP Non-CHP","N","Simple Cycle Turbine (PRMVR=GT or OT) unit under 25MW",null,{"$f":"IF(B578=\"CoalST\",MATCH(E578&\"|\"&F578,EIA_Units!$BK$6:$BK$22655,0),\"\")","v":""},{"$f":"IF(O578=\"\",\"\",INDEX(EIA_Units!P578:'EIA_Units'!$P$6:$P$22655,O578))","v":""},""]
[null,"EXCLUDE","NJ","Glen Gardner",8227,"4","NG","GT",20,null,"IPP Non-CHP","N","Simple Cycle Turbine (PRMVR=GT or OT) unit under 25MW",null,{"$f":"IF(B579=\"CoalST\",MATCH(E579&\"|\"&F579,EIA_Units!$BK$6:$BK$22655,0),\"\")","v":""},{"$f":"IF(O579=\"\",\"\",INDEX(EIA_Units!P579:'EIA_Units'!$P$6:$P$22655,O579))","v":""},""]
[null,"EXCLUDE","NJ","Glen Gardner",8227,"5","NG","GT",20,null,"IPP Non-CHP","N","Simple Cycle Turbine (PRMVR=GT or OT) unit under 25MW",null,{"$f":"IF(B580=\"CoalST\",MATCH(E580&\"|\"&F580,EIA_Units!$BK$6:$BK$22655,0),\"\")","v":""},{"$f":"IF(O580=\"\",\"\",INDEX(EIA_Units!P580:'EIA_Units'!$P$6:$P$22655,O580))","v":""},""]
[null,"EXCLUDE","NJ","Glen Gardner",8227,"6","NG","GT",20,null,"IPP Non-CHP","N","Simple Cycle Turbine (PRMVR=GT or OT) unit under 25MW",null,{"$f":"IF(B581=\"CoalST\",MATCH(E581&\"|\"&F581,EIA_Units!$BK$6:$BK$22655,0),\"\")","v":""},{"$f":"IF(O581=\"\",\"\",INDEX(EIA_Units!P581:'EIA_Units'!$P$6:$P$22655,O581))","v":""},""]
[null,"EXCLUDE","NJ","Glen Gardner",8227,"7","NG","GT",20,null,"IPP Non-CHP","N","Simple Cycle Turbine (PRMVR=GT or OT) unit under 25MW",null,{"$f":"IF(B582=\"CoalST\",MATCH(E582&\"|\"&F582,EIA_Units!$BK$6:$BK$22655,0),\"\")","v":""},{"$f":"IF(O582=\"\",\"\",INDEX(EIA_Units!P582:'EIA_Units'!$P$6:$P$22655,O582))","v":""},""]
[null,"EXCLUDE","NJ","Glen Gardner",8227,"8","NG","GT",20,null,"IPP Non-CHP","N","Simple Cycle Turbine (PRMVR=GT or OT) unit under 25MW",null,{"$f":"IF(B583=\"CoalST\",MATCH(E583&\"|\"&F583,EIA_Units!$BK$6:$BK$22655,0),\"\")","v":""},{"$f":"IF(O583=\"\",\"\",INDEX(EIA_Units!P583:'EIA_Units'!$P$6:$P$22655,O583))","v":""},{"$f":"IF(O583=\"\",\"\",2014-P583)","v":""}]
[null,"EXCLUDE","NJ","Glen Gardner",8227,"3","NG","GT",19.600000000000001,null,"IPP Non-CHP","N","Simple Cycle Turbine (PRMVR=GT or OT) unit under 25MW",null,{"$f":"IF(B584=\"CoalST\",MATCH(E584&\"|\"&F584,EIA_Units!$BK$6:$BK$22655,0),\"\")","v":""},{"$f":"IF(O584=\"\",\"\",INDEX(EIA_Units!P584:'EIA_Units'!$P$6:$P$22655,O584))","v":""},""]
[null,"EXCLUDE","WI","Rhinelander Mill",50933,"GEN5","NG","ST",10,null,"Industrial CHP","Y","Steam unit (PRMVR=ST) under 25MW/250 MMBtu/hr",null,{"$f":"IF(B585=\"CoalST\",MATCH(E585&\"|\"&F585,EIA_Units!$BK$6:$BK$22655,0),\"\")","v":""},{"$f":"IF(O585=\"\",\"\",INDEX(EIA_Units!P585:'EIA_Units'!$P$6:$P$22655,O585))","v":""},""]
[null,"EXCLUDE","WI","Rhinelander Mill",50933,"GEN3","NG","ST",4,null,"Industrial CHP","Y","Steam unit (PRMVR=ST) under 25MW/250 MMBtu/hr",null,{"$f":"IF(B586=\"CoalST\",MATCH(E586&\"|\"&F586,EIA_Units!$BK$6:$BK$22655,0),\"\")","v":""},{"$f":"IF(O586=\"\",\"\",INDEX(EIA_Units!P586:'EIA_Units'!$P$6:$P$22655,O586))","v":""},""]
[null,"EXCLUDE","MA","Somerset Plant",50406,"GEN1","BLQ","ST",48.5,null,"Industrial CHP","Y","Commercial/Industrial Unit",null,{"$f":"IF(B587=\"CoalST\",MATCH(E587&\"|\"&F587,EIA_Units!$BK$6:$BK$22655,0),\"\")","v":""},{"$f":"IF(O587=\"\",\"\",INDEX(EIA_Units!P587:'EIA_Units'!$P$6:$P$22655,O587))","v":""},""]
[null,"EXCLUDE","MA","Somerset Plant",50406,"GEN2","BLQ","ST",68.400000000000006,null,"Industrial CHP","Y","Commercial/Industrial Unit",null,{"$f":"IF(B588=\"CoalST\",MATCH(E588&\"|\"&F588,EIA_Units!$BK$6:$BK$22655,0),\"\")","v":""},{"$f":"IF(O588=\"\",\"\",INDEX(EIA_Units!P588:'EIA_Units'!$P$6:$P$22655,O588))","v":""},""]
[null,"EXCLUDE","VA","West Point Mill",10017,"GEN9","BLQ","ST",10,null,"Industrial CHP","Y","Steam unit (PRMVR=ST) under 25MW/250 MMBtu/hr",null,{"$f":"IF(B589=\"CoalST\",MATCH(E589&\"|\"&F589,EIA_Units!$BK$6:$BK$22655,0),\"\")","v":""},{"$f":"IF(O589=\"\",\"\",INDEX(EIA_Units!P589:'EIA_Units'!$P$6:$P$22655,O589))","v":""},""]
[null,"EXCLUDE","VA","West Point Mill",10017,"GN12","BLQ","ST",46,null,"Industrial CHP","Y","Commercial/Industrial Unit",null,{"$f":"IF(B590=\"CoalST\",MATCH(E590&\"|\"&F590,EIA_Units!$BK$6:$BK$22655,0),\"\")","v":""},{"$f":"IF(O590=\"\",\"\",INDEX(EIA_Units!P590:'EIA_Units'!$P$6:$P$22655,O590))","v":""},""]
[null,"EXCLUDE","VA","West Point Mill",10017,"GN10","BLQ","ST",25,null,"Industrial CHP","Y","Commercial/Industrial Unit",null,{"$f":"IF(B591=\"CoalST\",MATCH(E591&\"|\"&F591,EIA_Units!$BK$6:$BK$22655,0),\"\")","v":""},{"$f":"IF(O591=\"\",\"\",INDEX(EIA_Units!P591:'EIA_Units'!$P$6:$P$22655,O591))","v":""},""]
[null,"EXCLUDE","VA","West Point Mill",10017,"GN11","BLQ","ST",15,null,"Industrial CHP","Y","Steam unit (PRMVR=ST) under 25MW/250 MMBtu/hr",null,{"$f":"IF(B592=\"CoalST\",MATCH(E592&\"|\"&F592,EIA_Units!$BK$6:$BK$22655,0),\"\")","v":""},{"$f":"IF(O592=\"\",\"\",INDEX(EIA_Units!P592:'EIA_Units'!$P$6:$P$22655,O592))","v":""},""]
[null,"EXCLUDE","SC","Florence Mill",50806,"GEN2","BLQ","ST",16,null,"Industrial CHP","Y","Steam unit (PRMVR=ST) under 25MW/250 MMBtu/hr",null,{"$f":"IF(B593=\"CoalST\",MATCH(E593&\"|\"&F593,EIA_Units!$BK$6:$BK$22655,0),\"\")","v":""},{"$f":"IF(O593=\"\",\"\",INDEX(EIA_Units!P593:'EIA_Units'!$P$6:$P$22655,O593))","v":""},""]
[null,"EXCLUDE","IL","Tate & Lyle Decatur Plant Cogen",10867,"GEN1","BIT","ST",62,null,"Industrial CHP","Y","Commercial/Industrial Unit",null,{"$f":"IF(B594=\"CoalST\",MATCH(E594&\"|\"&F594,EIA_Units!$BK$6:$BK$22655,0),\"\")","v":""},{"$f":"IF(O594=\"\",\"\",INDEX(EIA_Units!P594:'EIA_Units'!$P$6:$P$22655,O594))","v":""},""]
[null,"EXCLUDE","SC","Florence Mill",50806,"GEN1","BLQ","ST",12.5,null,"Industrial CHP","Y","Steam unit (PRMVR=ST) under 25MW/250 MMBtu/hr",null,{"$f":"IF(B595=\"CoalST\",MATCH(E595&\"|\"&F595,EIA_Units!$BK$6:$BK$22655,0),\"\")","v":""},{"$f":"IF(O595=\"\",\"\",INDEX(EIA_Units!P595:'EIA_Units'!$P$6:$P$22655,O595))","v":""},""]
[null,"EXCLUDE","LA","Noranda Alumina LLC",50846,"ST2","NG","ST",18.7,null,"Industrial CHP","Y","Steam unit (PRMVR=ST) under 25MW/250 MMBtu/hr",null,{"$f":"IF(B596=\"CoalST\",MATCH(E596&\"|\"&F596,EIA_Units!$BK$6:$BK$22655,0),\"\")","v":""},{"$f":"IF(O596=\"\",\"\",INDEX(EIA_Units!P596:'EIA_Units'!$P$6:$P$22655,O596))","v":""},""]
[null,"EXCLUDE","LA","Noranda Alumina LLC",50846,"ST1","NG","ST",18.7,null,"Industrial CHP","Y","Steam unit (PRMVR=ST) under 25MW/250 MMBtu/hr",null,{"$f":"IF(B597=\"CoalST\",MATCH(E597&\"|\"&F597,EIA_Units!$BK$6:$BK$22655,0),\"\")","v":""},{"$f":"IF(O597=\"\",\"\",INDEX(EIA_Units!P597:'EIA_Units'!$P$6:$P$22655,O597))","v":""},""]
[null,"EXCLUDE","LA","Noranda Alumina LLC",50846,"ST3","NG","ST",7.2,null,"Industrial CHP","Y","Steam unit (PRMVR=ST) under 25MW/250 MMBtu/hr",null,{"$f":"IF(B598=\"CoalST\",MATCH(E598&\"|\"&F598,EIA_Units!$BK$6:$BK$22655,0),\"\")","v":""},{"$f":"IF(O598=\"\",\"\",INDEX(EIA_Units!P598:'EIA_Units'!$P$6:$P$22655,O598))","v":""},""]
[null,"EXCLUDE","NH","Lost Nation",2362,"GT1","DFO","GT",18,null,"Electric Utility","N","Simple Cycle Turbine (PRMVR=GT or OT) unit under 25MW",null,{"$f":"IF(B599=\"CoalST\",MATCH(E599&\"|\"&F599,EIA_Units!$BK$6:$BK$22655,0),\"\")","v":""},{"$f":"IF(O599=\"\",\"\",INDEX(EIA_Units!P599:'EIA_Units'!$P$6:$P$22655,O599))","v":""},""]
[null,"EXCLUDE","AR","Ashdown",54104,"GEN2","BLQ","ST",47,null,"Industrial CHP","Y","Commercial/Industrial Unit",null,{"$f":"IF(B600=\"CoalST\",MATCH(E600&\"|\"&F600,EIA_Units!$BK$6:$BK$22655,0),\"\")","v":""},{"$f":"IF(O600=\"\",\"\",INDEX(EIA_Units!P600:'EIA_Units'!$P$6:$P$22655,O600))","v":""},""]
[null,"EXCLUDE","AR","Ashdown",54104,"GEN4","BLQ","ST",45,null,"Industrial CHP","Y","Commercial/Industrial Unit",null,{"$f":"IF(B601=\"CoalST\",MATCH(E601&\"|\"&F601,EIA_Units!$BK$6:$BK$22655,0),\"\")","v":""},{"$f":"IF(O601=\"\",\"\",INDEX(EIA_Units!P601:'EIA_Units'!$P$6:$P$22655,O601))","v":""},""]
[null,"EXCLUDE","AR","Ashdown",54104,"GEN1","BLQ","ST",19.5,null,"Industrial CHP","Y","Steam unit (PRMVR=ST) under 25MW/250 MMBtu/hr",null,{"$f":"IF(B602=\"CoalST\",MATCH(E602&\"|\"&F602,EIA_Units!$BK$6:$BK$22655,0),\"\")","v":""},{"$f":"IF(O602=\"\",\"\",INDEX(EIA_Units!P602:'EIA_Units'!$P$6:$P$22655,O602))","v":""},""]
[null,"EXCLUDE","AR","Ashdown",54104,"GEN3","BLQ","ST",45,null,"Industrial CHP","Y","Commercial/Industrial Unit",null,{"$f":"IF(B603=\"CoalST\",MATCH(E603&\"|\"&F603,EIA_Units!$BK$6:$BK$22655,0),\"\")","v":""},{"$f":"IF(O603=\"\",\"\",INDEX(EIA_Units!P603:'EIA_Units'!$P$6:$P$22655,O603))","v":""},""]
[null,"Exclude","AZ","West Phoenix",117,"GT1","NG","GT",53.1,null,"Electric Utility","N","Low utilization CT",null,{"$f":"IF(B604=\"CoalST\",MATCH(E604&\"|\"&F604,EIA_Units!$BK$6:$BK$22655,0),\"\")","v":""},{"$f":"IF(O604=\"\",\"\",INDEX(EIA_Units!P604:'EIA_Units'!$P$6:$P$22655,O604))","v":""},""]
[null,"Exclude","AZ","West Phoenix",117,"GT2","NG","GT",53.1,null,"Electric Utility","N","Low utilization CT",null,{"$f":"IF(B605=\"CoalST\",MATCH(E605&\"|\"&F605,EIA_Units!$BK$6:$BK$22655,0),\"\")","v":""},{"$f":"IF(O605=\"\",\"\",INDEX(EIA_Units!P605:'EIA_Units'!$P$6:$P$22655,O605))","v":""},""]
[null,"EXCLUDE","SC","Florence Mill",50806,"GEN3","WDS","ST",79.099999999999994,null,"Industrial CHP","Y","Non Fossil fuel type",null,{"$f":"IF(B606=\"CoalST\",MATCH(E606&\"|\"&F606,EIA_Units!$BK$6:$BK$22655,0),\"\")","v":""},{"$f":"IF(O606=\"\",\"\",INDEX(EIA_Units!P606:'EIA_Units'!$P$6:$P$22655,O606))","v":""},""]
[null,"EXCLUDE","NE","Archer Daniels Midland Lincoln",10862,"GEN1","SUB","ST",7.9,null,"Industrial CHP","Y","Steam unit (PRMVR=ST) under 25MW/250 MMBtu/hr",null,{"$f":"IF(B607=\"CoalST\",MATCH(E607&\"|\"&F607,EIA_Units!$BK$6:$BK$22655,0),\"\")","v":""},{"$f":"IF(O607=\"\",\"\",INDEX(EIA_Units!P607:'EIA_Units'!$P$6:$P$22655,O607))","v":""},""]
[null,"EXCLUDE","ME","S D Warren Westbrook",50447,"GEN9","WDS","ST",47.5,null,"Industrial CHP","Y","Non Fossil fuel type",null,{"$f":"IF(B608=\"CoalST\",MATCH(E608&\"|\"&F608,EIA_Units!$BK$6:$BK$22655,0),\"\")","v":""},{"$f":"IF(O608=\"\",\"\",INDEX(EIA_Units!P608:'EIA_Units'!$P$6:$P$22655,O608))","v":""},""]
[null,"EXCLUDE","ME","S D Warren Westbrook",50447,"GN10","WDS","ST",15,null,"Industrial CHP","Y","Non Fossil fuel type",null,{"$f":"IF(B609=\"CoalST\",MATCH(E609&\"|\"&F609,EIA_Units!$BK$6:$BK$22655,0),\"\")","v":""},{"$f":"IF(O609=\"\",\"\",INDEX(EIA_Units!P609:'EIA_Units'!$P$6:$P$22655,O609))","v":""},""]
[null,"EXCLUDE","AR","Riceland Foods Cogeneration Plant",56079,"STEC","OBS","ST",18,null,"IPP CHP","Y","Non Fossil fuel type",null,{"$f":"IF(B610=\"CoalST\",MATCH(E610&\"|\"&F610,EIA_Units!$BK$6:$BK$22655,0),\"\")","v":""},{"$f":"IF(O610=\"\",\"\",INDEX(EIA_Units!P610:'EIA_Units'!$P$6:$P$22655,O610))","v":""},""]
[null,"EXCLUDE","NY","Finch Paper",10511,"GEN6","RFO","ST",29,null,"Industrial CHP","Y","Commercial/Industrial Unit",null,{"$f":"IF(B611=\"CoalST\",MATCH(E611&\"|\"&F611,EIA_Units!$BK$6:$BK$22655,0),\"\")","v":""},{"$f":"IF(O611=\"\",\"\",INDEX(EIA_Units!P611:'EIA_Units'!$P$6:$P$22655,O611))","v":""},""]
[null,"EXCLUDE","VA","Hopewell Mill",50813,"GEN1","BLQ","ST",47.6,null,"Industrial CHP","Y","Commercial/Industrial Unit",null,{"$f":"IF(B612=\"CoalST\",MATCH(E612&\"|\"&F612,EIA_Units!$BK$6:$BK$22655,0),\"\")","v":""},{"$f":"IF(O612=\"\",\"\",INDEX(EIA_Units!P612:'EIA_Units'!$P$6:$P$22655,O612))","v":""},""]
[null,"EXCLUDE","IA","Prairie Creek",1073,"1","SUB","ST",14.6,null,"Electric Utility","Y","Steam unit (PRMVR=ST) under 25MW/250 MMBtu/hr",null,{"$f":"IF(B613=\"CoalST\",MATCH(E613&\"|\"&F613,EIA_Units!$BK$6:$BK$22655,0),\"\")","v":""},{"$f":"IF(O613=\"\",\"\",INDEX(EIA_Units!P613:'EIA_Units'!$P$6:$P$22655,O613))","v":""},""]
[null,"EXCLUDE","IN","University of Notre Dame",50366,"GEN1","BIT","ST",3,null,"Commercial CHP","Y","Steam unit (PRMVR=ST) under 25MW/250 MMBtu/hr",null,{"$f":"IF(B614=\"CoalST\",MATCH(E614&\"|\"&F614,EIA_Units!$BK$6:$BK$22655,0),\"\")","v":""},{"$f":"IF(O614=\"\",\"\",INDEX(EIA_Units!P614:'EIA_Units'!$P$6:$P$22655,O614))","v":""},""]
[null,"EXCLUDE","IN","University of Notre Dame",50366,"GEN5","BIT","ST",2,null,"Commercial CHP","Y","Steam unit (PRMVR=ST) under 25MW/250 MMBtu/hr",null,{"$f":"IF(B615=\"CoalST\",MATCH(E615&\"|\"&F615,EIA_Units!$BK$6:$BK$22655,0),\"\")","v":""},{"$f":"IF(O615=\"\",\"\",INDEX(EIA_Units!P615:'EIA_Units'!$P$6:$P$22655,O615))","v":""},""]
[null,"EXCLUDE","IN","University of Notre Dame",50366,"GEN6","BIT","ST",5,null,"Commercial CHP","Y","Steam unit (PRMVR=ST) under 25MW/250 MMBtu/hr",null,{"$f":"IF(B616=\"CoalST\",MATCH(E616&\"|\"&F616,EIA_Units!$BK$6:$BK$22655,0),\"\")","v":""},{"$f":"IF(O616=\"\",\"\",INDEX(EIA_Units!P616:'EIA_Units'!$P$6:$P$22655,O616))","v":""},""]
[null,"EXCLUDE","IN","University of Notre Dame",50366,"GEN7","BIT","ST",9.4,null,"Commercial CHP","Y","Steam unit (PRMVR=ST) under 25MW/250 MMBtu/hr",null,{"$f":"IF(B617=\"CoalST\",MATCH(E617&\"|\"&F617,EIA_Units!$BK$6:$BK$22655,0),\"\")","v":""},{"$f":"IF(O617=\"\",\"\",INDEX(EIA_Units!P617:'EIA_Units'!$P$6:$P$22655,O617))","v":""},""]
[null,"EXCLUDE","IN","University of Notre Dame",50366,"GEN2","BIT","ST",1.7,null,"Commercial CHP","Y","Steam unit (PRMVR=ST) under 25MW/250 MMBtu/hr",null,{"$f":"IF(B618=\"CoalST\",MATCH(E618&\"|\"&F618,EIA_Units!$BK$6:$BK$22655,0),\"\")","v":""},{"$f":"IF(O618=\"\",\"\",INDEX(EIA_Units!P618:'EIA_Units'!$P$6:$P$22655,O618))","v":""},""]
[null,"EXCLUDE","OH","Hoge Lumber",10739,"W750","WDS","ST",0.7,null,"Industrial Non-CHP","N","Non Fossil fuel type",null,{"$f":"IF(B619=\"CoalST\",MATCH(E619&\"|\"&F619,EIA_Units!$BK$6:$BK$22655,0),\"\")","v":""},{"$f":"IF(O619=\"\",\"\",INDEX(EIA_Units!P619:'EIA_Units'!$P$6:$P$22655,O619))","v":""},""]
[null,"EXCLUDE","OH","Hoge Lumber",10739,"AC3M","WDS","ST",3,null,"Industrial Non-CHP","N","Non Fossil fuel type",null,{"$f":"IF(B620=\"CoalST\",MATCH(E620&\"|\"&F620,EIA_Units!$BK$6:$BK$22655,0),\"\")","v":""},{"$f":"IF(O620=\"\",\"\",INDEX(EIA_Units!P620:'EIA_Units'!$P$6:$P$22655,O620))","v":""},""]
[null,"EXCLUDE","MA","Norton Powerhouse",50041,"GEN2","NG","ST",3.1,null,"Industrial CHP","Y","Steam unit (PRMVR=ST) under 25MW/250 MMBtu/hr",null,{"$f":"IF(B621=\"CoalST\",MATCH(E621&\"|\"&F621,EIA_Units!$BK$6:$BK$22655,0),\"\")","v":""},{"$f":"IF(O621=\"\",\"\",INDEX(EIA_Units!P621:'EIA_Units'!$P$6:$P$22655,O621))","v":""},""]
[null,"EXCLUDE","MA","Norton Powerhouse",50041,"GEN1","NG","ST",2.5,null,"Industrial CHP","Y","Steam unit (PRMVR=ST) under 25MW/250 MMBtu/hr",null,{"$f":"IF(B622=\"CoalST\",MATCH(E622&\"|\"&F622,EIA_Units!$BK$6:$BK$22655,0),\"\")","v":""},{"$f":"IF(O622=\"\",\"\",INDEX(EIA_Units!P622:'EIA_Units'!$P$6:$P$22655,O622))","v":""},""]
[null,"EXCLUDE","VA","Park 500 Philip Morris USA",50275,"TG3","BIT","ST",13,null,"Industrial CHP","Y","Steam unit (PRMVR=ST) under 25MW/250 MMBtu/hr",null,{"$f":"IF(B623=\"CoalST\",MATCH(E623&\"|\"&F623,EIA_Units!$BK$6:$BK$22655,0),\"\")","v":""},{"$f":"IF(O623=\"\",\"\",INDEX(EIA_Units!P623:'EIA_Units'!$P$6:$P$22655,O623))","v":""},""]
[null,"EXCLUDE","ME","Red Shield Envir Old Town Facility",10700,"TG6","WDS","ST",16,null,"Industrial CHP","Y","Non Fossil fuel type",null,{"$f":"IF(B624=\"CoalST\",MATCH(E624&\"|\"&F624,EIA_Units!$BK$6:$BK$22655,0),\"\")","v":""},{"$f":"IF(O624=\"\",\"\",INDEX(EIA_Units!P624:'EIA_Units'!$P$6:$P$22655,O624))","v":""},""]
[null,"OGST","OK","Ponca",762,"2","NG","ST",48,null,"Electric Utility","N","",null,{"$f":"IF(B625=\"CoalST\",MATCH(E625&\"|\"&F625,EIA_Units!$BK$6:$BK$22655,0),\"\")","v":""},{"$f":"IF(O625=\"\",\"\",INDEX(EIA_Units!P625:'EIA_Units'!$P$6:$P$22655,O625))","v":""},""]
[null,"EXCLUDE","MI","Verso Paper Quinnesec Mich Mill",50251,"GEN2","WDS","ST",28,null,"Industrial CHP","N","Non Fossil fuel type",null,{"$f":"IF(B626=\"CoalST\",MATCH(E626&\"|\"&F626,EIA_Units!$BK$6:$BK$22655,0),\"\")","v":""},{"$f":"IF(O626=\"\",\"\",INDEX(EIA_Units!P626:'EIA_Units'!$P$6:$P$22655,O626))","v":""},""]
[null,"EXCLUDE","IN","Miami Wabash",1006,"5","DFO","GT",16.3,null,"Electric Utility","N","Simple Cycle Turbine (PRMVR=GT or OT) unit under 25MW",null,{"$f":"IF(B627=\"CoalST\",MATCH(E627&\"|\"&F627,EIA_Units!$BK$6:$BK$22655,0),\"\")","v":""},{"$f":"IF(O627=\"\",\"\",INDEX(EIA_Units!P627:'EIA_Units'!$P$6:$P$22655,O627))","v":""},""]
[null,"EXCLUDE","IN","Miami Wabash",1006,"6","DFO","GT",16.3,null,"Electric Utility","N","Simple Cycle Turbine (PRMVR=GT or OT) unit under 25MW",null,{"$f":"IF(B628=\"CoalST\",MATCH(E628&\"|\"&F628,EIA_Units!$BK$6:$BK$22655,0),\"\")","v":""},{"$f":"IF(O628=\"\",\"\",INDEX(EIA_Units!P628:'EIA_Units'!$P$6:$P$22655,O628))","v":""},""]
[null,"EXCLUDE","IN","Miami Wabash",1006,"1","DFO","GT",18,null,"Electric Utility","N","Simple Cycle Turbine (PRMVR=GT or OT) unit under 25MW",null,{"$f":"IF(B629=\"CoalST\",MATCH(E629&\"|\"&F629,EIA_Units!$BK$6:$BK$22655,0),\"\")","v":""},{"$f":"IF(O629=\"\",\"\",INDEX(EIA_Units!P629:'EIA_Units'!$P$6:$P$22655,O629))","v":""},""]
[null,"EXCLUDE","IN","Miami Wabash",1006,"2","DFO","GT",18,null,"Electric Utility","N","Simple Cycle Turbine (PRMVR=GT or OT) unit under 25MW",null,{"$f":"IF(B630=\"CoalST\",MATCH(E630&\"|\"&F630,EIA_Units!$BK$6:$BK$22655,0),\"\")","v":""},{"$f":"IF(O630=\"\",\"\",INDEX(EIA_Units!P630:'EIA_Units'!$P$6:$P$22655,O630))","v":""},""]
[null,"EXCLUDE","IN","Miami Wabash",1006,"3","DFO","GT",18,null,"Electric Utility","N","Simple Cycle Turbine (PRMVR=GT or OT) unit under 25MW",null,{"$f":"IF(B631=\"CoalST\",MATCH(E631&\"|\"&F631,EIA_Units!$BK$6:$BK$22655,0),\"\")","v":""},{"$f":"IF(O631=\"\",\"\",INDEX(EIA_Units!P631:'EIA_Units'!$P$6:$P$22655,O631))","v":""},""]
[null,"EXCLUDE","CA","Gaviota Oil Plant",50623,"GENA","NG","GT",3.5,null,"Industrial CHP","Y","Simple Cycle Turbine (PRMVR=GT or OT) unit under 25MW",null,{"$f":"IF(B632=\"CoalST\",MATCH(E632&\"|\"&F632,EIA_Units!$BK$6:$BK$22655,0),\"\")","v":""},{"$f":"IF(O632=\"\",\"\",INDEX(EIA_Units!P632:'EIA_Units'!$P$6:$P$22655,O632))","v":""},""]
[null,"EXCLUDE","CA","Gaviota Oil Plant",50623,"GENB","NG","GT",3.5,null,"Industrial CHP","Y","Simple Cycle Turbine (PRMVR=GT or OT) unit under 25MW",null,{"$f":"IF(B633=\"CoalST\",MATCH(E633&\"|\"&F633,EIA_Units!$BK$6:$BK$22655,0),\"\")","v":""},{"$f":"IF(O633=\"\",\"\",INDEX(EIA_Units!P633:'EIA_Units'!$P$6:$P$22655,O633))","v":""},""]
[null,"EXCLUDE","CA","Gaviota Oil Plant",50623,"GENC","NG","GT",3.5,null,"Industrial CHP","Y","Simple Cycle Turbine (PRMVR=GT or OT) unit under 25MW",null,{"$f":"IF(B634=\"CoalST\",MATCH(E634&\"|\"&F634,EIA_Units!$BK$6:$BK$22655,0),\"\")","v":""},{"$f":"IF(O634=\"\",\"\",INDEX(EIA_Units!P634:'EIA_Units'!$P$6:$P$22655,O634))","v":""},""]
[null,"EXCLUDE","CA","Gaviota Oil Plant",50623,"GEND","NG","GT",3.5,null,"Industrial CHP","Y","Simple Cycle Turbine (PRMVR=GT or OT) unit under 25MW",null,{"$f":"IF(B635=\"CoalST\",MATCH(E635&\"|\"&F635,EIA_Units!$BK$6:$BK$22655,0),\"\")","v":""},{"$f":"IF(O635=\"\",\"\",INDEX(EIA_Units!P635:'EIA_Units'!$P$6:$P$22655,O635))","v":""},""]
[null,"EXCLUDE","FL","Rayonier Fernandina Mill",10562,"GEN4","WDL","ST",20,null,"Industrial CHP","Y","Non Fossil fuel type",null,{"$f":"IF(B636=\"CoalST\",MATCH(E636&\"|\"&F636,EIA_Units!$BK$6:$BK$22655,0),\"\")","v":""},{"$f":"IF(O636=\"\",\"\",INDEX(EIA_Units!P636:'EIA_Units'!$P$6:$P$22655,O636))","v":""},""]
[null,"EXCLUDE","FL","Rayonier Fernandina Mill",10562,"GEN5","WDL","ST",22,null,"Industrial CHP","N","Non Fossil fuel type",null,{"$f":"IF(B637=\"CoalST\",MATCH(E637&\"|\"&F637,EIA_Units!$BK$6:$BK$22655,0),\"\")","v":""},{"$f":"IF(O637=\"\",\"\",INDEX(EIA_Units!P637:'EIA_Units'!$P$6:$P$22655,O637))","v":""},""]
[null,"EXCLUDE","PA","Evergreen Community Power",58023,"ECP","WDS","ST",33,null,"Industrial CHP","Y","Non Fossil fuel type",null,{"$f":"IF(B638=\"CoalST\",MATCH(E638&\"|\"&F638,EIA_Units!$BK$6:$BK$22655,0),\"\")","v":""},{"$f":"IF(O638=\"\",\"\",INDEX(EIA_Units!P638:'EIA_Units'!$P$6:$P$22655,O638))","v":""},""]
[null,"EXCLUDE","ME","Androscoggin Mill",54085,"GEN2","BLQ","ST",25,null,"Industrial CHP","Y","Commercial/Industrial Unit",null,{"$f":"IF(B639=\"CoalST\",MATCH(E639&\"|\"&F639,EIA_Units!$BK$6:$BK$22655,0),\"\")","v":""},{"$f":"IF(O639=\"\",\"\",INDEX(EIA_Units!P639:'EIA_Units'!$P$6:$P$22655,O639))","v":""},""]
[null,"EXCLUDE","ME","Androscoggin Mill",54085,"GEN3","BLQ","ST",30,null,"Industrial CHP","Y","Commercial/Industrial Unit",null,{"$f":"IF(B640=\"CoalST\",MATCH(E640&\"|\"&F640,EIA_Units!$BK$6:$BK$22655,0),\"\")","v":""},{"$f":"IF(O640=\"\",\"\",INDEX(EIA_Units!P640:'EIA_Units'!$P$6:$P$22655,O640))","v":""},""]
[null,"EXCLUDE","ME","Androscoggin Mill",54085,"GEN1","BLQ","ST",25,null,"Industrial CHP","Y","Commercial/Industrial Unit",null,{"$f":"IF(B641=\"CoalST\",MATCH(E641&\"|\"&F641,EIA_Units!$BK$6:$BK$22655,0),\"\")","v":""},{"$f":"IF(O641=\"\",\"\",INDEX(EIA_Units!P641:'EIA_Units'!$P$6:$P$22655,O641))","v":""},""]
[null,"Exclude","OH","Walter C Beckjord",2830,"GT1","DFO","GT",52.9,null,"Electric Utility","N","Low utilization CT",null,{"$f":"IF(B642=\"CoalST\",MATCH(E642&\"|\"&F642,EIA_Units!$BK$6:$BK$22655,0),\"\")","v":""},{"$f":"IF(O642=\"\",\"\",INDEX(EIA_Units!P642:'EIA_Units'!$P$6:$P$22655,O642))","v":""},""]
[null,"Exclude","TN","Johnsonville",3406,"G17","NG","GT",84.5,null,"Electric Utility","N","Low utilization CT",null,{"$f":"IF(B643=\"CoalST\",MATCH(E643&\"|\"&F643,EIA_Units!$BK$6:$BK$22655,0),\"\")","v":""},{"$f":"IF(O643=\"\",\"\",INDEX(EIA_Units!P643:'EIA_Units'!$P$6:$P$22655,O643))","v":""},""]
[null,"EXCLUDE","SC","International Paper Eastover Facility",52151,"GEN1","BLQ","ST",48.4,null,"Industrial CHP","Y","Commercial/Industrial Unit",null,{"$f":"IF(B644=\"CoalST\",MATCH(E644&\"|\"&F644,EIA_Units!$BK$6:$BK$22655,0),\"\")","v":""},{"$f":"IF(O644=\"\",\"\",INDEX(EIA_Units!P644:'EIA_Units'!$P$6:$P$22655,O644))","v":""},""]
[null,"EXCLUDE","MI","Escanaba Paper Company",10208,"NO.8","BLQ","ST",22.1,null,"Industrial CHP","Y","Steam unit (PRMVR=ST) under 25MW/250 MMBtu/hr",null,{"$f":"IF(B645=\"CoalST\",MATCH(E645&\"|\"&F645,EIA_Units!$BK$6:$BK$22655,0),\"\")","v":""},{"$f":"IF(O645=\"\",\"\",INDEX(EIA_Units!P645:'EIA_Units'!$P$6:$P$22655,O645))","v":""},""]
[null,"EXCLUDE","CT","Covanta Wallingford Energy",50664,"GEN1","MSB","ST",11,null,"IPP Non-CHP","N","Non Fossil fuel type",null,{"$f":"IF(B646=\"CoalST\",MATCH(E646&\"|\"&F646,EIA_Units!$BK$6:$BK$22655,0),\"\")","v":""},{"$f":"IF(O646=\"\",\"\",INDEX(EIA_Units!P646:'EIA_Units'!$P$6:$P$22655,O646))","v":""},""]
[null,"EXCLUDE","LA","Plant 31 Paper Mill",50028,"GEN6","NG","ST",20,null,"Industrial CHP","Y","Steam unit (PRMVR=ST) under 25MW/250 MMBtu/hr",null,{"$f":"IF(B647=\"CoalST\",MATCH(E647&\"|\"&F647,EIA_Units!$BK$6:$BK$22655,0),\"\")","v":""},{"$f":"IF(O647=\"\",\"\",INDEX(EIA_Units!P647:'EIA_Units'!$P$6:$P$22655,O647))","v":""},{"$f":"IF(O647=\"\",\"\",2014-P647)","v":""}]
[null,"EXCLUDE","LA","Plant 31 Paper Mill",50028,"GEN5","NG","ST",25,null,"Industrial CHP","Y","Commercial/Industrial Unit",null,{"$f":"IF(B648=\"CoalST\",MATCH(E648&\"|\"&F648,EIA_Units!$BK$6:$BK$22655,0),\"\")","v":""},{"$f":"IF(O648=\"\",\"\",INDEX(EIA_Units!P648:'EIA_Units'!$P$6:$P$22655,O648))","v":""},""]
[null,"EXCLUDE","VT","Ascutney",3708,"GT4","DFO","GT",13.2,null,"Electric Utility","N","Simple Cycle Turbine (PRMVR=GT or OT) unit under 25MW",null,{"$f":"IF(B649=\"CoalST\",MATCH(E649&\"|\"&F649,EIA_Units!$BK$6:$BK$22655,0),\"\")","v":""},{"$f":"IF(O649=\"\",\"\",INDEX(EIA_Units!P649:'EIA_Units'!$P$6:$P$22655,O649))","v":""},""]
[null,"OGST","MA","Canal",1599,"2","RFO","ST",580,null,"Electric Utility/IPP Non-CHP","N","",null,{"$f":"IF(B650=\"CoalST\",MATCH(E650&\"|\"&F650,EIA_Units!$BK$6:$BK$22655,0),\"\")","v":""},{"$f":"IF(O650=\"\",\"\",INDEX(EIA_Units!P650:'EIA_Units'!$P$6:$P$22655,O650))","v":""},""]
[null,"EXCLUDE","MN","Boise Cascade International Falls",10486,"GEN1","NG","ST",4,null,"Industrial CHP","Y","Steam unit (PRMVR=ST) under 25MW/250 MMBtu/hr",null,{"$f":"IF(B651=\"CoalST\",MATCH(E651&\"|\"&F651,EIA_Units!$BK$6:$BK$22655,0),\"\")","v":""},{"$f":"IF(O651=\"\",\"\",INDEX(EIA_Units!P651:'EIA_Units'!$P$6:$P$22655,O651))","v":""},""]
[null,"EXCLUDE","MN","Boise Cascade International Falls",10486,"GEN5","NG","ST",6.2,null,"Industrial CHP","Y","Steam unit (PRMVR=ST) under 25MW/250 MMBtu/hr",null,{"$f":"IF(B652=\"CoalST\",MATCH(E652&\"|\"&F652,EIA_Units!$BK$6:$BK$22655,0),\"\")","v":""},{"$f":"IF(O652=\"\",\"\",INDEX(EIA_Units!P652:'EIA_Units'!$P$6:$P$22655,O652))","v":""},""]
[null,"EXCLUDE","MN","Boise Cascade International Falls",10486,"GEN3","NG","ST",7.5,null,"Industrial CHP","Y","Steam unit (PRMVR=ST) under 25MW/250 MMBtu/hr",null,{"$f":"IF(B653=\"CoalST\",MATCH(E653&\"|\"&F653,EIA_Units!$BK$6:$BK$22655,0),\"\")","v":""},{"$f":"IF(O653=\"\",\"\",INDEX(EIA_Units!P653:'EIA_Units'!$P$6:$P$22655,O653))","v":""},""]
[null,"EXCLUDE","MN","Boise Cascade International Falls",10486,"GEN4","NG","ST",7.5,null,"Industrial CHP","Y","Steam unit (PRMVR=ST) under 25MW/250 MMBtu/hr",null,{"$f":"IF(B654=\"CoalST\",MATCH(E654&\"|\"&F654,EIA_Units!$BK$6:$BK$22655,0),\"\")","v":""},{"$f":"IF(O654=\"\",\"\",INDEX(EIA_Units!P654:'EIA_Units'!$P$6:$P$22655,O654))","v":""},""]
[null,"EXCLUDE","LA","Noranda Alumina LLC",50846,"GT4","NG","GT",24.7,null,"Industrial CHP","Y","Simple Cycle Turbine (PRMVR=GT or OT) unit under 25MW",null,{"$f":"IF(B655=\"CoalST\",MATCH(E655&\"|\"&F655,EIA_Units!$BK$6:$BK$22655,0),\"\")","v":""},{"$f":"IF(O655=\"\",\"\",INDEX(EIA_Units!P655:'EIA_Units'!$P$6:$P$22655,O655))","v":""},""]
[null,"EXCLUDE","LA","Noranda Alumina LLC",50846,"GT1","NG","GT",16,null,"Industrial CHP","Y","Simple Cycle Turbine (PRMVR=GT or OT) unit under 25MW",null,{"$f":"IF(B656=\"CoalST\",MATCH(E656&\"|\"&F656,EIA_Units!$BK$6:$BK$22655,0),\"\")","v":""},{"$f":"IF(O656=\"\",\"\",INDEX(EIA_Units!P656:'EIA_Units'!$P$6:$P$22655,O656))","v":""},""]
[null,"EXCLUDE","LA","Noranda Alumina LLC",50846,"GT2","NG","GT",16,null,"Industrial CHP","Y","Simple Cycle Turbine (PRMVR=GT or OT) unit under 25MW",null,{"$f":"IF(B657=\"CoalST\",MATCH(E657&\"|\"&F657,EIA_Units!$BK$6:$BK$22655,0),\"\")","v":""},{"$f":"IF(O657=\"\",\"\",INDEX(EIA_Units!P657:'EIA_Units'!$P$6:$P$22655,O657))","v":""},""]
[null,"EXCLUDE","LA","Noranda Alumina LLC",50846,"GT3","NG","GT",16,null,"Industrial CHP","Y","Simple Cycle Turbine (PRMVR=GT or OT) unit under 25MW",null,{"$f":"IF(B658=\"CoalST\",MATCH(E658&\"|\"&F658,EIA_Units!$BK$6:$BK$22655,0),\"\")","v":""},{"$f":"IF(O658=\"\",\"\",INDEX(EIA_Units!P658:'EIA_Units'!$P$6:$P$22655,O658))","v":""},""]
[null,"EXCLUDE","MN","Boise Cascade International Falls",10486,"GEN2","NG","ST",4,null,"Industrial CHP","Y","Steam unit (PRMVR=ST) under 25MW/250 MMBtu/hr",null,{"$f":"IF(B659=\"CoalST\",MATCH(E659&\"|\"&F659,EIA_Units!$BK$6:$BK$22655,0),\"\")","v":""},{"$f":"IF(O659=\"\",\"\",INDEX(EIA_Units!P659:'EIA_Units'!$P$6:$P$22655,O659))","v":""},""]
[null,"EXCLUDE","MI","Escanaba Paper Company",10208,"NO.7","BIT","ST",27.2,null,"Industrial CHP","Y","Commercial/Industrial Unit",null,{"$f":"IF(B660=\"CoalST\",MATCH(E660&\"|\"&F660,EIA_Units!$BK$6:$BK$22655,0),\"\")","v":""},{"$f":"IF(O660=\"\",\"\",INDEX(EIA_Units!P660:'EIA_Units'!$P$6:$P$22655,O660))","v":""},""]
[null,"EXCLUDE","MI","Escanaba Paper Company",10208,"NO9","BIT","ST",54,null,"Industrial CHP","Y","Commercial/Industrial Unit",null,{"$f":"IF(B661=\"CoalST\",MATCH(E661&\"|\"&F661,EIA_Units!$BK$6:$BK$22655,0),\"\")","v":""},{"$f":"IF(O661=\"\",\"\",INDEX(EIA_Units!P661:'EIA_Units'!$P$6:$P$22655,O661))","v":""},""]
[null,"COALST","NC","Edgecombe Genco LLC",10384,"GEN1","BIT","ST",57.4,null,"IPP CHP","Y","",null,{"$f":"IF(B662=\"CoalST\",MATCH(E662&\"|\"&F662,EIA_Units!$BK$6:$BK$22655,0),\"\")","v":15744},{"$f":"IF(O662=\"\",\"\",INDEX(EIA_Units!P662:'EIA_Units'!$P$6:$P$22655,O662))","v":1990},24]
[null,"EXCLUDE","MO","Jackson Square",2134,"1","DFO","GT",18,null,"Electric Utility","N","Simple Cycle Turbine (PRMVR=GT or OT) unit under 25MW",null,{"$f":"IF(B663=\"CoalST\",MATCH(E663&\"|\"&F663,EIA_Units!$BK$6:$BK$22655,0),\"\")","v":""},{"$f":"IF(O663=\"\",\"\",INDEX(EIA_Units!P663:'EIA_Units'!$P$6:$P$22655,O663))","v":""},""]
[null,"EXCLUDE","MO","Jackson Square",2134,"2","DFO","GT",18,null,"Electric Utility","N","Simple Cycle Turbine (PRMVR=GT or OT) unit under 25MW",null,{"$f":"IF(B664=\"CoalST\",MATCH(E664&\"|\"&F664,EIA_Units!$BK$6:$BK$22655,0),\"\")","v":""},{"$f":"IF(O664=\"\",\"\",INDEX(EIA_Units!P664:'EIA_Units'!$P$6:$P$22655,O664))","v":""},""]
[null,"EXCLUDE","NY","Dutchess Cnty Resource Recovery Facility",10305,"GEN1","MSB","ST",9.1999999999999993,null,"Commercial CHP","Y","Non Fossil fuel type",null,{"$f":"IF(B665=\"CoalST\",MATCH(E665&\"|\"&F665,EIA_Units!$BK$6:$BK$22655,0),\"\")","v":""},{"$f":"IF(O665=\"\",\"\",INDEX(EIA_Units!P665:'EIA_Units'!$P$6:$P$22655,O665))","v":""},""]
[null,"COALST","OH","Avon Lake",2836,"7","BIT","ST",86,null,"Electric Utility/IPP Non-CHP","N","",null,{"$f":"IF(B666=\"CoalST\",MATCH(E666&\"|\"&F666,EIA_Units!$BK$6:$BK$22655,0),\"\")","v":8207},{"$f":"IF(O666=\"\",\"\",INDEX(EIA_Units!P666:'EIA_Units'!$P$6:$P$22655,O666))","v":1949},65]
[null,"EXCLUDE","RI","Rhode Island Hospital",52024,"NEW1","NG","ST",3.5,null,"Commercial CHP","Y","Steam unit (PRMVR=ST) under 25MW/250 MMBtu/hr",null,{"$f":"IF(B667=\"CoalST\",MATCH(E667&\"|\"&F667,EIA_Units!$BK$6:$BK$22655,0),\"\")","v":""},{"$f":"IF(O667=\"\",\"\",INDEX(EIA_Units!P667:'EIA_Units'!$P$6:$P$22655,O667))","v":""},""]
[null,"EXCLUDE","RI","Rhode Island Hospital",52024,"NEW3","NG","ST",3.5,null,"Commercial CHP","Y","Steam unit (PRMVR=ST) under 25MW/250 MMBtu/hr",null,{"$f":"IF(B668=\"CoalST\",MATCH(E668&\"|\"&F668,EIA_Units!$BK$6:$BK$22655,0),\"\")","v":""},{"$f":"IF(O668=\"\",\"\",INDEX(EIA_Units!P668:'EIA_Units'!$P$6:$P$22655,O668))","v":""},""]
[null,"EXCLUDE","RI","Rhode Island Hospital",52024,"GEN4","NG","ST",1.7,null,"Commercial CHP","Y","Steam unit (PRMVR=ST) under 25MW/250 MMBtu/hr",null,{"$f":"IF(B669=\"CoalST\",MATCH(E669&\"|\"&F669,EIA_Units!$BK$6:$BK$22655,0),\"\")","v":""},{"$f":"IF(O669=\"\",\"\",INDEX(EIA_Units!P669:'EIA_Units'!$P$6:$P$22655,O669))","v":""},""]
[null,"EXCLUDE","RI","Rhode Island Hospital",52024,"GEN2","NG","ST",1.7,null,"Commercial CHP","Y","Steam unit (PRMVR=ST) under 25MW/250 MMBtu/hr",null,{"$f":"IF(B670=\"CoalST\",MATCH(E670&\"|\"&F670,EIA_Units!$BK$6:$BK$22655,0),\"\")","v":""},{"$f":"IF(O670=\"\",\"\",INDEX(EIA_Units!P670:'EIA_Units'!$P$6:$P$22655,O670))","v":""},""]
[null,"EXCLUDE","IL","Ingredion Illinois",54556,"TGO1","BIT","ST",22.5,null,"Industrial CHP","Y","Steam unit (PRMVR=ST) under 25MW/250 MMBtu/hr",null,{"$f":"IF(B671=\"CoalST\",MATCH(E671&\"|\"&F671,EIA_Units!$BK$6:$BK$22655,0),\"\")","v":""},{"$f":"IF(O671=\"\",\"\",INDEX(EIA_Units!P671:'EIA_Units'!$P$6:$P$22655,O671))","v":""},""]
[null,"EXCLUDE","IL","Ingredion Illinois",54556,"TGO2","BIT","ST",22.5,null,"Industrial CHP","Y","Steam unit (PRMVR=ST) under 25MW/250 MMBtu/hr",null,{"$f":"IF(B672=\"CoalST\",MATCH(E672&\"|\"&F672,EIA_Units!$BK$6:$BK$22655,0),\"\")","v":""},{"$f":"IF(O672=\"\",\"\",INDEX(EIA_Units!P672:'EIA_Units'!$P$6:$P$22655,O672))","v":""},""]
[null,"EXCLUDE","MI","Greater Detroit Resource Recovery",10033,"GEN1","MSB","ST",68.400000000000006,null,"Commercial CHP","Y","Non Fossil fuel type",null,{"$f":"IF(B673=\"CoalST\",MATCH(E673&\"|\"&F673,EIA_Units!$BK$6:$BK$22655,0),\"\")","v":""},{"$f":"IF(O673=\"\",\"\",INDEX(EIA_Units!P673:'EIA_Units'!$P$6:$P$22655,O673))","v":""},""]
[null,"EXCLUDE","MA","Univ of Massachusetts Medical Center",50087,"GEN1","NG","ST",2.5,null,"Commercial CHP","Y","Steam unit (PRMVR=ST) under 25MW/250 MMBtu/hr",null,{"$f":"IF(B674=\"CoalST\",MATCH(E674&\"|\"&F674,EIA_Units!$BK$6:$BK$22655,0),\"\")","v":""},{"$f":"IF(O674=\"\",\"\",INDEX(EIA_Units!P674:'EIA_Units'!$P$6:$P$22655,O674))","v":""},""]
[null,"EXCLUDE","MA","Univ of Massachusetts Medical Center",50087,"GEN3","NG","ST",5,null,"Commercial CHP","Y","Steam unit (PRMVR=ST) under 25MW/250 MMBtu/hr",null,{"$f":"IF(B675=\"CoalST\",MATCH(E675&\"|\"&F675,EIA_Units!$BK$6:$BK$22655,0),\"\")","v":""},{"$f":"IF(O675=\"\",\"\",INDEX(EIA_Units!P675:'EIA_Units'!$P$6:$P$22655,O675))","v":""},""]
[null,"EXCLUDE","MA","Univ of Massachusetts Medical Center",50087,"GEN2","NG","ST",2.5,null,"Commercial CHP","Y","Steam unit (PRMVR=ST) under 25MW/250 MMBtu/hr",null,{"$f":"IF(B676=\"CoalST\",MATCH(E676&\"|\"&F676,EIA_Units!$BK$6:$BK$22655,0),\"\")","v":""},{"$f":"IF(O676=\"\",\"\",INDEX(EIA_Units!P676:'EIA_Units'!$P$6:$P$22655,O676))","v":""},""]
[null,"EXCLUDE","MN","Rapids Energy Center",10686,"6","WDS","ST",12.5,null,"Electric Utility","Y","Non Fossil fuel type",null,{"$f":"IF(B677=\"CoalST\",MATCH(E677&\"|\"&F677,EIA_Units!$BK$6:$BK$22655,0),\"\")","v":""},{"$f":"IF(O677=\"\",\"\",INDEX(EIA_Units!P677:'EIA_Units'!$P$6:$P$22655,O677))","v":""},""]
[null,"EXCLUDE","MN","Rapids Energy Center",10686,"7","WDS","ST",14,null,"Electric Utility","Y","Non Fossil fuel type",null,{"$f":"IF(B678=\"CoalST\",MATCH(E678&\"|\"&F678,EIA_Units!$BK$6:$BK$22655,0),\"\")","v":""},{"$f":"IF(O678=\"\",\"\",INDEX(EIA_Units!P678:'EIA_Units'!$P$6:$P$22655,O678))","v":""},""]
[null,"EXCLUDE","ID","Amalgamated Sugar LLC Nampa",54690,"500","BIT","ST",0.5,null,"Industrial CHP","Y","Steam unit (PRMVR=ST) under 25MW/250 MMBtu/hr",null,{"$f":"IF(B679=\"CoalST\",MATCH(E679&\"|\"&F679,EIA_Units!$BK$6:$BK$22655,0),\"\")","v":""},{"$f":"IF(O679=\"\",\"\",INDEX(EIA_Units!P679:'EIA_Units'!$P$6:$P$22655,O679))","v":""},""]
[null,"EXCLUDE","ID","Amalgamated Sugar LLC Nampa",54690,"6500","BIT","ST",6,null,"Industrial CHP","Y","Steam unit (PRMVR=ST) under 25MW/250 MMBtu/hr",null,{"$f":"IF(B680=\"CoalST\",MATCH(E680&\"|\"&F680,EIA_Units!$BK$6:$BK$22655,0),\"\")","v":""},{"$f":"IF(O680=\"\",\"\",INDEX(EIA_Units!P680:'EIA_Units'!$P$6:$P$22655,O680))","v":""},""]
[null,"EXCLUDE","ID","Amalgamated Sugar LLC Nampa",54690,"2250","BIT","ST",2.2000000000000002,null,"Industrial CHP","Y","Steam unit (PRMVR=ST) under 25MW/250 MMBtu/hr",null,{"$f":"IF(B681=\"CoalST\",MATCH(E681&\"|\"&F681,EIA_Units!$BK$6:$BK$22655,0),\"\")","v":""},{"$f":"IF(O681=\"\",\"\",INDEX(EIA_Units!P681:'EIA_Units'!$P$6:$P$22655,O681))","v":""},""]
[null,"Exclude","PA","Tolna",3116,"1","DFO","GT",27,null,"Electric Utility/IPP Non-CHP","N","Low utilization CT",null,{"$f":"IF(B682=\"CoalST\",MATCH(E682&\"|\"&F682,EIA_Units!$BK$6:$BK$22655,0),\"\")","v":""},{"$f":"IF(O682=\"\",\"\",INDEX(EIA_Units!P682:'EIA_Units'!$P$6:$P$22655,O682))","v":""},""]
[null,"Exclude","MO","Moreau",6652,"1","DFO","GT",60.8,null,"Electric Utility","N","Low utilization CT",null,{"$f":"IF(B683=\"CoalST\",MATCH(E683&\"|\"&F683,EIA_Units!$BK$6:$BK$22655,0),\"\")","v":""},{"$f":"IF(O683=\"\",\"\",INDEX(EIA_Units!P683:'EIA_Units'!$P$6:$P$22655,O683))","v":""},""]
[null,"EXCLUDE","CA","Spreckels Sugar Company",57916,"1","NG","ST",8.9,null,"Industrial CHP","Y","Steam unit (PRMVR=ST) under 25MW/250 MMBtu/hr",null,{"$f":"IF(B684=\"CoalST\",MATCH(E684&\"|\"&F684,EIA_Units!$BK$6:$BK$22655,0),\"\")","v":""},{"$f":"IF(O684=\"\",\"\",INDEX(EIA_Units!P684:'EIA_Units'!$P$6:$P$22655,O684))","v":""},""]
[null,"EXCLUDE","VA","International Paper Franklin Mill",52152,"GE10","NG","GT",46.4,null,"Industrial CHP","Y","Commercial/Industrial Unit",null,{"$f":"IF(B685=\"CoalST\",MATCH(E685&\"|\"&F685,EIA_Units!$BK$6:$BK$22655,0),\"\")","v":""},{"$f":"IF(O685=\"\",\"\",INDEX(EIA_Units!P685:'EIA_Units'!$P$6:$P$22655,O685))","v":""},""]
[null,"EXCLUDE","MA","Rousselot Inc",50955,"GEN3","NG","ST",3.7,null,"Industrial CHP","Y","Steam unit (PRMVR=ST) under 25MW/250 MMBtu/hr",null,{"$f":"IF(B686=\"CoalST\",MATCH(E686&\"|\"&F686,EIA_Units!$BK$6:$BK$22655,0),\"\")","v":""},{"$f":"IF(O686=\"\",\"\",INDEX(EIA_Units!P686:'EIA_Units'!$P$6:$P$22655,O686))","v":""},""]
[null,"EXCLUDE","MA","Rousselot Inc",50955,"GEN1","NG","ST",1.5,null,"Industrial CHP","Y","Steam unit (PRMVR=ST) under 25MW/250 MMBtu/hr",null,{"$f":"IF(B687=\"CoalST\",MATCH(E687&\"|\"&F687,EIA_Units!$BK$6:$BK$22655,0),\"\")","v":""},{"$f":"IF(O687=\"\",\"\",INDEX(EIA_Units!P687:'EIA_Units'!$P$6:$P$22655,O687))","v":""},""]
[null,"EXCLUDE","MA","Rousselot Inc",50955,"GEN2","NG","ST",1.5,null,"Industrial CHP","Y","Steam unit (PRMVR=ST) under 25MW/250 MMBtu/hr",null,{"$f":"IF(B688=\"CoalST\",MATCH(E688&\"|\"&F688,EIA_Units!$BK$6:$BK$22655,0),\"\")","v":""},{"$f":"IF(O688=\"\",\"\",INDEX(EIA_Units!P688:'EIA_Units'!$P$6:$P$22655,O688))","v":""},""]
[null,"Exclude","MO","Fairgrounds",2082,"1","DFO","GT",68.3,null,"Electric Utility","N","Low utilization CT",null,{"$f":"IF(B689=\"CoalST\",MATCH(E689&\"|\"&F689,EIA_Units!$BK$6:$BK$22655,0),\"\")","v":""},{"$f":"IF(O689=\"\",\"\",INDEX(EIA_Units!P689:'EIA_Units'!$P$6:$P$22655,O689))","v":""},""]
[null,"Exclude","MO","Mexico",6650,"1","DFO","GT",60.7,null,"Electric Utility","N","Low utilization CT",null,{"$f":"IF(B690=\"CoalST\",MATCH(E690&\"|\"&F690,EIA_Units!$BK$6:$BK$22655,0),\"\")","v":""},{"$f":"IF(O690=\"\",\"\",INDEX(EIA_Units!P690:'EIA_Units'!$P$6:$P$22655,O690))","v":""},""]
[null,"EXCLUDE","LA","Domino Sugar Arabi Plant",54512,"TG1","NG","ST",5,null,"Industrial CHP","Y","Steam unit (PRMVR=ST) under 25MW/250 MMBtu/hr",null,{"$f":"IF(B691=\"CoalST\",MATCH(E691&\"|\"&F691,EIA_Units!$BK$6:$BK$22655,0),\"\")","v":""},{"$f":"IF(O691=\"\",\"\",INDEX(EIA_Units!P691:'EIA_Units'!$P$6:$P$22655,O691))","v":""},""]
[null,"EXCLUDE","LA","Domino Sugar Arabi Plant",54512,"TG2","NG","ST",5,null,"Industrial CHP","Y","Steam unit (PRMVR=ST) under 25MW/250 MMBtu/hr",null,{"$f":"IF(B692=\"CoalST\",MATCH(E692&\"|\"&F692,EIA_Units!$BK$6:$BK$22655,0),\"\")","v":""},{"$f":"IF(O692=\"\",\"\",INDEX(EIA_Units!P692:'EIA_Units'!$P$6:$P$22655,O692))","v":""},""]
[null,"EXCLUDE","LA","Domino Sugar Arabi Plant",54512,"TG3","NG","ST",4,null,"Industrial CHP","Y","Steam unit (PRMVR=ST) under 25MW/250 MMBtu/hr",null,{"$f":"IF(B693=\"CoalST\",MATCH(E693&\"|\"&F693,EIA_Units!$BK$6:$BK$22655,0),\"\")","v":""},{"$f":"IF(O693=\"\",\"\",INDEX(EIA_Units!P693:'EIA_Units'!$P$6:$P$22655,O693))","v":""},""]
[null,"Exclude","MA","Exelon Medway LLC",1592,"GT1","DFO","GT",45,null,"Electric Utility/IPP Non-CHP","N","Low utilization CT",null,{"$f":"IF(B694=\"CoalST\",MATCH(E694&\"|\"&F694,EIA_Units!$BK$6:$BK$22655,0),\"\")","v":""},{"$f":"IF(O694=\"\",\"\",INDEX(EIA_Units!P694:'EIA_Units'!$P$6:$P$22655,O694))","v":""},""]
[null,"Exclude","IL","Waukegan",883,"312","DFO","GT",28,null,"Electric Utility/IPP Non-CHP","N","Low utilization CT",null,{"$f":"IF(B695=\"CoalST\",MATCH(E695&\"|\"&F695,EIA_Units!$BK$6:$BK$22655,0),\"\")","v":""},{"$f":"IF(O695=\"\",\"\",INDEX(EIA_Units!P695:'EIA_Units'!$P$6:$P$22655,O695))","v":""},""]
[null,"EXCLUDE","CA","Kiara Anderson Plant",57857,"1","WDS","ST",6.8,null,"IPP CHP","Y","Non Fossil fuel type",null,{"$f":"IF(B696=\"CoalST\",MATCH(E696&\"|\"&F696,EIA_Units!$BK$6:$BK$22655,0),\"\")","v":""},{"$f":"IF(O696=\"\",\"\",INDEX(EIA_Units!P696:'EIA_Units'!$P$6:$P$22655,O696))","v":""},""]
[null,"EXCLUDE","NY","RED-Rochester, LLC",10025,"42TG","BIT","ST",25.6,null,"Industrial CHP","Y","Commercial/Industrial Unit",null,{"$f":"IF(B697=\"CoalST\",MATCH(E697&\"|\"&F697,EIA_Units!$BK$6:$BK$22655,0),\"\")","v":""},{"$f":"IF(O697=\"\",\"\",INDEX(EIA_Units!P697:'EIA_Units'!$P$6:$P$22655,O697))","v":""},""]
[null,"EXCLUDE","NY","RED-Rochester, LLC",10025,"17TG","BIT","ST",15,null,"Industrial CHP","Y","Steam unit (PRMVR=ST) under 25MW/250 MMBtu/hr",null,{"$f":"IF(B698=\"CoalST\",MATCH(E698&\"|\"&F698,EIA_Units!$BK$6:$BK$22655,0),\"\")","v":""},{"$f":"IF(O698=\"\",\"\",INDEX(EIA_Units!P698:'EIA_Units'!$P$6:$P$22655,O698))","v":""},""]
[null,"EXCLUDE","NY","RED-Rochester, LLC",10025,"43TG","BIT","ST",25.6,null,"Industrial CHP","Y","Commercial/Industrial Unit",null,{"$f":"IF(B699=\"CoalST\",MATCH(E699&\"|\"&F699,EIA_Units!$BK$6:$BK$22655,0),\"\")","v":""},{"$f":"IF(O699=\"\",\"\",INDEX(EIA_Units!P699:'EIA_Units'!$P$6:$P$22655,O699))","v":""},""]
[null,"EXCLUDE","NY","RED-Rochester, LLC",10025,"44TG","BIT","ST",25.6,null,"Industrial CHP","Y","Commercial/Industrial Unit",null,{"$f":"IF(B700=\"CoalST\",MATCH(E700&\"|\"&F700,EIA_Units!$BK$6:$BK$22655,0),\"\")","v":""},{"$f":"IF(O700=\"\",\"\",INDEX(EIA_Units!P700:'EIA_Units'!$P$6:$P$22655,O700))","v":""},""]
[null,"EXCLUDE","NY","RED-Rochester, LLC",10025,"41TG","BIT","ST",25.6,null,"Industrial CHP","Y","Commercial/Industrial Unit",null,{"$f":"IF(B701=\"CoalST\",MATCH(E701&\"|\"&F701,EIA_Units!$BK$6:$BK$22655,0),\"\")","v":""},{"$f":"IF(O701=\"\",\"\",INDEX(EIA_Units!P701:'EIA_Units'!$P$6:$P$22655,O701))","v":""},""]
[null,"EXCLUDE","PA","Clairton Works",50729,"GEN1","OG","ST",21,null,"Industrial CHP","Y","Steam unit (PRMVR=ST) under 25MW/250 MMBtu/hr",null,{"$f":"IF(B702=\"CoalST\",MATCH(E702&\"|\"&F702,EIA_Units!$BK$6:$BK$22655,0),\"\")","v":""},{"$f":"IF(O702=\"\",\"\",INDEX(EIA_Units!P702:'EIA_Units'!$P$6:$P$22655,O702))","v":""},""]
[null,"EXCLUDE","PA","Clairton Works",50729,"GEN3","OG","ST",10,null,"Industrial CHP","N","Steam unit (PRMVR=ST) under 25MW/250 MMBtu/hr",null,{"$f":"IF(B703=\"CoalST\",MATCH(E703&\"|\"&F703,EIA_Units!$BK$6:$BK$22655,0),\"\")","v":""},{"$f":"IF(O703=\"\",\"\",INDEX(EIA_Units!P703:'EIA_Units'!$P$6:$P$22655,O703))","v":""},""]
[null,"EXCLUDE","NY","MacArthur Waste to Energy Facility",51038,"GEN1","MSB","ST",12.5,null,"Commercial Non-CHP","N","Non Fossil fuel type",null,{"$f":"IF(B704=\"CoalST\",MATCH(E704&\"|\"&F704,EIA_Units!$BK$6:$BK$22655,0),\"\")","v":""},{"$f":"IF(O704=\"\",\"\",INDEX(EIA_Units!P704:'EIA_Units'!$P$6:$P$22655,O704))","v":""},""]
[null,"EXCLUDE","IA","Grinnell",7137,"1","NG","GT",23.8,null,"Electric Utility","N","Simple Cycle Turbine (PRMVR=GT or OT) unit under 25MW",null,{"$f":"IF(B705=\"CoalST\",MATCH(E705&\"|\"&F705,EIA_Units!$BK$6:$BK$22655,0),\"\")","v":""},{"$f":"IF(O705=\"\",\"\",INDEX(EIA_Units!P705:'EIA_Units'!$P$6:$P$22655,O705))","v":""},""]
[null,"EXCLUDE","IA","Grinnell",7137,"2","NG","GT",23.8,null,"Electric Utility","N","Simple Cycle Turbine (PRMVR=GT or OT) unit under 25MW",null,{"$f":"IF(B706=\"CoalST\",MATCH(E706&\"|\"&F706,EIA_Units!$BK$6:$BK$22655,0),\"\")","v":""},{"$f":"IF(O706=\"\",\"\",INDEX(EIA_Units!P706:'EIA_Units'!$P$6:$P$22655,O706))","v":""},""]
[null,"Exclude","TN","Johnsonville",3406,"G18","NG","GT",84.5,null,"Electric Utility","N","Low utilization CT",null,{"$f":"IF(B707=\"CoalST\",MATCH(E707&\"|\"&F707,EIA_Units!$BK$6:$BK$22655,0),\"\")","v":""},{"$f":"IF(O707=\"\",\"\",INDEX(EIA_Units!P707:'EIA_Units'!$P$6:$P$22655,O707))","v":""},""]
[null,"EXCLUDE","MI","Fermi",1729,"3","DFO","GT",16,null,"Electric Utility","N","Simple Cycle Turbine (PRMVR=GT or OT) unit under 25MW",null,{"$f":"IF(B708=\"CoalST\",MATCH(E708&\"|\"&F708,EIA_Units!$BK$6:$BK$22655,0),\"\")","v":""},{"$f":"IF(O708=\"\",\"\",INDEX(EIA_Units!P708:'EIA_Units'!$P$6:$P$22655,O708))","v":""},""]
[null,"EXCLUDE","MI","Fermi",1729,"4","DFO","GT",16,null,"Electric Utility","N","Simple Cycle Turbine (PRMVR=GT or OT) unit under 25MW",null,{"$f":"IF(B709=\"CoalST\",MATCH(E709&\"|\"&F709,EIA_Units!$BK$6:$BK$22655,0),\"\")","v":""},{"$f":"IF(O709=\"\",\"\",INDEX(EIA_Units!P709:'EIA_Units'!$P$6:$P$22655,O709))","v":""},""]
[null,"EXCLUDE","MI","Fermi",1729,"GT1","DFO","GT",16,null,"Electric Utility","N","Simple Cycle Turbine (PRMVR=GT or OT) unit under 25MW",null,{"$f":"IF(B710=\"CoalST\",MATCH(E710&\"|\"&F710,EIA_Units!$BK$6:$BK$22655,0),\"\")","v":""},{"$f":"IF(O710=\"\",\"\",INDEX(EIA_Units!P710:'EIA_Units'!$P$6:$P$22655,O710))","v":""},""]
[null,"EXCLUDE","MI","Fermi",1729,"GT2","DFO","GT",16,null,"Electric Utility","N","Simple Cycle Turbine (PRMVR=GT or OT) unit under 25MW",null,{"$f":"IF(B711=\"CoalST\",MATCH(E711&\"|\"&F711,EIA_Units!$BK$6:$BK$22655,0),\"\")","v":""},{"$f":"IF(O711=\"\",\"\",INDEX(EIA_Units!P711:'EIA_Units'!$P$6:$P$22655,O711))","v":""},{"$f":"IF(O711=\"\",\"\",2014-P711)","v":""}]
[null,"EXCLUDE","MI","J H Campbell",1710,"A","DFO","GT",18.600000000000001,null,"Electric Utility","N","Simple Cycle Turbine (PRMVR=GT or OT) unit under 25MW",null,{"$f":"IF(B712=\"CoalST\",MATCH(E712&\"|\"&F712,EIA_Units!$BK$6:$BK$22655,0),\"\")","v":""},{"$f":"IF(O712=\"\",\"\",INDEX(EIA_Units!P712:'EIA_Units'!$P$6:$P$22655,O712))","v":""},""]
[null,"EXCLUDE","MA","Pioneer Valley Resource Recovery",50273,"DLV1","MSB","ST",9.4,null,"IPP Non-CHP","N","Non Fossil fuel type",null,{"$f":"IF(B713=\"CoalST\",MATCH(E713&\"|\"&F713,EIA_Units!$BK$6:$BK$22655,0),\"\")","v":""},{"$f":"IF(O713=\"\",\"\",INDEX(EIA_Units!P713:'EIA_Units'!$P$6:$P$22655,O713))","v":""},""]
[null,"EXCLUDE","LA","Burnside Alumina Div",58200,"GEN3","NG","ST",4,null,"Industrial Non-CHP","N","Steam unit (PRMVR=ST) under 25MW/250 MMBtu/hr",null,{"$f":"IF(B714=\"CoalST\",MATCH(E714&\"|\"&F714,EIA_Units!$BK$6:$BK$22655,0),\"\")","v":""},{"$f":"IF(O714=\"\",\"\",INDEX(EIA_Units!P714:'EIA_Units'!$P$6:$P$22655,O714))","v":""},""]
[null,"EXCLUDE","LA","Burnside Alumina Div",58200,"GEN2","NG","ST",4,null,"Industrial Non-CHP","N","Steam unit (PRMVR=ST) under 25MW/250 MMBtu/hr",null,{"$f":"IF(B715=\"CoalST\",MATCH(E715&\"|\"&F715,EIA_Units!$BK$6:$BK$22655,0),\"\")","v":""},{"$f":"IF(O715=\"\",\"\",INDEX(EIA_Units!P715:'EIA_Units'!$P$6:$P$22655,O715))","v":""},""]
[null,"EXCLUDE","NJ","Merck Rahway Power Plant",10224,"GEN8","NG","ST",5,null,"Industrial CHP","Y","Steam unit (PRMVR=ST) under 25MW/250 MMBtu/hr",null,{"$f":"IF(B716=\"CoalST\",MATCH(E716&\"|\"&F716,EIA_Units!$BK$6:$BK$22655,0),\"\")","v":""},{"$f":"IF(O716=\"\",\"\",INDEX(EIA_Units!P716:'EIA_Units'!$P$6:$P$22655,O716))","v":""},""]
[null,"EXCLUDE","NJ","Merck Rahway Power Plant",10224,"GEN9","NG","ST",10.8,null,"Industrial CHP","Y","Steam unit (PRMVR=ST) under 25MW/250 MMBtu/hr",null,{"$f":"IF(B717=\"CoalST\",MATCH(E717&\"|\"&F717,EIA_Units!$BK$6:$BK$22655,0),\"\")","v":""},{"$f":"IF(O717=\"\",\"\",INDEX(EIA_Units!P717:'EIA_Units'!$P$6:$P$22655,O717))","v":""},""]
[null,"EXCLUDE","PA","Newman",54250,"001","NG","ST",1.8,null,"Industrial CHP","Y","Steam unit (PRMVR=ST) under 25MW/250 MMBtu/hr",null,{"$f":"IF(B718=\"CoalST\",MATCH(E718&\"|\"&F718,EIA_Units!$BK$6:$BK$22655,0),\"\")","v":""},{"$f":"IF(O718=\"\",\"\",INDEX(EIA_Units!P718:'EIA_Units'!$P$6:$P$22655,O718))","v":""},""]
[null,"Exclude","SC","Myrtle Beach",3320,"3","DFO","GT",26.6,null,"Electric Utility","N","Low utilization CT",null,{"$f":"IF(B719=\"CoalST\",MATCH(E719&\"|\"&F719,EIA_Units!$BK$6:$BK$22655,0),\"\")","v":""},{"$f":"IF(O719=\"\",\"\",INDEX(EIA_Units!P719:'EIA_Units'!$P$6:$P$22655,O719))","v":""},""]
[null,"Exclude","SC","Myrtle Beach",3320,"4","DFO","GT",26.6,null,"Electric Utility","N","Low utilization CT",null,{"$f":"IF(B720=\"CoalST\",MATCH(E720&\"|\"&F720,EIA_Units!$BK$6:$BK$22655,0),\"\")","v":""},{"$f":"IF(O720=\"\",\"\",INDEX(EIA_Units!P720:'EIA_Units'!$P$6:$P$22655,O720))","v":""},""]
[null,"Exclude","SC","Myrtle Beach",3320,"5","DFO","GT",35.299999999999997,null,"Electric Utility","N","Low utilization CT",null,{"$f":"IF(B721=\"CoalST\",MATCH(E721&\"|\"&F721,EIA_Units!$BK$6:$BK$22655,0),\"\")","v":""},{"$f":"IF(O721=\"\",\"\",INDEX(EIA_Units!P721:'EIA_Units'!$P$6:$P$22655,O721))","v":""},""]
[null,"EXCLUDE","SC","Myrtle Beach",3320,"1","DFO","GT",11.5,null,"Electric Utility","N","Simple Cycle Turbine (PRMVR=GT or OT) unit under 25MW",null,{"$f":"IF(B722=\"CoalST\",MATCH(E722&\"|\"&F722,EIA_Units!$BK$6:$BK$22655,0),\"\")","v":""},{"$f":"IF(O722=\"\",\"\",INDEX(EIA_Units!P722:'EIA_Units'!$P$6:$P$22655,O722))","v":""},""]
[null,"EXCLUDE","SC","Myrtle Beach",3320,"2","DFO","GT",11.5,null,"Electric Utility","N","Simple Cycle Turbine (PRMVR=GT or OT) unit under 25MW",null,{"$f":"IF(B723=\"CoalST\",MATCH(E723&\"|\"&F723,EIA_Units!$BK$6:$BK$22655,0),\"\")","v":""},{"$f":"IF(O723=\"\",\"\",INDEX(EIA_Units!P723:'EIA_Units'!$P$6:$P$22655,O723))","v":""},""]
[null,"EXCLUDE","VA","Wheelabrator Portsmouth",54998,"1420","MSB","ST",20,null,"Commercial CHP","Y","Non Fossil fuel type",null,{"$f":"IF(B724=\"CoalST\",MATCH(E724&\"|\"&F724,EIA_Units!$BK$6:$BK$22655,0),\"\")","v":""},{"$f":"IF(O724=\"\",\"\",INDEX(EIA_Units!P724:'EIA_Units'!$P$6:$P$22655,O724))","v":""},""]
[null,"EXCLUDE","VA","Wheelabrator Portsmouth",54998,"1430","MSB","ST",20,null,"Commercial CHP","Y","Non Fossil fuel type",null,{"$f":"IF(B725=\"CoalST\",MATCH(E725&\"|\"&F725,EIA_Units!$BK$6:$BK$22655,0),\"\")","v":""},{"$f":"IF(O725=\"\",\"\",INDEX(EIA_Units!P725:'EIA_Units'!$P$6:$P$22655,O725))","v":""},""]
[null,"EXCLUDE","VA","Wheelabrator Portsmouth",54998,"1410","MSB","ST",20,null,"Commercial CHP","Y","Non Fossil fuel type",null,{"$f":"IF(B726=\"CoalST\",MATCH(E726&\"|\"&F726,EIA_Units!$BK$6:$BK$22655,0),\"\")","v":""},{"$f":"IF(O726=\"\",\"\",INDEX(EIA_Units!P726:'EIA_Units'!$P$6:$P$22655,O726))","v":""},""]
[null,"EXCLUDE","MN","New Ulm",2001,"6","NG","ST",6,null,"Electric Utility","Y","Steam unit (PRMVR=ST) under 25MW/250 MMBtu/hr",null,{"$f":"IF(B727=\"CoalST\",MATCH(E727&\"|\"&F727,EIA_Units!$BK$6:$BK$22655,0),\"\")","v":""},{"$f":"IF(O727=\"\",\"\",INDEX(EIA_Units!P727:'EIA_Units'!$P$6:$P$22655,O727))","v":""},""]
[null,"EXCLUDE","MN","New Ulm",2001,"3","NG","ST",6,null,"Electric Utility","Y","Steam unit (PRMVR=ST) under 25MW/250 MMBtu/hr",null,{"$f":"IF(B728=\"CoalST\",MATCH(E728&\"|\"&F728,EIA_Units!$BK$6:$BK$22655,0),\"\")","v":""},{"$f":"IF(O728=\"\",\"\",INDEX(EIA_Units!P728:'EIA_Units'!$P$6:$P$22655,O728))","v":""},""]
[null,"EXCLUDE","MN","New Ulm",2001,"4","NG","ST",15,null,"Electric Utility","Y","Steam unit (PRMVR=ST) under 25MW/250 MMBtu/hr",null,{"$f":"IF(B729=\"CoalST\",MATCH(E729&\"|\"&F729,EIA_Units!$BK$6:$BK$22655,0),\"\")","v":""},{"$f":"IF(O729=\"\",\"\",INDEX(EIA_Units!P729:'EIA_Units'!$P$6:$P$22655,O729))","v":""},""]
[null,"EXCLUDE","MA","Williams College - Campus CHP",58160,"GEN2","NG","ST",3,null,"Commercial CHP","Y","Steam unit (PRMVR=ST) under 25MW/250 MMBtu/hr",null,{"$f":"IF(B730=\"CoalST\",MATCH(E730&\"|\"&F730,EIA_Units!$BK$6:$BK$22655,0),\"\")","v":""},{"$f":"IF(O730=\"\",\"\",INDEX(EIA_Units!P730:'EIA_Units'!$P$6:$P$22655,O730))","v":""},""]
[null,"EXCLUDE","FL","Miami Dade County Resource Recovery Fac",10062,"GEN1","MSB","ST",38.5,null,"IPP Non-CHP","N","Non Fossil fuel type",null,{"$f":"IF(B731=\"CoalST\",MATCH(E731&\"|\"&F731,EIA_Units!$BK$6:$BK$22655,0),\"\")","v":""},{"$f":"IF(O731=\"\",\"\",INDEX(EIA_Units!P731:'EIA_Units'!$P$6:$P$22655,O731))","v":""},""]
[null,"EXCLUDE","FL","Miami Dade County Resource Recovery Fac",10062,"GEN2","MSB","ST",38.5,null,"IPP Non-CHP","N","Non Fossil fuel type",null,{"$f":"IF(B732=\"CoalST\",MATCH(E732&\"|\"&F732,EIA_Units!$BK$6:$BK$22655,0),\"\")","v":""},{"$f":"IF(O732=\"\",\"\",INDEX(EIA_Units!P732:'EIA_Units'!$P$6:$P$22655,O732))","v":""},""]
[null,"EXCLUDE","LA","International Paper Red River Mill",58108,"3T-G","BLQ","ST",78.8,null,"Industrial CHP","Y","Commercial/Industrial Unit",null,{"$f":"IF(B733=\"CoalST\",MATCH(E733&\"|\"&F733,EIA_Units!$BK$6:$BK$22655,0),\"\")","v":""},{"$f":"IF(O733=\"\",\"\",INDEX(EIA_Units!P733:'EIA_Units'!$P$6:$P$22655,O733))","v":""},""]
[null,"EXCLUDE","KS","Wellington 1",1330,"4","NG","ST",20,null,"Electric Utility","N","Steam unit (PRMVR=ST) under 25MW/250 MMBtu/hr",null,{"$f":"IF(B734=\"CoalST\",MATCH(E734&\"|\"&F734,EIA_Units!$BK$6:$BK$22655,0),\"\")","v":""},{"$f":"IF(O734=\"\",\"\",INDEX(EIA_Units!P734:'EIA_Units'!$P$6:$P$22655,O734))","v":""},""]
[null,"Exclude","IL","Waukegan",883,"311","DFO","GT",28,null,"Electric Utility/IPP Non-CHP","N","Low utilization CT",null,{"$f":"IF(B735=\"CoalST\",MATCH(E735&\"|\"&F735,EIA_Units!$BK$6:$BK$22655,0),\"\")","v":""},{"$f":"IF(O735=\"\",\"\",INDEX(EIA_Units!P735:'EIA_Units'!$P$6:$P$22655,O735))","v":""},""]
[null,"EXCLUDE","MO","MU Combined Heat and Power Plant",50969,"GEN3","BIT","ST",19.8,null,"Commercial CHP","Y","Steam unit (PRMVR=ST) under 25MW/250 MMBtu/hr",null,{"$f":"IF(B736=\"CoalST\",MATCH(E736&\"|\"&F736,EIA_Units!$BK$6:$BK$22655,0),\"\")","v":""},{"$f":"IF(O736=\"\",\"\",INDEX(EIA_Units!P736:'EIA_Units'!$P$6:$P$22655,O736))","v":""},""]
[null,"EXCLUDE","MO","MU Combined Heat and Power Plant",50969,"GEN4","BIT","ST",14.5,null,"Commercial CHP","Y","Steam unit (PRMVR=ST) under 25MW/250 MMBtu/hr",null,{"$f":"IF(B737=\"CoalST\",MATCH(E737&\"|\"&F737,EIA_Units!$BK$6:$BK$22655,0),\"\")","v":""},{"$f":"IF(O737=\"\",\"\",INDEX(EIA_Units!P737:'EIA_Units'!$P$6:$P$22655,O737))","v":""},""]
[null,"EXCLUDE","MO","MU Combined Heat and Power Plant",50969,"GEN1","BIT","ST",6.2,null,"Commercial CHP","Y","Steam unit (PRMVR=ST) under 25MW/250 MMBtu/hr",null,{"$f":"IF(B738=\"CoalST\",MATCH(E738&\"|\"&F738,EIA_Units!$BK$6:$BK$22655,0),\"\")","v":""},{"$f":"IF(O738=\"\",\"\",INDEX(EIA_Units!P738:'EIA_Units'!$P$6:$P$22655,O738))","v":""},""]
[null,"EXCLUDE","MO","MU Combined Heat and Power Plant",50969,"GEN2","BIT","ST",12.5,null,"Commercial CHP","Y","Steam unit (PRMVR=ST) under 25MW/250 MMBtu/hr",null,{"$f":"IF(B739=\"CoalST\",MATCH(E739&\"|\"&F739,EIA_Units!$BK$6:$BK$22655,0),\"\")","v":""},{"$f":"IF(O739=\"\",\"\",INDEX(EIA_Units!P739:'EIA_Units'!$P$6:$P$22655,O739))","v":""},""]
[null,"EXCLUDE","IA","Archer Daniels Midland Cedar Rapids",10864,"GEN5","SUB","ST",31,null,"Industrial CHP","Y","Commercial/Industrial Unit",null,{"$f":"IF(B740=\"CoalST\",MATCH(E740&\"|\"&F740,EIA_Units!$BK$6:$BK$22655,0),\"\")","v":""},{"$f":"IF(O740=\"\",\"\",INDEX(EIA_Units!P740:'EIA_Units'!$P$6:$P$22655,O740))","v":""},""]
[null,"EXCLUDE","IA","Archer Daniels Midland Cedar Rapids",10864,"GEN4","SUB","ST",31,null,"Industrial CHP","Y","Commercial/Industrial Unit",null,{"$f":"IF(B741=\"CoalST\",MATCH(E741&\"|\"&F741,EIA_Units!$BK$6:$BK$22655,0),\"\")","v":""},{"$f":"IF(O741=\"\",\"\",INDEX(EIA_Units!P741:'EIA_Units'!$P$6:$P$22655,O741))","v":""},""]
[null,"EXCLUDE","IA","Archer Daniels Midland Cedar Rapids",10864,"GEN2","SUB","ST",31,null,"Industrial CHP","Y","Commercial/Industrial Unit",null,{"$f":"IF(B742=\"CoalST\",MATCH(E742&\"|\"&F742,EIA_Units!$BK$6:$BK$22655,0),\"\")","v":""},{"$f":"IF(O742=\"\",\"\",INDEX(EIA_Units!P742:'EIA_Units'!$P$6:$P$22655,O742))","v":""},""]
[null,"EXCLUDE","IA","Archer Daniels Midland Cedar Rapids",10864,"GEN1","SUB","ST",31,null,"Industrial CHP","Y","Commercial/Industrial Unit",null,{"$f":"IF(B743=\"CoalST\",MATCH(E743&\"|\"&F743,EIA_Units!$BK$6:$BK$22655,0),\"\")","v":""},{"$f":"IF(O743=\"\",\"\",INDEX(EIA_Units!P743:'EIA_Units'!$P$6:$P$22655,O743))","v":""},""]
[null,"EXCLUDE","IA","Archer Daniels Midland Cedar Rapids",10864,"GEN6","SUB","ST",101.1,null,"Industrial CHP","Y","Commercial/Industrial Unit",null,{"$f":"IF(B744=\"CoalST\",MATCH(E744&\"|\"&F744,EIA_Units!$BK$6:$BK$22655,0),\"\")","v":""},{"$f":"IF(O744=\"\",\"\",INDEX(EIA_Units!P744:'EIA_Units'!$P$6:$P$22655,O744))","v":""},""]
[null,"EXCLUDE","IA","Archer Daniels Midland Cedar Rapids",10864,"GEN3","SUB","ST",31,null,"Industrial CHP","Y","Commercial/Industrial Unit",null,{"$f":"IF(B745=\"CoalST\",MATCH(E745&\"|\"&F745,EIA_Units!$BK$6:$BK$22655,0),\"\")","v":""},{"$f":"IF(O745=\"\",\"\",INDEX(EIA_Units!P745:'EIA_Units'!$P$6:$P$22655,O745))","v":""},""]
[null,"EXCLUDE","PA","Falls",3162,"1","DFO","GT",21.2,null,"IPP Non-CHP","N","Simple Cycle Turbine (PRMVR=GT or OT) unit under 25MW",null,{"$f":"IF(B746=\"CoalST\",MATCH(E746&\"|\"&F746,EIA_Units!$BK$6:$BK$22655,0),\"\")","v":""},{"$f":"IF(O746=\"\",\"\",INDEX(EIA_Units!P746:'EIA_Units'!$P$6:$P$22655,O746))","v":""},""]
[null,"EXCLUDE","PA","Falls",3162,"2","DFO","GT",21.2,null,"IPP Non-CHP","N","Simple Cycle Turbine (PRMVR=GT or OT) unit under 25MW",null,{"$f":"IF(B747=\"CoalST\",MATCH(E747&\"|\"&F747,EIA_Units!$BK$6:$BK$22655,0),\"\")","v":""},{"$f":"IF(O747=\"\",\"\",INDEX(EIA_Units!P747:'EIA_Units'!$P$6:$P$22655,O747))","v":""},""]
[null,"EXCLUDE","PA","Falls",3162,"3","DFO","GT",21.2,null,"IPP Non-CHP","N","Simple Cycle Turbine (PRMVR=GT or OT) unit under 25MW",null,{"$f":"IF(B748=\"CoalST\",MATCH(E748&\"|\"&F748,EIA_Units!$BK$6:$BK$22655,0),\"\")","v":""},{"$f":"IF(O748=\"\",\"\",INDEX(EIA_Units!P748:'EIA_Units'!$P$6:$P$22655,O748))","v":""},""]
[null,"EXCLUDE","NC","KapStone Kraft Paper Corp",50254,"GEN1","BIT","ST",22.5,null,"Industrial CHP/Pulp & Paper Mill","Y","Steam unit (PRMVR=ST) under 25MW/250 MMBtu/hr",null,{"$f":"IF(B749=\"CoalST\",MATCH(E749&\"|\"&F749,EIA_Units!$BK$6:$BK$22655,0),\"\")","v":""},{"$f":"IF(O749=\"\",\"\",INDEX(EIA_Units!P749:'EIA_Units'!$P$6:$P$22655,O749))","v":""},""]
[null,"EXCLUDE","PA","Harrisburg Facility",10118,"GEN3","MSB","ST",24.1,null,"IPP CHP","Y","Non Fossil fuel type",null,{"$f":"IF(B750=\"CoalST\",MATCH(E750&\"|\"&F750,EIA_Units!$BK$6:$BK$22655,0),\"\")","v":""},{"$f":"IF(O750=\"\",\"\",INDEX(EIA_Units!P750:'EIA_Units'!$P$6:$P$22655,O750))","v":""},""]
[null,"Exclude","MO","Howard Bend",2102,"1","DFO","GT",47.4,null,"Electric Utility","N","Low utilization CT",null,{"$f":"IF(B751=\"CoalST\",MATCH(E751&\"|\"&F751,EIA_Units!$BK$6:$BK$22655,0),\"\")","v":""},{"$f":"IF(O751=\"\",\"\",INDEX(EIA_Units!P751:'EIA_Units'!$P$6:$P$22655,O751))","v":""},""]
[null,"Exclude","PA","Tolna",3116,"2","DFO","GT",27,null,"Electric Utility/IPP Non-CHP","N","Low utilization CT",null,{"$f":"IF(B752=\"CoalST\",MATCH(E752&\"|\"&F752,EIA_Units!$BK$6:$BK$22655,0),\"\")","v":""},{"$f":"IF(O752=\"\",\"\",INDEX(EIA_Units!P752:'EIA_Units'!$P$6:$P$22655,O752))","v":""},""]
[null,"EXCLUDE","MI","St Clair",1743,"11","DFO","GT",18.5,null,"Electric Utility","N","Simple Cycle Turbine (PRMVR=GT or OT) unit under 25MW",null,{"$f":"IF(B753=\"CoalST\",MATCH(E753&\"|\"&F753,EIA_Units!$BK$6:$BK$22655,0),\"\")","v":""},{"$f":"IF(O753=\"\",\"\",INDEX(EIA_Units!P753:'EIA_Units'!$P$6:$P$22655,O753))","v":""},""]
[null,"EXCLUDE","NJ","Cedar Station",2380,"CED2","DFO","GT",21.2,null,"Electric Utility/IPP Non-CHP","N","Simple Cycle Turbine (PRMVR=GT or OT) unit under 25MW",null,{"$f":"IF(B754=\"CoalST\",MATCH(E754&\"|\"&F754,EIA_Units!$BK$6:$BK$22655,0),\"\")","v":""},{"$f":"IF(O754=\"\",\"\",INDEX(EIA_Units!P754:'EIA_Units'!$P$6:$P$22655,O754))","v":""},""]
[null,"Exclude","NJ","Cedar Station",2380,"CED1","DFO","GT",46,null,"Electric Utility/IPP Non-CHP","N","Low utilization CT",null,{"$f":"IF(B755=\"CoalST\",MATCH(E755&\"|\"&F755,EIA_Units!$BK$6:$BK$22655,0),\"\")","v":""},{"$f":"IF(O755=\"\",\"\",INDEX(EIA_Units!P755:'EIA_Units'!$P$6:$P$22655,O755))","v":""},""]
[null,"EXCLUDE","LA","Georgia-Pacific Port Hudson",10612,"GEN1","BLQ","ST",67.7,null,"Industrial CHP","Y","Commercial/Industrial Unit",null,{"$f":"IF(B756=\"CoalST\",MATCH(E756&\"|\"&F756,EIA_Units!$BK$6:$BK$22655,0),\"\")","v":""},{"$f":"IF(O756=\"\",\"\",INDEX(EIA_Units!P756:'EIA_Units'!$P$6:$P$22655,O756))","v":""},""]
[null,"Exclude","MA","Exelon Medway LLC",1592,"GT3","DFO","GT",45,null,"Electric Utility/IPP Non-CHP","N","Low utilization CT",null,{"$f":"IF(B757=\"CoalST\",MATCH(E757&\"|\"&F757,EIA_Units!$BK$6:$BK$22655,0),\"\")","v":""},{"$f":"IF(O757=\"\",\"\",INDEX(EIA_Units!P757:'EIA_Units'!$P$6:$P$22655,O757))","v":""},""]
[null,"EXCLUDE","IA","Iowa State University",54201,"GEN4","BIT","ST",6.2,null,"Commercial CHP","Y","Steam unit (PRMVR=ST) under 25MW/250 MMBtu/hr",null,{"$f":"IF(B758=\"CoalST\",MATCH(E758&\"|\"&F758,EIA_Units!$BK$6:$BK$22655,0),\"\")","v":""},{"$f":"IF(O758=\"\",\"\",INDEX(EIA_Units!P758:'EIA_Units'!$P$6:$P$22655,O758))","v":""},""]
[null,"EXCLUDE","NY","South Hampton",2519,"1","DFO","GT",11.5,null,"Electric Utility","N","Simple Cycle Turbine (PRMVR=GT or OT) unit under 25MW",null,{"$f":"IF(B759=\"CoalST\",MATCH(E759&\"|\"&F759,EIA_Units!$BK$6:$BK$22655,0),\"\")","v":""},{"$f":"IF(O759=\"\",\"\",INDEX(EIA_Units!P759:'EIA_Units'!$P$6:$P$22655,O759))","v":""},""]
[null,"EXCLUDE","NJ","Missouri Avenue",2383,"MISB","KER","GT",18.600000000000001,null,"IPP Non-CHP","N","Simple Cycle Turbine (PRMVR=GT or OT) unit under 25MW",null,{"$f":"IF(B760=\"CoalST\",MATCH(E760&\"|\"&F760,EIA_Units!$BK$6:$BK$22655,0),\"\")","v":""},{"$f":"IF(O760=\"\",\"\",INDEX(EIA_Units!P760:'EIA_Units'!$P$6:$P$22655,O760))","v":""},""]
[null,"EXCLUDE","NJ","Missouri Avenue",2383,"MISC","KER","GT",18.600000000000001,null,"IPP Non-CHP","N","Simple Cycle Turbine (PRMVR=GT or OT) unit under 25MW",null,{"$f":"IF(B761=\"CoalST\",MATCH(E761&\"|\"&F761,EIA_Units!$BK$6:$BK$22655,0),\"\")","v":""},{"$f":"IF(O761=\"\",\"\",INDEX(EIA_Units!P761:'EIA_Units'!$P$6:$P$22655,O761))","v":""},""]
[null,"EXCLUDE","NJ","Missouri Avenue",2383,"MISD","KER","GT",18.600000000000001,null,"IPP Non-CHP","N","Simple Cycle Turbine (PRMVR=GT or OT) unit under 25MW",null,{"$f":"IF(B762=\"CoalST\",MATCH(E762&\"|\"&F762,EIA_Units!$BK$6:$BK$22655,0),\"\")","v":""},{"$f":"IF(O762=\"\",\"\",INDEX(EIA_Units!P762:'EIA_Units'!$P$6:$P$22655,O762))","v":""},""]
[null,"EXCLUDE","FL","Wheelabrator Ridge Energy",54529,"0001","WDS","ST",45.5,null,"IPP Non-CHP","N","Non Fossil fuel type",null,{"$f":"IF(B763=\"CoalST\",MATCH(E763&\"|\"&F763,EIA_Units!$BK$6:$BK$22655,0),\"\")","v":""},{"$f":"IF(O763=\"\",\"\",INDEX(EIA_Units!P763:'EIA_Units'!$P$6:$P$22655,O763))","v":""},""]
[null,"EXCLUDE","NH","Merrimack",2364,"GT1","JF","GT",18.600000000000001,null,"Electric Utility","N","Simple Cycle Turbine (PRMVR=GT or OT) unit under 25MW",null,{"$f":"IF(B764=\"CoalST\",MATCH(E764&\"|\"&F764,EIA_Units!$BK$6:$BK$22655,0),\"\")","v":""},{"$f":"IF(O764=\"\",\"\",INDEX(EIA_Units!P764:'EIA_Units'!$P$6:$P$22655,O764))","v":""},""]
[null,"EXCLUDE","NH","Merrimack",2364,"GT2","JF","GT",18.600000000000001,null,"Electric Utility","N","Simple Cycle Turbine (PRMVR=GT or OT) unit under 25MW",null,{"$f":"IF(B765=\"CoalST\",MATCH(E765&\"|\"&F765,EIA_Units!$BK$6:$BK$22655,0),\"\")","v":""},{"$f":"IF(O765=\"\",\"\",INDEX(EIA_Units!P765:'EIA_Units'!$P$6:$P$22655,O765))","v":""},""]
[null,"Exclude","GA","Bainbridge",56015,"SEG1","DFO","GT",40,null,"Electric Utility/IPP Non-CHP","N","Low utilization CT",null,{"$f":"IF(B766=\"CoalST\",MATCH(E766&\"|\"&F766,EIA_Units!$BK$6:$BK$22655,0),\"\")","v":""},{"$f":"IF(O766=\"\",\"\",INDEX(EIA_Units!P766:'EIA_Units'!$P$6:$P$22655,O766))","v":""},""]
[null,"Exclude","GA","Bainbridge",56015,"SEGC","DFO","GT",40,null,"Electric Utility/IPP Non-CHP","N","Low utilization CT",null,{"$f":"IF(B767=\"CoalST\",MATCH(E767&\"|\"&F767,EIA_Units!$BK$6:$BK$22655,0),\"\")","v":""},{"$f":"IF(O767=\"\",\"\",INDEX(EIA_Units!P767:'EIA_Units'!$P$6:$P$22655,O767))","v":""},""]
[null,"EXCLUDE","OR","SPFT - Newberg Cogen",56124,"TG1","WDS","ST",12.5,null,"Industrial CHP","Y","Non Fossil fuel type",null,{"$f":"IF(B768=\"CoalST\",MATCH(E768&\"|\"&F768,EIA_Units!$BK$6:$BK$22655,0),\"\")","v":""},{"$f":"IF(O768=\"\",\"\",INDEX(EIA_Units!P768:'EIA_Units'!$P$6:$P$22655,O768))","v":""},""]
[null,"EXCLUDE","OR","SPFT - Newberg Cogen",56124,"TG2","WDS","ST",42.8,null,"Industrial CHP","Y","Non Fossil fuel type",null,{"$f":"IF(B769=\"CoalST\",MATCH(E769&\"|\"&F769,EIA_Units!$BK$6:$BK$22655,0),\"\")","v":""},{"$f":"IF(O769=\"\",\"\",INDEX(EIA_Units!P769:'EIA_Units'!$P$6:$P$22655,O769))","v":""},""]
[null,"EXCLUDE","SC","Sonoco Products Co",57919,"3","NG","ST",10,null,"Industrial CHP","Y","Steam unit (PRMVR=ST) under 25MW/250 MMBtu/hr",null,{"$f":"IF(B770=\"CoalST\",MATCH(E770&\"|\"&F770,EIA_Units!$BK$6:$BK$22655,0),\"\")","v":""},{"$f":"IF(O770=\"\",\"\",INDEX(EIA_Units!P770:'EIA_Units'!$P$6:$P$22655,O770))","v":""},""]
[null,"EXCLUDE","SC","Sonoco Products Co",57919,"2","NG","ST",2.5,null,"Industrial CHP","Y","Steam unit (PRMVR=ST) under 25MW/250 MMBtu/hr",null,{"$f":"IF(B771=\"CoalST\",MATCH(E771&\"|\"&F771,EIA_Units!$BK$6:$BK$22655,0),\"\")","v":""},{"$f":"IF(O771=\"\",\"\",INDEX(EIA_Units!P771:'EIA_Units'!$P$6:$P$22655,O771))","v":""},""]
[null,"EXCLUDE","CA","Blue Lake Power LLC",10764,"GEN1","WDS","ST",13.8,null,"IPP Non-CHP","N","Non Fossil fuel type",null,{"$f":"IF(B772=\"CoalST\",MATCH(E772&\"|\"&F772,EIA_Units!$BK$6:$BK$22655,0),\"\")","v":""},{"$f":"IF(O772=\"\",\"\",INDEX(EIA_Units!P772:'EIA_Units'!$P$6:$P$22655,O772))","v":""},""]
[null,"EXCLUDE","AZ","Catalyst Paper Snowflake Mill",50805,"GEN2","SUB","ST",43.3,null,"Industrial CHP","Y","Commercial/Industrial Unit",null,{"$f":"IF(B773=\"CoalST\",MATCH(E773&\"|\"&F773,EIA_Units!$BK$6:$BK$22655,0),\"\")","v":""},{"$f":"IF(O773=\"\",\"\",INDEX(EIA_Units!P773:'EIA_Units'!$P$6:$P$22655,O773))","v":""},""]
[null,"EXCLUDE","AZ","Catalyst Paper Snowflake Mill",50805,"GEN1","SUB","ST",27.2,null,"Industrial CHP","Y","Commercial/Industrial Unit",null,{"$f":"IF(B774=\"CoalST\",MATCH(E774&\"|\"&F774,EIA_Units!$BK$6:$BK$22655,0),\"\")","v":""},{"$f":"IF(O774=\"\",\"\",INDEX(EIA_Units!P774:'EIA_Units'!$P$6:$P$22655,O774))","v":""},""]
[null,"EXCLUDE","IA","Ames GT",6463,"GT1","DFO","GT",21.3,null,"Electric Utility","N","Simple Cycle Turbine (PRMVR=GT or OT) unit under 25MW",null,{"$f":"IF(B775=\"CoalST\",MATCH(E775&\"|\"&F775,EIA_Units!$BK$6:$BK$22655,0),\"\")","v":""},{"$f":"IF(O775=\"\",\"\",INDEX(EIA_Units!P775:'EIA_Units'!$P$6:$P$22655,O775))","v":""},{"$f":"IF(O775=\"\",\"\",2014-P775)","v":""}]
[null,"Exclude","IA","Ames GT",6463,"GT2","DFO","GT",57.4,null,"Electric Utility","N","Low utilization CT",null,{"$f":"IF(B776=\"CoalST\",MATCH(E776&\"|\"&F776,EIA_Units!$BK$6:$BK$22655,0),\"\")","v":""},{"$f":"IF(O776=\"\",\"\",INDEX(EIA_Units!P776:'EIA_Units'!$P$6:$P$22655,O776))","v":""},""]
[null,"COALST","IN","Logansport",1032,"5","BIT","ST",25,null,"Electric Utility","N","",null,{"$f":"IF(B777=\"CoalST\",MATCH(E777&\"|\"&F777,EIA_Units!$BK$6:$BK$22655,0),\"\")","v":6283},{"$f":"IF(O777=\"\",\"\",INDEX(EIA_Units!P777:'EIA_Units'!$P$6:$P$22655,O777))","v":1964},50]
[null,"OGST","CO","Zuni",478,"2","NG","ST",75,null,"Electric Utility/Cogeneration","Y","",null,{"$f":"IF(B778=\"CoalST\",MATCH(E778&\"|\"&F778,EIA_Units!$BK$6:$BK$22655,0),\"\")","v":""},{"$f":"IF(O778=\"\",\"\",INDEX(EIA_Units!P778:'EIA_Units'!$P$6:$P$22655,O778))","v":""},""]
[null,"EXCLUDE","TX","Texas Petrochemicals",50229,"TG2","NG","ST",35,null,"Industrial CHP","Y","Commercial/Industrial Unit",null,{"$f":"IF(B779=\"CoalST\",MATCH(E779&\"|\"&F779,EIA_Units!$BK$6:$BK$22655,0),\"\")","v":""},{"$f":"IF(O779=\"\",\"\",INDEX(EIA_Units!P779:'EIA_Units'!$P$6:$P$22655,O779))","v":""},""]
[null,"EXCLUDE","MN","Elk River",2039,"1","MSB","ST",11.5,null,"Electric Utility","N","Non Fossil fuel type",null,{"$f":"IF(B780=\"CoalST\",MATCH(E780&\"|\"&F780,EIA_Units!$BK$6:$BK$22655,0),\"\")","v":""},{"$f":"IF(O780=\"\",\"\",INDEX(EIA_Units!P780:'EIA_Units'!$P$6:$P$22655,O780))","v":""},""]
[null,"Exclude","PA","Orrtanna",3112,"1","DFO","GT",27,null,"IPP Non-CHP","N","Low utilization CT",null,{"$f":"IF(B781=\"CoalST\",MATCH(E781&\"|\"&F781,EIA_Units!$BK$6:$BK$22655,0),\"\")","v":""},{"$f":"IF(O781=\"\",\"\",INDEX(EIA_Units!P781:'EIA_Units'!$P$6:$P$22655,O781))","v":""},""]
[null,"Exclude","TN","Johnsonville",3406,"G20","NG","GT",84.5,null,"Electric Utility","N","Low utilization CT",null,{"$f":"IF(B782=\"CoalST\",MATCH(E782&\"|\"&F782,EIA_Units!$BK$6:$BK$22655,0),\"\")","v":""},{"$f":"IF(O782=\"\",\"\",INDEX(EIA_Units!P782:'EIA_Units'!$P$6:$P$22655,O782))","v":""},""]
[null,"Exclude","TN","Johnsonville",3406,"G19","NG","GT",84.5,null,"Electric Utility","N","Low utilization CT",null,{"$f":"IF(B783=\"CoalST\",MATCH(E783&\"|\"&F783,EIA_Units!$BK$6:$BK$22655,0),\"\")","v":""},{"$f":"IF(O783=\"\",\"\",INDEX(EIA_Units!P783:'EIA_Units'!$P$6:$P$22655,O783))","v":""},""]
[null,"EXCLUDE","AL","Weyerhaeuser Pine Hill Operations",54752,"NO1","WDS","ST",40,null,"Industrial CHP","Y","Non Fossil fuel type",null,{"$f":"IF(B784=\"CoalST\",MATCH(E784&\"|\"&F784,EIA_Units!$BK$6:$BK$22655,0),\"\")","v":""},{"$f":"IF(O784=\"\",\"\",INDEX(EIA_Units!P784:'EIA_Units'!$P$6:$P$22655,O784))","v":""},""]
[null,"EXCLUDE","FL","Fernandina Beach Mill",10202,"GEN6","BIT","ST",74.400000000000006,null,"Industrial CHP","Y","Commercial/Industrial Unit",null,{"$f":"IF(B785=\"CoalST\",MATCH(E785&\"|\"&F785,EIA_Units!$BK$6:$BK$22655,0),\"\")","v":""},{"$f":"IF(O785=\"\",\"\",INDEX(EIA_Units!P785:'EIA_Units'!$P$6:$P$22655,O785))","v":""},""]
[null,"Exclude","AZ","Douglas",114,"1","DFO","GT",26.1,null,"Electric Utility","N","Low utilization CT",null,{"$f":"IF(B786=\"CoalST\",MATCH(E786&\"|\"&F786,EIA_Units!$BK$6:$BK$22655,0),\"\")","v":""},{"$f":"IF(O786=\"\",\"\",INDEX(EIA_Units!P786:'EIA_Units'!$P$6:$P$22655,O786))","v":""},""]
[null,"EXCLUDE","WV","Mt Storm",3954,"JF1","JF","GT",18.5,null,"Electric Utility","N","Simple Cycle Turbine (PRMVR=GT or OT) unit under 25MW",null,{"$f":"IF(B787=\"CoalST\",MATCH(E787&\"|\"&F787,EIA_Units!$BK$6:$BK$22655,0),\"\")","v":""},{"$f":"IF(O787=\"\",\"\",INDEX(EIA_Units!P787:'EIA_Units'!$P$6:$P$22655,O787))","v":""},""]
[null,"OGST","AR","Lake Catherine",170,"3","NG","ST",119.5,null,"Electric Utility","N","",null,{"$f":"IF(B788=\"CoalST\",MATCH(E788&\"|\"&F788,EIA_Units!$BK$6:$BK$22655,0),\"\")","v":""},{"$f":"IF(O788=\"\",\"\",INDEX(EIA_Units!P788:'EIA_Units'!$P$6:$P$22655,O788))","v":""},""]
[null,"EXCLUDE","IN","ArcelorMittal Indiana Harbor West",10397,"GEN9","BFG","ST",55,null,"Industrial CHP","Y","Commercial/Industrial Unit",null,{"$f":"IF(B789=\"CoalST\",MATCH(E789&\"|\"&F789,EIA_Units!$BK$6:$BK$22655,0),\"\")","v":""},{"$f":"IF(O789=\"\",\"\",INDEX(EIA_Units!P789:'EIA_Units'!$P$6:$P$22655,O789))","v":""},""]
[null,"EXCLUDE","IN","ArcelorMittal Indiana Harbor West",10397,"GEN7","BFG","ST",32,null,"Industrial CHP","Y","Commercial/Industrial Unit",null,{"$f":"IF(B790=\"CoalST\",MATCH(E790&\"|\"&F790,EIA_Units!$BK$6:$BK$22655,0),\"\")","v":""},{"$f":"IF(O790=\"\",\"\",INDEX(EIA_Units!P790:'EIA_Units'!$P$6:$P$22655,O790))","v":""},""]
[null,"EXCLUDE","IN","ArcelorMittal Indiana Harbor West",10397,"GEN8","BFG","ST",40,null,"Industrial CHP","Y","Commercial/Industrial Unit",null,{"$f":"IF(B791=\"CoalST\",MATCH(E791&\"|\"&F791,EIA_Units!$BK$6:$BK$22655,0),\"\")","v":""},{"$f":"IF(O791=\"\",\"\",INDEX(EIA_Units!P791:'EIA_Units'!$P$6:$P$22655,O791))","v":""},""]
[null,"EXCLUDE","IN","ArcelorMittal Indiana Harbor West",10397,"GEN5","BFG","ST",12.5,null,"Industrial CHP","Y","Steam unit (PRMVR=ST) under 25MW/250 MMBtu/hr",null,{"$f":"IF(B792=\"CoalST\",MATCH(E792&\"|\"&F792,EIA_Units!$BK$6:$BK$22655,0),\"\")","v":""},{"$f":"IF(O792=\"\",\"\",INDEX(EIA_Units!P792:'EIA_Units'!$P$6:$P$22655,O792))","v":""},""]
[null,"EXCLUDE","CA","Pacific Oroville Power Inc",54469,"GEN1","WDS","ST",9,null,"IPP Non-CHP","N","Non Fossil fuel type",null,{"$f":"IF(B793=\"CoalST\",MATCH(E793&\"|\"&F793,EIA_Units!$BK$6:$BK$22655,0),\"\")","v":""},{"$f":"IF(O793=\"\",\"\",INDEX(EIA_Units!P793:'EIA_Units'!$P$6:$P$22655,O793))","v":""},""]
[null,"EXCLUDE","CA","Sierra Pacific Lincoln Facility",10144,"GEN4","WDS","ST",19.2,null,"Industrial CHP","Y","Non Fossil fuel type",null,{"$f":"IF(B794=\"CoalST\",MATCH(E794&\"|\"&F794,EIA_Units!$BK$6:$BK$22655,0),\"\")","v":""},{"$f":"IF(O794=\"\",\"\",INDEX(EIA_Units!P794:'EIA_Units'!$P$6:$P$22655,O794))","v":""},""]
[null,"EXCLUDE","CA","El Nido Facility",56707,"AMPC","WDS","ST",12.5,null,"IPP Non-CHP","N","Non Fossil fuel type",null,{"$f":"IF(B795=\"CoalST\",MATCH(E795&\"|\"&F795,EIA_Units!$BK$6:$BK$22655,0),\"\")","v":""},{"$f":"IF(O795=\"\",\"\",INDEX(EIA_Units!P795:'EIA_Units'!$P$6:$P$22655,O795))","v":""},""]
[null,"EXCLUDE","OH","RockTenn Coshocton Mill",50811,"GEN1","WDS","ST",16.5,null,"Industrial CHP","Y","Non Fossil fuel type",null,{"$f":"IF(B796=\"CoalST\",MATCH(E796&\"|\"&F796,EIA_Units!$BK$6:$BK$22655,0),\"\")","v":""},{"$f":"IF(O796=\"\",\"\",INDEX(EIA_Units!P796:'EIA_Units'!$P$6:$P$22655,O796))","v":""},""]
[null,"EXCLUDE","ID","Plummer Cogen",55090,"GEN1","WDS","ST",6.2,null,"IPP CHP","Y","Non Fossil fuel type",null,{"$f":"IF(B797=\"CoalST\",MATCH(E797&\"|\"&F797,EIA_Units!$BK$6:$BK$22655,0),\"\")","v":""},{"$f":"IF(O797=\"\",\"\",INDEX(EIA_Units!P797:'EIA_Units'!$P$6:$P$22655,O797))","v":""},""]
[null,"EXCLUDE","OH","Stryker",2881,"1","DFO","GT",19,null,"IPP Non-CHP","N","Simple Cycle Turbine (PRMVR=GT or OT) unit under 25MW",null,{"$f":"IF(B798=\"CoalST\",MATCH(E798&\"|\"&F798,EIA_Units!$BK$6:$BK$22655,0),\"\")","v":""},{"$f":"IF(O798=\"\",\"\",INDEX(EIA_Units!P798:'EIA_Units'!$P$6:$P$22655,O798))","v":""},""]
[null,"EXCLUDE","NH","Wheelabrator Claremont Facility",50872,"GEN1","MSB","ST",4.5,null,"IPP Non-CHP","N","Non Fossil fuel type",null,{"$f":"IF(B799=\"CoalST\",MATCH(E799&\"|\"&F799,EIA_Units!$BK$6:$BK$22655,0),\"\")","v":""},{"$f":"IF(O799=\"\",\"\",INDEX(EIA_Units!P799:'EIA_Units'!$P$6:$P$22655,O799))","v":""},""]
[null,"COALST","NC","HF Lee Plant",2709,"2","BIT","ST",75,null,"Electric Utility","N","",null,{"$f":"IF(B800=\"CoalST\",MATCH(E800&\"|\"&F800,EIA_Units!$BK$6:$BK$22655,0),\"\")","v":19251},{"$f":"IF(O800=\"\",\"\",INDEX(EIA_Units!P800:'EIA_Units'!$P$6:$P$22655,O800))","v":1951},63]
[null,"EXCLUDE","DE","NRG Energy Center Dover",10030,"COG1","BIT","ST",18,null,"IPP CHP","Y","Steam unit (PRMVR=ST) under 25MW/250 MMBtu/hr",null,{"$f":"IF(B801=\"CoalST\",MATCH(E801&\"|\"&F801,EIA_Units!$BK$6:$BK$22655,0),\"\")","v":""},{"$f":"IF(O801=\"\",\"\",INDEX(EIA_Units!P801:'EIA_Units'!$P$6:$P$22655,O801))","v":""},""]
[null,"EXCLUDE","CA","Pacific Oroville Power Inc",54469,"GEN2","WDS","ST",9,null,"IPP Non-CHP","N","Non Fossil fuel type",null,{"$f":"IF(B802=\"CoalST\",MATCH(E802&\"|\"&F802,EIA_Units!$BK$6:$BK$22655,0),\"\")","v":""},{"$f":"IF(O802=\"\",\"\",INDEX(EIA_Units!P802:'EIA_Units'!$P$6:$P$22655,O802))","v":""},""]
[null,"EXCLUDE","MD","Wheelabrator Baltimore Refuse",10629,"GEN1","MSB","ST",60.2,null,"IPP CHP","Y","Non Fossil fuel type",null,{"$f":"IF(B803=\"CoalST\",MATCH(E803&\"|\"&F803,EIA_Units!$BK$6:$BK$22655,0),\"\")","v":""},{"$f":"IF(O803=\"\",\"\",INDEX(EIA_Units!P803:'EIA_Units'!$P$6:$P$22655,O803))","v":""},""]
[null,"EXCLUDE","MD","Wheelabrator Baltimore Refuse",10629,"GEN2","MSB","ST",4.3,null,"IPP CHP","Y","Non Fossil fuel type",null,{"$f":"IF(B804=\"CoalST\",MATCH(E804&\"|\"&F804,EIA_Units!$BK$6:$BK$22655,0),\"\")","v":""},{"$f":"IF(O804=\"\",\"\",INDEX(EIA_Units!P804:'EIA_Units'!$P$6:$P$22655,O804))","v":""},""]
[null,"EXCLUDE","CA","Roseburg Forest Products Biomass",56469,"1","WDS","ST",13.4,null,"Industrial CHP","Y","Non Fossil fuel type",null,{"$f":"IF(B805=\"CoalST\",MATCH(E805&\"|\"&F805,EIA_Units!$BK$6:$BK$22655,0),\"\")","v":""},{"$f":"IF(O805=\"\",\"\",INDEX(EIA_Units!P805:'EIA_Units'!$P$6:$P$22655,O805))","v":""},""]
[null,"EXCLUDE","LA","Georgia-Pacific Port Hudson",10612,"GEN2","PC","ST",60,null,"Industrial CHP","Y","Commercial/Industrial Unit",null,{"$f":"IF(B806=\"CoalST\",MATCH(E806&\"|\"&F806,EIA_Units!$BK$6:$BK$22655,0),\"\")","v":""},{"$f":"IF(O806=\"\",\"\",INDEX(EIA_Units!P806:'EIA_Units'!$P$6:$P$22655,O806))","v":""},""]
[null,"EXCLUDE","SC","Hardeeville",3286,"1","DFO","GT",16.3,null,"Electric Utility","N","Simple Cycle Turbine (PRMVR=GT or OT) unit under 25MW",null,{"$f":"IF(B807=\"CoalST\",MATCH(E807&\"|\"&F807,EIA_Units!$BK$6:$BK$22655,0),\"\")","v":""},{"$f":"IF(O807=\"\",\"\",INDEX(EIA_Units!P807:'EIA_Units'!$P$6:$P$22655,O807))","v":""},""]
[null,"EXCLUDE","CA","Woodland Biomass Power Ltd",10836,"GEN1","WDS","ST",28,null,"IPP Non-CHP","N","Non Fossil fuel type",null,{"$f":"IF(B808=\"CoalST\",MATCH(E808&\"|\"&F808,EIA_Units!$BK$6:$BK$22655,0),\"\")","v":""},{"$f":"IF(O808=\"\",\"\",INDEX(EIA_Units!P808:'EIA_Units'!$P$6:$P$22655,O808))","v":""},""]
[null,"EXCLUDE","IA","Archer Daniels Midland Clinton",10860,"2A","SUB","ST",105,null,"Industrial CHP","Y","Commercial/Industrial Unit",null,{"$f":"IF(B809=\"CoalST\",MATCH(E809&\"|\"&F809,EIA_Units!$BK$6:$BK$22655,0),\"\")","v":""},{"$f":"IF(O809=\"\",\"\",INDEX(EIA_Units!P809:'EIA_Units'!$P$6:$P$22655,O809))","v":""},""]
[null,"EXCLUDE","IA","Archer Daniels Midland Clinton",10860,"1A","SUB","ST",75,null,"Industrial CHP","Y","Commercial/Industrial Unit",null,{"$f":"IF(B810=\"CoalST\",MATCH(E810&\"|\"&F810,EIA_Units!$BK$6:$BK$22655,0),\"\")","v":""},{"$f":"IF(O810=\"\",\"\",INDEX(EIA_Units!P810:'EIA_Units'!$P$6:$P$22655,O810))","v":""},""]
[null,"EXCLUDE","OK","Muskogee Mill",10362,"GEN3","SUB","ST",44.5,null,"Industrial CHP","Y","Commercial/Industrial Unit",null,{"$f":"IF(B811=\"CoalST\",MATCH(E811&\"|\"&F811,EIA_Units!$BK$6:$BK$22655,0),\"\")","v":""},{"$f":"IF(O811=\"\",\"\",INDEX(EIA_Units!P811:'EIA_Units'!$P$6:$P$22655,O811))","v":""},""]
[null,"Exclude","OH","Woodsdale",7158,"GT3","NG","GT",81.599999999999994,null,"Electric Utility","N","Low utilization CT",null,{"$f":"IF(B812=\"CoalST\",MATCH(E812&\"|\"&F812,EIA_Units!$BK$6:$BK$22655,0),\"\")","v":""},{"$f":"IF(O812=\"\",\"\",INDEX(EIA_Units!P812:'EIA_Units'!$P$6:$P$22655,O812))","v":""},""]
[null,"EXCLUDE","OK","Muskogee Mill",10362,"GEN2","SUB","ST",44.5,null,"Industrial CHP","Y","Commercial/Industrial Unit",null,{"$f":"IF(B813=\"CoalST\",MATCH(E813&\"|\"&F813,EIA_Units!$BK$6:$BK$22655,0),\"\")","v":""},{"$f":"IF(O813=\"\",\"\",INDEX(EIA_Units!P813:'EIA_Units'!$P$6:$P$22655,O813))","v":""},""]
[null,"EXCLUDE","OK","Muskogee Mill",10362,"GEN1","SUB","ST",25,null,"Industrial CHP","Y","Commercial/Industrial Unit",null,{"$f":"IF(B814=\"CoalST\",MATCH(E814&\"|\"&F814,EIA_Units!$BK$6:$BK$22655,0),\"\")","v":""},{"$f":"IF(O814=\"\",\"\",INDEX(EIA_Units!P814:'EIA_Units'!$P$6:$P$22655,O814))","v":""},""]
[null,"EXCLUDE","IN","ArcelorMittal Indiana Harbor West",10397,"GEN6","BFG","ST",12.5,null,"Industrial CHP","Y","Steam unit (PRMVR=ST) under 25MW/250 MMBtu/hr",null,{"$f":"IF(B815=\"CoalST\",MATCH(E815&\"|\"&F815,EIA_Units!$BK$6:$BK$22655,0),\"\")","v":""},{"$f":"IF(O815=\"\",\"\",INDEX(EIA_Units!P815:'EIA_Units'!$P$6:$P$22655,O815))","v":""},""]
[null,"EXCLUDE","CA","Ampersand Chowchilla Biomass LLC",56706,"AMPC","WDS","ST",12.5,null,"IPP Non-CHP","N","Non Fossil fuel type",null,{"$f":"IF(B816=\"CoalST\",MATCH(E816&\"|\"&F816,EIA_Units!$BK$6:$BK$22655,0),\"\")","v":""},{"$f":"IF(O816=\"\",\"\",INDEX(EIA_Units!P816:'EIA_Units'!$P$6:$P$22655,O816))","v":""},""]
[null,"EXCLUDE","CA","Collins Pine Project",10661,"GEN4","WDS","ST",12,null,"Industrial CHP","Y","Non Fossil fuel type",null,{"$f":"IF(B817=\"CoalST\",MATCH(E817&\"|\"&F817,EIA_Units!$BK$6:$BK$22655,0),\"\")","v":""},{"$f":"IF(O817=\"\",\"\",INDEX(EIA_Units!P817:'EIA_Units'!$P$6:$P$22655,O817))","v":""},""]
[null,"EXCLUDE","CA","Covanta Delano Energy",10840,"GEN2","WDS","ST",25.2,null,"IPP Non-CHP","N","Non Fossil fuel type",null,{"$f":"IF(B818=\"CoalST\",MATCH(E818&\"|\"&F818,EIA_Units!$BK$6:$BK$22655,0),\"\")","v":""},{"$f":"IF(O818=\"\",\"\",INDEX(EIA_Units!P818:'EIA_Units'!$P$6:$P$22655,O818))","v":""},""]
[null,"EXCLUDE","MN","Elk River",2039,"2","MSB","ST",11.5,null,"Electric Utility","N","Non Fossil fuel type",null,{"$f":"IF(B819=\"CoalST\",MATCH(E819&\"|\"&F819,EIA_Units!$BK$6:$BK$22655,0),\"\")","v":""},{"$f":"IF(O819=\"\",\"\",INDEX(EIA_Units!P819:'EIA_Units'!$P$6:$P$22655,O819))","v":""},""]
[null,"Exclude","MO","Greenwood",6074,"2","NG","GT",61,null,"Electric Utility","N","Low utilization CT",null,{"$f":"IF(B820=\"CoalST\",MATCH(E820&\"|\"&F820,EIA_Units!$BK$6:$BK$22655,0),\"\")","v":""},{"$f":"IF(O820=\"\",\"\",INDEX(EIA_Units!P820:'EIA_Units'!$P$6:$P$22655,O820))","v":""},""]
[null,"EXCLUDE","IL","University of Illinois Abbott Power Plt",54780,"T11","BIT","ST",12.5,null,"Commercial CHP","Y","Steam unit (PRMVR=ST) under 25MW/250 MMBtu/hr",null,{"$f":"IF(B821=\"CoalST\",MATCH(E821&\"|\"&F821,EIA_Units!$BK$6:$BK$22655,0),\"\")","v":""},{"$f":"IF(O821=\"\",\"\",INDEX(EIA_Units!P821:'EIA_Units'!$P$6:$P$22655,O821))","v":""},""]
[null,"EXCLUDE","IL","University of Illinois Abbott Power Plt",54780,"T12","BIT","ST",7,null,"Commercial CHP","Y","Steam unit (PRMVR=ST) under 25MW/250 MMBtu/hr",null,{"$f":"IF(B822=\"CoalST\",MATCH(E822&\"|\"&F822,EIA_Units!$BK$6:$BK$22655,0),\"\")","v":""},{"$f":"IF(O822=\"\",\"\",INDEX(EIA_Units!P822:'EIA_Units'!$P$6:$P$22655,O822))","v":""},""]
[null,"EXCLUDE","IL","University of Illinois Abbott Power Plt",54780,"T7","BIT","ST",7.5,null,"Commercial CHP","Y","Steam unit (PRMVR=ST) under 25MW/250 MMBtu/hr",null,{"$f":"IF(B823=\"CoalST\",MATCH(E823&\"|\"&F823,EIA_Units!$BK$6:$BK$22655,0),\"\")","v":""},{"$f":"IF(O823=\"\",\"\",INDEX(EIA_Units!P823:'EIA_Units'!$P$6:$P$22655,O823))","v":""},""]
[null,"EXCLUDE","IL","University of Illinois Abbott Power Plt",54780,"T6","BIT","ST",7.5,null,"Commercial CHP","Y","Steam unit (PRMVR=ST) under 25MW/250 MMBtu/hr",null,{"$f":"IF(B824=\"CoalST\",MATCH(E824&\"|\"&F824,EIA_Units!$BK$6:$BK$22655,0),\"\")","v":""},{"$f":"IF(O824=\"\",\"\",INDEX(EIA_Units!P824:'EIA_Units'!$P$6:$P$22655,O824))","v":""},""]
[null,"EXCLUDE","CA","Sierra Pacific Burney Facility",50110,"GEN1","WDS","ST",20,null,"Industrial CHP","Y","Non Fossil fuel type",null,{"$f":"IF(B825=\"CoalST\",MATCH(E825&\"|\"&F825,EIA_Units!$BK$6:$BK$22655,0),\"\")","v":""},{"$f":"IF(O825=\"\",\"\",INDEX(EIA_Units!P825:'EIA_Units'!$P$6:$P$22655,O825))","v":""},""]
[null,"EXCLUDE","IA","Iowa State University",54201,"GEN6","BIT","ST",15.1,null,"Commercial CHP","Y","Steam unit (PRMVR=ST) under 25MW/250 MMBtu/hr",null,{"$f":"IF(B826=\"CoalST\",MATCH(E826&\"|\"&F826,EIA_Units!$BK$6:$BK$22655,0),\"\")","v":""},{"$f":"IF(O826=\"\",\"\",INDEX(EIA_Units!P826:'EIA_Units'!$P$6:$P$22655,O826))","v":""},""]
[null,"EXCLUDE","IA","Iowa State University",54201,"GEN5","BIT","ST",11.5,null,"Commercial CHP","Y","Steam unit (PRMVR=ST) under 25MW/250 MMBtu/hr",null,{"$f":"IF(B827=\"CoalST\",MATCH(E827&\"|\"&F827,EIA_Units!$BK$6:$BK$22655,0),\"\")","v":""},{"$f":"IF(O827=\"\",\"\",INDEX(EIA_Units!P827:'EIA_Units'!$P$6:$P$22655,O827))","v":""},""]
[null,"EXCLUDE","IA","Iowa State University",54201,"GEN3","BIT","ST",13.2,null,"Commercial CHP","Y","Steam unit (PRMVR=ST) under 25MW/250 MMBtu/hr",null,{"$f":"IF(B828=\"CoalST\",MATCH(E828&\"|\"&F828,EIA_Units!$BK$6:$BK$22655,0),\"\")","v":""},{"$f":"IF(O828=\"\",\"\",INDEX(EIA_Units!P828:'EIA_Units'!$P$6:$P$22655,O828))","v":""},""]
[null,"EXCLUDE","MN","Hibbing",1979,"6","SUB","ST",6.4,null,"Electric Utility","Y","Steam unit (PRMVR=ST) under 25MW/250 MMBtu/hr",null,{"$f":"IF(B829=\"CoalST\",MATCH(E829&\"|\"&F829,EIA_Units!$BK$6:$BK$22655,0),\"\")","v":""},{"$f":"IF(O829=\"\",\"\",INDEX(EIA_Units!P829:'EIA_Units'!$P$6:$P$22655,O829))","v":""},""]
[null,"EXCLUDE","MN","Hibbing",1979,"5","SUB","ST",19.5,null,"Electric Utility","Y","Steam unit (PRMVR=ST) under 25MW/250 MMBtu/hr",null,{"$f":"IF(B830=\"CoalST\",MATCH(E830&\"|\"&F830,EIA_Units!$BK$6:$BK$22655,0),\"\")","v":""},{"$f":"IF(O830=\"\",\"\",INDEX(EIA_Units!P830:'EIA_Units'!$P$6:$P$22655,O830))","v":""},""]
[null,"EXCLUDE","TX","Nacogdoches Power",55708,"STG4","WDS","ST",114,null,"Electric Utility/IPP Non-CHP","N","Non Fossil fuel type",null,{"$f":"IF(B831=\"CoalST\",MATCH(E831&\"|\"&F831,EIA_Units!$BK$6:$BK$22655,0),\"\")","v":""},{"$f":"IF(O831=\"\",\"\",INDEX(EIA_Units!P831:'EIA_Units'!$P$6:$P$22655,O831))","v":""},""]
[null,"EXCLUDE","MN","Hibbing",1979,"3","SUB","ST",10,null,"Electric Utility","Y","Steam unit (PRMVR=ST) under 25MW/250 MMBtu/hr",null,{"$f":"IF(B832=\"CoalST\",MATCH(E832&\"|\"&F832,EIA_Units!$BK$6:$BK$22655,0),\"\")","v":""},{"$f":"IF(O832=\"\",\"\",INDEX(EIA_Units!P832:'EIA_Units'!$P$6:$P$22655,O832))","v":""},""]
[null,"OGST","ME","William F Wyman",1507,"1","RFO","ST",50,null,"Electric Utility/IPP Non-CHP","N","",null,{"$f":"IF(B833=\"CoalST\",MATCH(E833&\"|\"&F833,EIA_Units!$BK$6:$BK$22655,0),\"\")","v":""},{"$f":"IF(O833=\"\",\"\",INDEX(EIA_Units!P833:'EIA_Units'!$P$6:$P$22655,O833))","v":""},""]
[null,"EXCLUDE","TX","Powerlane Plant",4195,"ST1","NG","ST",16.5,null,"Electric Utility","N","Steam unit (PRMVR=ST) under 25MW/250 MMBtu/hr",null,{"$f":"IF(B834=\"CoalST\",MATCH(E834&\"|\"&F834,EIA_Units!$BK$6:$BK$22655,0),\"\")","v":""},{"$f":"IF(O834=\"\",\"\",INDEX(EIA_Units!P834:'EIA_Units'!$P$6:$P$22655,O834))","v":""},""]
[null,"EXCLUDE","AL","Sloss Industries Corp",50359,"10","OG","ST",12.5,null,"Industrial CHP","Y","Steam unit (PRMVR=ST) under 25MW/250 MMBtu/hr",null,{"$f":"IF(B835=\"CoalST\",MATCH(E835&\"|\"&F835,EIA_Units!$BK$6:$BK$22655,0),\"\")","v":""},{"$f":"IF(O835=\"\",\"\",INDEX(EIA_Units!P835:'EIA_Units'!$P$6:$P$22655,O835))","v":""},""]
[null,"EXCLUDE","AL","Sloss Industries Corp",50359,"9","OG","ST",12.5,null,"Industrial CHP","Y","Steam unit (PRMVR=ST) under 25MW/250 MMBtu/hr",null,{"$f":"IF(B836=\"CoalST\",MATCH(E836&\"|\"&F836,EIA_Units!$BK$6:$BK$22655,0),\"\")","v":""},{"$f":"IF(O836=\"\",\"\",INDEX(EIA_Units!P836:'EIA_Units'!$P$6:$P$22655,O836))","v":""},""]
[null,"EXCLUDE","IL","University of Illinois Abbott Power Plt",54780,"T10","BIT","ST",12.5,null,"Commercial CHP","Y","Steam unit (PRMVR=ST) under 25MW/250 MMBtu/hr",null,{"$f":"IF(B837=\"CoalST\",MATCH(E837&\"|\"&F837,EIA_Units!$BK$6:$BK$22655,0),\"\")","v":""},{"$f":"IF(O837=\"\",\"\",INDEX(EIA_Units!P837:'EIA_Units'!$P$6:$P$22655,O837))","v":""},""]
[null,"EXCLUDE","AL","E C Gaston",26,"GT4","DFO","GT",21.2,null,"Electric Utility","N","Simple Cycle Turbine (PRMVR=GT or OT) unit under 25MW",null,{"$f":"IF(B838=\"CoalST\",MATCH(E838&\"|\"&F838,EIA_Units!$BK$6:$BK$22655,0),\"\")","v":""},{"$f":"IF(O838=\"\",\"\",INDEX(EIA_Units!P838:'EIA_Units'!$P$6:$P$22655,O838))","v":""},""]
[null,"Exclude","IA","Centerville",1105,"GT1","DFO","GT",27,null,"Electric Utility","N","Low utilization CT",null,{"$f":"IF(B839=\"CoalST\",MATCH(E839&\"|\"&F839,EIA_Units!$BK$6:$BK$22655,0),\"\")","v":""},{"$f":"IF(O839=\"\",\"\",INDEX(EIA_Units!P839:'EIA_Units'!$P$6:$P$22655,O839))","v":""},{"$f":"IF(O839=\"\",\"\",2014-P839)","v":""}]
[null,"EXCLUDE","TX","Point Comfort Operations",52069,"GEN2","NG","ST",16,null,"Industrial CHP","Y","Steam unit (PRMVR=ST) under 25MW/250 MMBtu/hr",null,{"$f":"IF(B840=\"CoalST\",MATCH(E840&\"|\"&F840,EIA_Units!$BK$6:$BK$22655,0),\"\")","v":""},{"$f":"IF(O840=\"\",\"\",INDEX(EIA_Units!P840:'EIA_Units'!$P$6:$P$22655,O840))","v":""},""]
[null,"EXCLUDE","TX","Point Comfort Operations",52069,"GEN1","NG","ST",16,null,"Industrial CHP","Y","Steam unit (PRMVR=ST) under 25MW/250 MMBtu/hr",null,{"$f":"IF(B841=\"CoalST\",MATCH(E841&\"|\"&F841,EIA_Units!$BK$6:$BK$22655,0),\"\")","v":""},{"$f":"IF(O841=\"\",\"\",INDEX(EIA_Units!P841:'EIA_Units'!$P$6:$P$22655,O841))","v":""},""]
[null,"EXCLUDE","TX","Point Comfort Operations",52069,"GEN3","NG","ST",16,null,"Industrial CHP","Y","Steam unit (PRMVR=ST) under 25MW/250 MMBtu/hr",null,{"$f":"IF(B842=\"CoalST\",MATCH(E842&\"|\"&F842,EIA_Units!$BK$6:$BK$22655,0),\"\")","v":""},{"$f":"IF(O842=\"\",\"\",INDEX(EIA_Units!P842:'EIA_Units'!$P$6:$P$22655,O842))","v":""},""]
[null,"EXCLUDE","TX","Point Comfort Operations",52069,"GEN4","NG","ST",15.1,null,"Industrial CHP","Y","Steam unit (PRMVR=ST) under 25MW/250 MMBtu/hr",null,{"$f":"IF(B843=\"CoalST\",MATCH(E843&\"|\"&F843,EIA_Units!$BK$6:$BK$22655,0),\"\")","v":""},{"$f":"IF(O843=\"\",\"\",INDEX(EIA_Units!P843:'EIA_Units'!$P$6:$P$22655,O843))","v":""},""]
[null,"EXCLUDE","PA","Koppers Susquehanna Plant",10731,"GEN1","WDS","ST",12.5,null,"IPP CHP","Y","Non Fossil fuel type",null,{"$f":"IF(B844=\"CoalST\",MATCH(E844&\"|\"&F844,EIA_Units!$BK$6:$BK$22655,0),\"\")","v":""},{"$f":"IF(O844=\"\",\"\",INDEX(EIA_Units!P844:'EIA_Units'!$P$6:$P$22655,O844))","v":""},""]
[null,"Exclude","FL","Lauderdale",613,"15","NG","GT",34.200000000000003,null,"Electric Utility","N","Low utilization CT",null,{"$f":"IF(B845=\"CoalST\",MATCH(E845&\"|\"&F845,EIA_Units!$BK$6:$BK$22655,0),\"\")","v":""},{"$f":"IF(O845=\"\",\"\",INDEX(EIA_Units!P845:'EIA_Units'!$P$6:$P$22655,O845))","v":""},""]
[null,"EXCLUDE","CA","Sierra Power",50068,"WEST","WDS","ST",7.5,null,"Industrial CHP","Y","Non Fossil fuel type",null,{"$f":"IF(B846=\"CoalST\",MATCH(E846&\"|\"&F846,EIA_Units!$BK$6:$BK$22655,0),\"\")","v":""},{"$f":"IF(O846=\"\",\"\",INDEX(EIA_Units!P846:'EIA_Units'!$P$6:$P$22655,O846))","v":""},""]
[null,"Exclude","OH","Niles",2861,"GT1","DFO","GT",27,null,"Electric Utility/IPP Non-CHP","N","Low utilization CT",null,{"$f":"IF(B847=\"CoalST\",MATCH(E847&\"|\"&F847,EIA_Units!$BK$6:$BK$22655,0),\"\")","v":""},{"$f":"IF(O847=\"\",\"\",INDEX(EIA_Units!P847:'EIA_Units'!$P$6:$P$22655,O847))","v":""},""]
[null,"EXCLUDE","MN","Willmar",2022,"3","SUB","ST",18,null,"Electric Utility","Y","Steam unit (PRMVR=ST) under 25MW/250 MMBtu/hr",null,{"$f":"IF(B848=\"CoalST\",MATCH(E848&\"|\"&F848,EIA_Units!$BK$6:$BK$22655,0),\"\")","v":""},{"$f":"IF(O848=\"\",\"\",INDEX(EIA_Units!P848:'EIA_Units'!$P$6:$P$22655,O848))","v":""},""]
[null,"EXCLUDE","TX","W A Parish",3470,"GT1","NG","GT",16.3,null,"IPP Non-CHP","N","Simple Cycle Turbine (PRMVR=GT or OT) unit under 25MW",null,{"$f":"IF(B849=\"CoalST\",MATCH(E849&\"|\"&F849,EIA_Units!$BK$6:$BK$22655,0),\"\")","v":""},{"$f":"IF(O849=\"\",\"\",INDEX(EIA_Units!P849:'EIA_Units'!$P$6:$P$22655,O849))","v":""},""]
[null,"EXCLUDE","NJ","Camden Resource Recovery Facility",10435,"TGA","MSB","ST",17.5,null,"IPP Non-CHP","N","Non Fossil fuel type",null,{"$f":"IF(B850=\"CoalST\",MATCH(E850&\"|\"&F850,EIA_Units!$BK$6:$BK$22655,0),\"\")","v":""},{"$f":"IF(O850=\"\",\"\",INDEX(EIA_Units!P850:'EIA_Units'!$P$6:$P$22655,O850))","v":""},""]
[null,"EXCLUDE","NJ","Camden Resource Recovery Facility",10435,"TGB","MSB","ST",17.5,null,"IPP Non-CHP","N","Non Fossil fuel type",null,{"$f":"IF(B851=\"CoalST\",MATCH(E851&\"|\"&F851,EIA_Units!$BK$6:$BK$22655,0),\"\")","v":""},{"$f":"IF(O851=\"\",\"\",INDEX(EIA_Units!P851:'EIA_Units'!$P$6:$P$22655,O851))","v":""},""]
[null,"Exclude","MO","Northeast",2081,"11","DFO","GT",50,null,"Electric Utility","N","Low utilization CT",null,{"$f":"IF(B852=\"CoalST\",MATCH(E852&\"|\"&F852,EIA_Units!$BK$6:$BK$22655,0),\"\")","v":""},{"$f":"IF(O852=\"\",\"\",INDEX(EIA_Units!P852:'EIA_Units'!$P$6:$P$22655,O852))","v":""},""]
[null,"Exclude","OH","Walter C Beckjord",2830,"GT4","DFO","GT",52.9,null,"Electric Utility","N","Low utilization CT",null,{"$f":"IF(B853=\"CoalST\",MATCH(E853&\"|\"&F853,EIA_Units!$BK$6:$BK$22655,0),\"\")","v":""},{"$f":"IF(O853=\"\",\"\",INDEX(EIA_Units!P853:'EIA_Units'!$P$6:$P$22655,O853))","v":""},""]
[null,"EXCLUDE","NJ","Wheelabrator Gloucester LP",50885,"GEN1","MSB","ST",14,null,"IPP Non-CHP","N","Non Fossil fuel type",null,{"$f":"IF(B854=\"CoalST\",MATCH(E854&\"|\"&F854,EIA_Units!$BK$6:$BK$22655,0),\"\")","v":""},{"$f":"IF(O854=\"\",\"\",INDEX(EIA_Units!P854:'EIA_Units'!$P$6:$P$22655,O854))","v":""},""]
[null,"EXCLUDE","MN","Elk River",2039,"3","MSB","ST",25,null,"Electric Utility","N","Non Fossil fuel type",null,{"$f":"IF(B855=\"CoalST\",MATCH(E855&\"|\"&F855,EIA_Units!$BK$6:$BK$22655,0),\"\")","v":""},{"$f":"IF(O855=\"\",\"\",INDEX(EIA_Units!P855:'EIA_Units'!$P$6:$P$22655,O855))","v":""},""]
[null,"Exclude","MO","Northeast",2081,"13","DFO","GT",50,null,"Electric Utility","N","Low utilization CT",null,{"$f":"IF(B856=\"CoalST\",MATCH(E856&\"|\"&F856,EIA_Units!$BK$6:$BK$22655,0),\"\")","v":""},{"$f":"IF(O856=\"\",\"\",INDEX(EIA_Units!P856:'EIA_Units'!$P$6:$P$22655,O856))","v":""},""]
[null,"OGST","MD","Vienna Operations",1564,"8","RFO","ST",162,null,"Electric Utility/IPP Non-CHP","N","",null,{"$f":"IF(B857=\"CoalST\",MATCH(E857&\"|\"&F857,EIA_Units!$BK$6:$BK$22655,0),\"\")","v":""},{"$f":"IF(O857=\"\",\"\",INDEX(EIA_Units!P857:'EIA_Units'!$P$6:$P$22655,O857))","v":""},""]
[null,"Exclude","FL","Higgins",630,"P1","NG","GT",33.700000000000003,null,"Electric Utility","N","Low utilization CT",null,{"$f":"IF(B858=\"CoalST\",MATCH(E858&\"|\"&F858,EIA_Units!$BK$6:$BK$22655,0),\"\")","v":""},{"$f":"IF(O858=\"\",\"\",INDEX(EIA_Units!P858:'EIA_Units'!$P$6:$P$22655,O858))","v":""},""]
[null,"EXCLUDE","VA","International Paper Franklin Mill",52152,"GEN1","BLQ","ST",5,null,"Industrial CHP","Y","Steam unit (PRMVR=ST) under 25MW/250 MMBtu/hr",null,{"$f":"IF(B859=\"CoalST\",MATCH(E859&\"|\"&F859,EIA_Units!$BK$6:$BK$22655,0),\"\")","v":""},{"$f":"IF(O859=\"\",\"\",INDEX(EIA_Units!P859:'EIA_Units'!$P$6:$P$22655,O859))","v":""},""]
[null,"EXCLUDE","VA","International Paper Franklin Mill",52152,"GEN2","BLQ","ST",3.7,null,"Industrial CHP","Y","Steam unit (PRMVR=ST) under 25MW/250 MMBtu/hr",null,{"$f":"IF(B860=\"CoalST\",MATCH(E860&\"|\"&F860,EIA_Units!$BK$6:$BK$22655,0),\"\")","v":""},{"$f":"IF(O860=\"\",\"\",INDEX(EIA_Units!P860:'EIA_Units'!$P$6:$P$22655,O860))","v":""},""]
[null,"EXCLUDE","VA","International Paper Franklin Mill",52152,"GEN8","BLQ","ST",27.5,null,"Industrial CHP","Y","Commercial/Industrial Unit",null,{"$f":"IF(B861=\"CoalST\",MATCH(E861&\"|\"&F861,EIA_Units!$BK$6:$BK$22655,0),\"\")","v":""},{"$f":"IF(O861=\"\",\"\",INDEX(EIA_Units!P861:'EIA_Units'!$P$6:$P$22655,O861))","v":""},""]
[null,"EXCLUDE","VA","International Paper Franklin Mill",52152,"GEN6","BLQ","ST",9.3000000000000007,null,"Industrial CHP","Y","Steam unit (PRMVR=ST) under 25MW/250 MMBtu/hr",null,{"$f":"IF(B862=\"CoalST\",MATCH(E862&\"|\"&F862,EIA_Units!$BK$6:$BK$22655,0),\"\")","v":""},{"$f":"IF(O862=\"\",\"\",INDEX(EIA_Units!P862:'EIA_Units'!$P$6:$P$22655,O862))","v":""},""]
[null,"EXCLUDE","VA","International Paper Franklin Mill",52152,"GEN7","BLQ","ST",15.6,null,"Industrial CHP","Y","Steam unit (PRMVR=ST) under 25MW/250 MMBtu/hr",null,{"$f":"IF(B863=\"CoalST\",MATCH(E863&\"|\"&F863,EIA_Units!$BK$6:$BK$22655,0),\"\")","v":""},{"$f":"IF(O863=\"\",\"\",INDEX(EIA_Units!P863:'EIA_Units'!$P$6:$P$22655,O863))","v":""},""]
[null,"EXCLUDE","VA","International Paper Franklin Mill",52152,"GEN9","BLQ","ST",36.1,null,"Industrial CHP","Y","Commercial/Industrial Unit",null,{"$f":"IF(B864=\"CoalST\",MATCH(E864&\"|\"&F864,EIA_Units!$BK$6:$BK$22655,0),\"\")","v":""},{"$f":"IF(O864=\"\",\"\",INDEX(EIA_Units!P864:'EIA_Units'!$P$6:$P$22655,O864))","v":""},""]
[null,"EXCLUDE","VA","International Paper Franklin Mill",52152,"GEN3","BLQ","ST",2.5,null,"Industrial CHP","Y","Steam unit (PRMVR=ST) under 25MW/250 MMBtu/hr",null,{"$f":"IF(B865=\"CoalST\",MATCH(E865&\"|\"&F865,EIA_Units!$BK$6:$BK$22655,0),\"\")","v":""},{"$f":"IF(O865=\"\",\"\",INDEX(EIA_Units!P865:'EIA_Units'!$P$6:$P$22655,O865))","v":""},""]
[null,"EXCLUDE","MN","Virginia",2018,"6","SUB","ST",18.7,null,"Electric Utility","Y","Steam unit (PRMVR=ST) under 25MW/250 MMBtu/hr",null,{"$f":"IF(B866=\"CoalST\",MATCH(E866&\"|\"&F866,EIA_Units!$BK$6:$BK$22655,0),\"\")","v":""},{"$f":"IF(O866=\"\",\"\",INDEX(EIA_Units!P866:'EIA_Units'!$P$6:$P$22655,O866))","v":""},""]
[null,"EXCLUDE","MN","Virginia",2018,"1A","SUB","ST",4,null,"Electric Utility","Y","Steam unit (PRMVR=ST) under 25MW/250 MMBtu/hr",null,{"$f":"IF(B867=\"CoalST\",MATCH(E867&\"|\"&F867,EIA_Units!$BK$6:$BK$22655,0),\"\")","v":""},{"$f":"IF(O867=\"\",\"\",INDEX(EIA_Units!P867:'EIA_Units'!$P$6:$P$22655,O867))","v":""},""]
[null,"EXCLUDE","MN","Virginia",2018,"5","SUB","ST",7.5,null,"Electric Utility","Y","Steam unit (PRMVR=ST) under 25MW/250 MMBtu/hr",null,{"$f":"IF(B868=\"CoalST\",MATCH(E868&\"|\"&F868,EIA_Units!$BK$6:$BK$22655,0),\"\")","v":""},{"$f":"IF(O868=\"\",\"\",INDEX(EIA_Units!P868:'EIA_Units'!$P$6:$P$22655,O868))","v":""},""]
[null,"EXCLUDE","VA","Covington Facility",50900,"GEN2","BIT","ST",10.5,null,"Industrial CHP","Y","Steam unit (PRMVR=ST) under 25MW/250 MMBtu/hr",null,{"$f":"IF(B869=\"CoalST\",MATCH(E869&\"|\"&F869,EIA_Units!$BK$6:$BK$22655,0),\"\")","v":""},{"$f":"IF(O869=\"\",\"\",INDEX(EIA_Units!P869:'EIA_Units'!$P$6:$P$22655,O869))","v":""},""]
[null,"EXCLUDE","VA","Covington Facility",50900,"GEN1","BIT","ST",10.5,null,"Industrial CHP","Y","Steam unit (PRMVR=ST) under 25MW/250 MMBtu/hr",null,{"$f":"IF(B870=\"CoalST\",MATCH(E870&\"|\"&F870,EIA_Units!$BK$6:$BK$22655,0),\"\")","v":""},{"$f":"IF(O870=\"\",\"\",INDEX(EIA_Units!P870:'EIA_Units'!$P$6:$P$22655,O870))","v":""},""]
[null,"EXCLUDE","VA","Covington Facility",50900,"GEN3","BIT","ST",10.5,null,"Industrial CHP","Y","Steam unit (PRMVR=ST) under 25MW/250 MMBtu/hr",null,{"$f":"IF(B871=\"CoalST\",MATCH(E871&\"|\"&F871,EIA_Units!$BK$6:$BK$22655,0),\"\")","v":""},{"$f":"IF(O871=\"\",\"\",INDEX(EIA_Units!P871:'EIA_Units'!$P$6:$P$22655,O871))","v":""},""]
[null,"EXCLUDE","VA","Covington Facility",50900,"GEN4","BLQ","ST",34,null,"Industrial CHP","Y","Commercial/Industrial Unit",null,{"$f":"IF(B872=\"CoalST\",MATCH(E872&\"|\"&F872,EIA_Units!$BK$6:$BK$22655,0),\"\")","v":""},{"$f":"IF(O872=\"\",\"\",INDEX(EIA_Units!P872:'EIA_Units'!$P$6:$P$22655,O872))","v":""},""]
[null,"EXCLUDE","VA","Covington Facility",50900,"GEN5","BIT","ST",34,null,"Industrial CHP","Y","Commercial/Industrial Unit",null,{"$f":"IF(B873=\"CoalST\",MATCH(E873&\"|\"&F873,EIA_Units!$BK$6:$BK$22655,0),\"\")","v":""},{"$f":"IF(O873=\"\",\"\",INDEX(EIA_Units!P873:'EIA_Units'!$P$6:$P$22655,O873))","v":""},""]
[null,"COALST","SC","Kapstone",7737,"1","BIT","ST",99.2,null,"Electric Utility","Y","",null,{"$f":"IF(B874=\"CoalST\",MATCH(E874&\"|\"&F874,EIA_Units!$BK$6:$BK$22655,0),\"\")","v":10482},{"$f":"IF(O874=\"\",\"\",INDEX(EIA_Units!P874:'EIA_Units'!$P$6:$P$22655,O874))","v":1999},15]
[null,"EXCLUDE","AK","University of Alaska Fairbanks",50711,"GEN1","SUB","ST",1.5,null,"Commercial CHP","Y","Steam unit (PRMVR=ST) under 25MW/250 MMBtu/hr",null,{"$f":"IF(B875=\"CoalST\",MATCH(E875&\"|\"&F875,EIA_Units!$BK$6:$BK$22655,0),\"\")","v":""},{"$f":"IF(O875=\"\",\"\",INDEX(EIA_Units!P875:'EIA_Units'!$P$6:$P$22655,O875))","v":""},""]
[null,"EXCLUDE","AK","University of Alaska Fairbanks",50711,"GEN3","SUB","ST",10,null,"Commercial CHP","Y","Steam unit (PRMVR=ST) under 25MW/250 MMBtu/hr",null,{"$f":"IF(B876=\"CoalST\",MATCH(E876&\"|\"&F876,EIA_Units!$BK$6:$BK$22655,0),\"\")","v":""},{"$f":"IF(O876=\"\",\"\",INDEX(EIA_Units!P876:'EIA_Units'!$P$6:$P$22655,O876))","v":""},""]
[null,"EXCLUDE","AK","University of Alaska Fairbanks",50711,"GEN2","SUB","ST",1.5,null,"Commercial CHP","Y","Steam unit (PRMVR=ST) under 25MW/250 MMBtu/hr",null,{"$f":"IF(B877=\"CoalST\",MATCH(E877&\"|\"&F877,EIA_Units!$BK$6:$BK$22655,0),\"\")","v":""},{"$f":"IF(O877=\"\",\"\",INDEX(EIA_Units!P877:'EIA_Units'!$P$6:$P$22655,O877))","v":""},""]
[null,"EXCLUDE","LA","Buras",1401,"8","NG","GT",20.7,null,"Electric Utility","N","Simple Cycle Turbine (PRMVR=GT or OT) unit under 25MW",null,{"$f":"IF(B878=\"CoalST\",MATCH(E878&\"|\"&F878,EIA_Units!$BK$6:$BK$22655,0),\"\")","v":""},{"$f":"IF(O878=\"\",\"\",INDEX(EIA_Units!P878:'EIA_Units'!$P$6:$P$22655,O878))","v":""},""]
[null,"Exclude","FL","Lauderdale",613,"22","NG","GT",34.200000000000003,null,"Electric Utility","N","Low utilization CT",null,{"$f":"IF(B879=\"CoalST\",MATCH(E879&\"|\"&F879,EIA_Units!$BK$6:$BK$22655,0),\"\")","v":""},{"$f":"IF(O879=\"\",\"\",INDEX(EIA_Units!P879:'EIA_Units'!$P$6:$P$22655,O879))","v":""},""]
[null,"Exclude","IA","Lime Creek",7155,"1","DFO","GT",45.1,null,"Electric Utility","N","Low utilization CT",null,{"$f":"IF(B880=\"CoalST\",MATCH(E880&\"|\"&F880,EIA_Units!$BK$6:$BK$22655,0),\"\")","v":""},{"$f":"IF(O880=\"\",\"\",INDEX(EIA_Units!P880:'EIA_Units'!$P$6:$P$22655,O880))","v":""},""]
[null,"EXCLUDE","FL","Telogia Power",50774,"GEN1","WDS","ST",14,null,"IPP Non-CHP","N","Non Fossil fuel type",null,{"$f":"IF(B881=\"CoalST\",MATCH(E881&\"|\"&F881,EIA_Units!$BK$6:$BK$22655,0),\"\")","v":""},{"$f":"IF(O881=\"\",\"\",INDEX(EIA_Units!P881:'EIA_Units'!$P$6:$P$22655,O881))","v":""},""]
[null,"Exclude","GA","McIntosh",6124,"CT1","NG","GT",101.3,null,"Electric Utility","N","Low utilization CT",null,{"$f":"IF(B882=\"CoalST\",MATCH(E882&\"|\"&F882,EIA_Units!$BK$6:$BK$22655,0),\"\")","v":""},{"$f":"IF(O882=\"\",\"\",INDEX(EIA_Units!P882:'EIA_Units'!$P$6:$P$22655,O882))","v":""},""]
[null,"EXCLUDE","CA","Sierra Pacific Quincy Facility",50112,"GEN1","WDS","ST",20,null,"Industrial CHP","Y","Non Fossil fuel type",null,{"$f":"IF(B883=\"CoalST\",MATCH(E883&\"|\"&F883,EIA_Units!$BK$6:$BK$22655,0),\"\")","v":""},{"$f":"IF(O883=\"\",\"\",INDEX(EIA_Units!P883:'EIA_Units'!$P$6:$P$22655,O883))","v":""},""]
[null,"EXCLUDE","CA","Sierra Pacific Quincy Facility",50112,"GEN2","WDS","ST",7.5,null,"Industrial CHP","Y","Non Fossil fuel type",null,{"$f":"IF(B884=\"CoalST\",MATCH(E884&\"|\"&F884,EIA_Units!$BK$6:$BK$22655,0),\"\")","v":""},{"$f":"IF(O884=\"\",\"\",INDEX(EIA_Units!P884:'EIA_Units'!$P$6:$P$22655,O884))","v":""},""]
[null,"EXCLUDE","VT","Rutland",3723,"GT5","DFO","GT",13.2,null,"Electric Utility","N","Simple Cycle Turbine (PRMVR=GT or OT) unit under 25MW",null,{"$f":"IF(B885=\"CoalST\",MATCH(E885&\"|\"&F885,EIA_Units!$BK$6:$BK$22655,0),\"\")","v":""},{"$f":"IF(O885=\"\",\"\",INDEX(EIA_Units!P885:'EIA_Units'!$P$6:$P$22655,O885))","v":""},""]
[null,"Exclude","OH","Woodsdale",7158,"GT1","NG","GT",81.599999999999994,null,"Electric Utility","N","Low utilization CT",null,{"$f":"IF(B886=\"CoalST\",MATCH(E886&\"|\"&F886,EIA_Units!$BK$6:$BK$22655,0),\"\")","v":""},{"$f":"IF(O886=\"\",\"\",INDEX(EIA_Units!P886:'EIA_Units'!$P$6:$P$22655,O886))","v":""},""]
[null,"EXCLUDE","CA","Walnut",4256,"1","NG","GT",24.9,null,"Electric Utility","N","Simple Cycle Turbine (PRMVR=GT or OT) unit under 25MW",null,{"$f":"IF(B887=\"CoalST\",MATCH(E887&\"|\"&F887,EIA_Units!$BK$6:$BK$22655,0),\"\")","v":""},{"$f":"IF(O887=\"\",\"\",INDEX(EIA_Units!P887:'EIA_Units'!$P$6:$P$22655,O887))","v":""},""]
[null,"EXCLUDE","CA","Walnut",4256,"2","NG","GT",24.9,null,"Electric Utility","N","Simple Cycle Turbine (PRMVR=GT or OT) unit under 25MW",null,{"$f":"IF(B888=\"CoalST\",MATCH(E888&\"|\"&F888,EIA_Units!$BK$6:$BK$22655,0),\"\")","v":""},{"$f":"IF(O888=\"\",\"\",INDEX(EIA_Units!P888:'EIA_Units'!$P$6:$P$22655,O888))","v":""},""]
[null,"EXCLUDE","AL","International Paper Riverdale Mill",54096,"GEN2","NG","ST",37.4,null,"Industrial CHP","N","Commercial/Industrial Unit",null,{"$f":"IF(B889=\"CoalST\",MATCH(E889&\"|\"&F889,EIA_Units!$BK$6:$BK$22655,0),\"\")","v":""},{"$f":"IF(O889=\"\",\"\",INDEX(EIA_Units!P889:'EIA_Units'!$P$6:$P$22655,O889))","v":""},""]
[null,"EXCLUDE","AL","International Paper Riverdale Mill",54096,"GEN1","NG","ST",11.6,null,"Industrial CHP","N","Steam unit (PRMVR=ST) under 25MW/250 MMBtu/hr",null,{"$f":"IF(B890=\"CoalST\",MATCH(E890&\"|\"&F890,EIA_Units!$BK$6:$BK$22655,0),\"\")","v":""},{"$f":"IF(O890=\"\",\"\",INDEX(EIA_Units!P890:'EIA_Units'!$P$6:$P$22655,O890))","v":""},""]
[null,"EXCLUDE","NY","Wheelabrator Hudson Falls",10503,"GEN1","MSB","ST",14.4,null,"IPP Non-CHP","N","Non Fossil fuel type",null,{"$f":"IF(B891=\"CoalST\",MATCH(E891&\"|\"&F891,EIA_Units!$BK$6:$BK$22655,0),\"\")","v":""},{"$f":"IF(O891=\"\",\"\",INDEX(EIA_Units!P891:'EIA_Units'!$P$6:$P$22655,O891))","v":""},""]
[null,"EXCLUDE","FL","Fernandina Beach Mill",10202,"GEN5","WDL","ST",44,null,"Industrial CHP","Y","Non Fossil fuel type",null,{"$f":"IF(B892=\"CoalST\",MATCH(E892&\"|\"&F892,EIA_Units!$BK$6:$BK$22655,0),\"\")","v":""},{"$f":"IF(O892=\"\",\"\",INDEX(EIA_Units!P892:'EIA_Units'!$P$6:$P$22655,O892))","v":""},""]
[null,"EXCLUDE","WI","Biron Mill",10234,"GEN1","SUB","ST",17,null,"Industrial CHP","Y","Steam unit (PRMVR=ST) under 25MW/250 MMBtu/hr",null,{"$f":"IF(B893=\"CoalST\",MATCH(E893&\"|\"&F893,EIA_Units!$BK$6:$BK$22655,0),\"\")","v":""},{"$f":"IF(O893=\"\",\"\",INDEX(EIA_Units!P893:'EIA_Units'!$P$6:$P$22655,O893))","v":""},""]
[null,"EXCLUDE","WI","Biron Mill",10234,"GEN5","SUB","ST",21.5,null,"Industrial CHP","Y","Steam unit (PRMVR=ST) under 25MW/250 MMBtu/hr",null,{"$f":"IF(B894=\"CoalST\",MATCH(E894&\"|\"&F894,EIA_Units!$BK$6:$BK$22655,0),\"\")","v":""},{"$f":"IF(O894=\"\",\"\",INDEX(EIA_Units!P894:'EIA_Units'!$P$6:$P$22655,O894))","v":""},""]
[null,"EXCLUDE","WI","Biron Mill",10234,"GEN3","SUB","ST",7.5,null,"Industrial CHP","Y","Steam unit (PRMVR=ST) under 25MW/250 MMBtu/hr",null,{"$f":"IF(B895=\"CoalST\",MATCH(E895&\"|\"&F895,EIA_Units!$BK$6:$BK$22655,0),\"\")","v":""},{"$f":"IF(O895=\"\",\"\",INDEX(EIA_Units!P895:'EIA_Units'!$P$6:$P$22655,O895))","v":""},""]
[null,"COALST","WV","FirstEnergy Albright",3942,"1","BIT","ST",69,null,"Electric Utility","N","",null,{"$f":"IF(B896=\"CoalST\",MATCH(E896&\"|\"&F896,EIA_Units!$BK$6:$BK$22655,0),\"\")","v":20178},{"$f":"IF(O896=\"\",\"\",INDEX(EIA_Units!P896:'EIA_Units'!$P$6:$P$22655,O896))","v":1952},62]
[null,"EXCLUDE","FL","Georgia-Pacific Palatka Operations",10611,"GEN2","NG","ST",9.6999999999999993,null,"Industrial CHP","Y","Steam unit (PRMVR=ST) under 25MW/250 MMBtu/hr",null,{"$f":"IF(B897=\"CoalST\",MATCH(E897&\"|\"&F897,EIA_Units!$BK$6:$BK$22655,0),\"\")","v":""},{"$f":"IF(O897=\"\",\"\",INDEX(EIA_Units!P897:'EIA_Units'!$P$6:$P$22655,O897))","v":""},""]
[null,"EXCLUDE","ME","Domtar - Woodland Mill",10613,"TG10","BLQ","ST",23,null,"Industrial CHP","Y","Steam unit (PRMVR=ST) under 25MW/250 MMBtu/hr",null,{"$f":"IF(B898=\"CoalST\",MATCH(E898&\"|\"&F898,EIA_Units!$BK$6:$BK$22655,0),\"\")","v":""},{"$f":"IF(O898=\"\",\"\",INDEX(EIA_Units!P898:'EIA_Units'!$P$6:$P$22655,O898))","v":""},""]
[null,"EXCLUDE","ME","Domtar - Woodland Mill",10613,"TG11","BLQ","ST",26.8,null,"Industrial CHP","Y","Commercial/Industrial Unit",null,{"$f":"IF(B899=\"CoalST\",MATCH(E899&\"|\"&F899,EIA_Units!$BK$6:$BK$22655,0),\"\")","v":""},{"$f":"IF(O899=\"\",\"\",INDEX(EIA_Units!P899:'EIA_Units'!$P$6:$P$22655,O899))","v":""},""]
[null,"Exclude","FL","Lauderdale",613,"16","NG","GT",34.200000000000003,null,"Electric Utility","N","Low utilization CT",null,{"$f":"IF(B900=\"CoalST\",MATCH(E900&\"|\"&F900,EIA_Units!$BK$6:$BK$22655,0),\"\")","v":""},{"$f":"IF(O900=\"\",\"\",INDEX(EIA_Units!P900:'EIA_Units'!$P$6:$P$22655,O900))","v":""},""]
[null,"Exclude","IL","Waukegan",883,"321","DFO","GT",28,null,"Electric Utility/IPP Non-CHP","N","Low utilization CT",null,{"$f":"IF(B901=\"CoalST\",MATCH(E901&\"|\"&F901,EIA_Units!$BK$6:$BK$22655,0),\"\")","v":""},{"$f":"IF(O901=\"\",\"\",INDEX(EIA_Units!P901:'EIA_Units'!$P$6:$P$22655,O901))","v":""},""]
[null,"EXCLUDE","MI","Kent County Waste to Energy Facility",50860,"GEN1","MSB","ST",18,null,"Commercial Non-CHP","N","Non Fossil fuel type",null,{"$f":"IF(B902=\"CoalST\",MATCH(E902&\"|\"&F902,EIA_Units!$BK$6:$BK$22655,0),\"\")","v":""},{"$f":"IF(O902=\"\",\"\",INDEX(EIA_Units!P902:'EIA_Units'!$P$6:$P$22655,O902))","v":""},""]
[null,"EXCLUDE","FL","GCS Energy Recovery of Pinellas, Inc",50884,"GEN2","MSB","ST",26,null,"IPP Non-CHP","N","Non Fossil fuel type",null,{"$f":"IF(B903=\"CoalST\",MATCH(E903&\"|\"&F903,EIA_Units!$BK$6:$BK$22655,0),\"\")","v":""},{"$f":"IF(O903=\"\",\"\",INDEX(EIA_Units!P903:'EIA_Units'!$P$6:$P$22655,O903))","v":""},{"$f":"IF(O903=\"\",\"\",2014-P903)","v":""}]
[null,"EXCLUDE","MS","Leaf River Cellulose LLC",10233,"GEN2","NG","ST",25.2,null,"Industrial CHP","Y","Commercial/Industrial Unit",null,{"$f":"IF(B904=\"CoalST\",MATCH(E904&\"|\"&F904,EIA_Units!$BK$6:$BK$22655,0),\"\")","v":""},{"$f":"IF(O904=\"\",\"\",INDEX(EIA_Units!P904:'EIA_Units'!$P$6:$P$22655,O904))","v":""},""]
[null,"EXCLUDE","MS","Leaf River Cellulose LLC",10233,"GEN1","NG","ST",25.2,null,"Industrial CHP","Y","Commercial/Industrial Unit",null,{"$f":"IF(B905=\"CoalST\",MATCH(E905&\"|\"&F905,EIA_Units!$BK$6:$BK$22655,0),\"\")","v":""},{"$f":"IF(O905=\"\",\"\",INDEX(EIA_Units!P905:'EIA_Units'!$P$6:$P$22655,O905))","v":""},""]
[null,"Exclude","FL","Lauderdale",613,"23","NG","GT",34.200000000000003,null,"Electric Utility","N","Low utilization CT",null,{"$f":"IF(B906=\"CoalST\",MATCH(E906&\"|\"&F906,EIA_Units!$BK$6:$BK$22655,0),\"\")","v":""},{"$f":"IF(O906=\"\",\"\",INDEX(EIA_Units!P906:'EIA_Units'!$P$6:$P$22655,O906))","v":""},""]
[null,"COALST","OH","FirstEnergy Bay Shore",2878,"2","SUB","ST",140.6,null,"Electric Utility/IPP Non-CHP","N","",null,{"$f":"IF(B907=\"CoalST\",MATCH(E907&\"|\"&F907,EIA_Units!$BK$6:$BK$22655,0),\"\")","v":19621},{"$f":"IF(O907=\"\",\"\",INDEX(EIA_Units!P907:'EIA_Units'!$P$6:$P$22655,O907))","v":1959},55]
[null,"EXCLUDE","MD","Luke Mill",50282,"GEN1","BIT","ST",35,null,"Industrial CHP","Y","Commercial/Industrial Unit",null,{"$f":"IF(B908=\"CoalST\",MATCH(E908&\"|\"&F908,EIA_Units!$BK$6:$BK$22655,0),\"\")","v":""},{"$f":"IF(O908=\"\",\"\",INDEX(EIA_Units!P908:'EIA_Units'!$P$6:$P$22655,O908))","v":""},""]
[null,"EXCLUDE","FL","McKay Bay Facility",50875,"GEN1","MSB","ST",22.1,null,"IPP Non-CHP","N","Non Fossil fuel type",null,{"$f":"IF(B909=\"CoalST\",MATCH(E909&\"|\"&F909,EIA_Units!$BK$6:$BK$22655,0),\"\")","v":""},{"$f":"IF(O909=\"\",\"\",INDEX(EIA_Units!P909:'EIA_Units'!$P$6:$P$22655,O909))","v":""},""]
[null,"OGST","MI","Wyandotte",1866,"7","NG","ST",32,null,"Electric Utility","N","",null,{"$f":"IF(B910=\"CoalST\",MATCH(E910&\"|\"&F910,EIA_Units!$BK$6:$BK$22655,0),\"\")","v":""},{"$f":"IF(O910=\"\",\"\",INDEX(EIA_Units!P910:'EIA_Units'!$P$6:$P$22655,O910))","v":""},""]
[null,"EXCLUDE","MI","Wyandotte",1866,"5","NG","ST",22,null,"Electric Utility","N","Steam unit (PRMVR=ST) under 25MW/250 MMBtu/hr",null,{"$f":"IF(B911=\"CoalST\",MATCH(E911&\"|\"&F911,EIA_Units!$BK$6:$BK$22655,0),\"\")","v":""},{"$f":"IF(O911=\"\",\"\",INDEX(EIA_Units!P911:'EIA_Units'!$P$6:$P$22655,O911))","v":""},""]
[null,"COALST","IA","Earl F Wisdom",1217,"1","BIT","ST",33,null,"Electric Utility","N","",null,{"$f":"IF(B912=\"CoalST\",MATCH(E912&\"|\"&F912,EIA_Units!$BK$6:$BK$22655,0),\"\")","v":2424},{"$f":"IF(O912=\"\",\"\",INDEX(EIA_Units!P912:'EIA_Units'!$P$6:$P$22655,O912))","v":1960},54]
[null,"EXCLUDE","MA","Mystic Generating Station",1588,"GT1","DFO","GT",14.2,null,"IPP Non-CHP","N","Simple Cycle Turbine (PRMVR=GT or OT) unit under 25MW",null,{"$f":"IF(B913=\"CoalST\",MATCH(E913&\"|\"&F913,EIA_Units!$BK$6:$BK$22655,0),\"\")","v":""},{"$f":"IF(O913=\"\",\"\",INDEX(EIA_Units!P913:'EIA_Units'!$P$6:$P$22655,O913))","v":""},""]
[null,"Exclude","WI","Sheepskin",4059,"1","NG","GT",41.7,null,"Electric Utility","N","Low utilization CT",null,{"$f":"IF(B914=\"CoalST\",MATCH(E914&\"|\"&F914,EIA_Units!$BK$6:$BK$22655,0),\"\")","v":""},{"$f":"IF(O914=\"\",\"\",INDEX(EIA_Units!P914:'EIA_Units'!$P$6:$P$22655,O914))","v":""},""]
[null,"EXCLUDE","WI","Biron Mill",10234,"GEN4","BIT","ST",15.6,null,"Industrial CHP","Y","Steam unit (PRMVR=ST) under 25MW/250 MMBtu/hr",null,{"$f":"IF(B915=\"CoalST\",MATCH(E915&\"|\"&F915,EIA_Units!$BK$6:$BK$22655,0),\"\")","v":""},{"$f":"IF(O915=\"\",\"\",INDEX(EIA_Units!P915:'EIA_Units'!$P$6:$P$22655,O915))","v":""},""]
[null,"EXCLUDE","MN","Koda Biomass Plant",57119,"2222","AB","ST",23.4,null,"IPP CHP","Y","Non Fossil fuel type",null,{"$f":"IF(B916=\"CoalST\",MATCH(E916&\"|\"&F916,EIA_Units!$BK$6:$BK$22655,0),\"\")","v":""},{"$f":"IF(O916=\"\",\"\",INDEX(EIA_Units!P916:'EIA_Units'!$P$6:$P$22655,O916))","v":""},""]
[null,"EXCLUDE","LA","Agrilectric Power Partners Ltd",10593,"GEN1","AB","ST",12.1,null,"IPP Non-CHP","N","Non Fossil fuel type",null,{"$f":"IF(B917=\"CoalST\",MATCH(E917&\"|\"&F917,EIA_Units!$BK$6:$BK$22655,0),\"\")","v":""},{"$f":"IF(O917=\"\",\"\",INDEX(EIA_Units!P917:'EIA_Units'!$P$6:$P$22655,O917))","v":""},""]
[null,"Exclude","FL","Lauderdale",613,"14","NG","GT",34.200000000000003,null,"Electric Utility","N","Low utilization CT",null,{"$f":"IF(B918=\"CoalST\",MATCH(E918&\"|\"&F918,EIA_Units!$BK$6:$BK$22655,0),\"\")","v":""},{"$f":"IF(O918=\"\",\"\",INDEX(EIA_Units!P918:'EIA_Units'!$P$6:$P$22655,O918))","v":""},""]
[null,"EXCLUDE","NY","Southold",2520,"1","DFO","GT",14,null,"Electric Utility","N","Simple Cycle Turbine (PRMVR=GT or OT) unit under 25MW",null,{"$f":"IF(B919=\"CoalST\",MATCH(E919&\"|\"&F919,EIA_Units!$BK$6:$BK$22655,0),\"\")","v":""},{"$f":"IF(O919=\"\",\"\",INDEX(EIA_Units!P919:'EIA_Units'!$P$6:$P$22655,O919))","v":""},""]
[null,"EXCLUDE","MO","Station I",2136,"1","DFO","GT",19,null,"Electric Utility","N","Simple Cycle Turbine (PRMVR=GT or OT) unit under 25MW",null,{"$f":"IF(B920=\"CoalST\",MATCH(E920&\"|\"&F920,EIA_Units!$BK$6:$BK$22655,0),\"\")","v":""},{"$f":"IF(O920=\"\",\"\",INDEX(EIA_Units!P920:'EIA_Units'!$P$6:$P$22655,O920))","v":""},""]
[null,"EXCLUDE","MO","Station I",2136,"2","DFO","GT",19,null,"Electric Utility","N","Simple Cycle Turbine (PRMVR=GT or OT) unit under 25MW",null,{"$f":"IF(B921=\"CoalST\",MATCH(E921&\"|\"&F921,EIA_Units!$BK$6:$BK$22655,0),\"\")","v":""},{"$f":"IF(O921=\"\",\"\",INDEX(EIA_Units!P921:'EIA_Units'!$P$6:$P$22655,O921))","v":""},""]
[null,"Exclude","NY","Shoreham",2518,"GT1","DFO","GT",52.9,null,"Electric Utility","N","Low utilization CT",null,{"$f":"IF(B922=\"CoalST\",MATCH(E922&\"|\"&F922,EIA_Units!$BK$6:$BK$22655,0),\"\")","v":""},{"$f":"IF(O922=\"\",\"\",INDEX(EIA_Units!P922:'EIA_Units'!$P$6:$P$22655,O922))","v":""},""]
[null,"EXCLUDE","NY","Shoreham",2518,"GT2","DFO","GT",18.600000000000001,null,"Electric Utility","N","Simple Cycle Turbine (PRMVR=GT or OT) unit under 25MW",null,{"$f":"IF(B923=\"CoalST\",MATCH(E923&\"|\"&F923,EIA_Units!$BK$6:$BK$22655,0),\"\")","v":""},{"$f":"IF(O923=\"\",\"\",INDEX(EIA_Units!P923:'EIA_Units'!$P$6:$P$22655,O923))","v":""},""]
[null,"EXCLUDE","MN","Red Wing",1926,"1","MSB","ST",11.5,null,"Electric Utility","N","Non Fossil fuel type",null,{"$f":"IF(B924=\"CoalST\",MATCH(E924&\"|\"&F924,EIA_Units!$BK$6:$BK$22655,0),\"\")","v":""},{"$f":"IF(O924=\"\",\"\",INDEX(EIA_Units!P924:'EIA_Units'!$P$6:$P$22655,O924))","v":""},""]
[null,"EXCLUDE","MN","Red Wing",1926,"2","MSB","ST",11.5,null,"Electric Utility","N","Non Fossil fuel type",null,{"$f":"IF(B925=\"CoalST\",MATCH(E925&\"|\"&F925,EIA_Units!$BK$6:$BK$22655,0),\"\")","v":""},{"$f":"IF(O925=\"\",\"\",INDEX(EIA_Units!P925:'EIA_Units'!$P$6:$P$22655,O925))","v":""},""]
[null,"EXCLUDE","NY","Covanta Babylon Inc",50649,"GEN1","MSB","ST",17,null,"Commercial Non-CHP","N","Non Fossil fuel type",null,{"$f":"IF(B926=\"CoalST\",MATCH(E926&\"|\"&F926,EIA_Units!$BK$6:$BK$22655,0),\"\")","v":""},{"$f":"IF(O926=\"\",\"\",INDEX(EIA_Units!P926:'EIA_Units'!$P$6:$P$22655,O926))","v":""},""]
[null,"Exclude","FL","Lauderdale",613,"3","NG","GT",34.200000000000003,null,"Electric Utility","N","Low utilization CT",null,{"$f":"IF(B927=\"CoalST\",MATCH(E927&\"|\"&F927,EIA_Units!$BK$6:$BK$22655,0),\"\")","v":""},{"$f":"IF(O927=\"\",\"\",INDEX(EIA_Units!P927:'EIA_Units'!$P$6:$P$22655,O927))","v":""},""]
[null,"Exclude","KS","Abilene Energy Center Combustion Turbine",1251,"GT1","NG","GT",77,null,"Electric Utility","N","Low utilization CT",null,{"$f":"IF(B928=\"CoalST\",MATCH(E928&\"|\"&F928,EIA_Units!$BK$6:$BK$22655,0),\"\")","v":""},{"$f":"IF(O928=\"\",\"\",INDEX(EIA_Units!P928:'EIA_Units'!$P$6:$P$22655,O928))","v":""},""]
[null,"Exclude","FL","Lauderdale",613,"5","NG","GT",34.200000000000003,null,"Electric Utility","N","Low utilization CT",null,{"$f":"IF(B929=\"CoalST\",MATCH(E929&\"|\"&F929,EIA_Units!$BK$6:$BK$22655,0),\"\")","v":""},{"$f":"IF(O929=\"\",\"\",INDEX(EIA_Units!P929:'EIA_Units'!$P$6:$P$22655,O929))","v":""},""]
[null,"Exclude","ME","Rumford Cogeneration",10495,"GEN1","BLQ","ST",102.6,null,"IPP CHP","Y","Other",null,{"$f":"IF(B930=\"CoalST\",MATCH(E930&\"|\"&F930,EIA_Units!$BK$6:$BK$22655,0),\"\")","v":""},{"$f":"IF(O930=\"\",\"\",INDEX(EIA_Units!P930:'EIA_Units'!$P$6:$P$22655,O930))","v":""},""]
[null,"EXCLUDE","FL","GCS Energy Recovery of Pinellas, Inc",50884,"GEN1","MSB","ST",50.5,null,"IPP Non-CHP","N","Non Fossil fuel type",null,{"$f":"IF(B931=\"CoalST\",MATCH(E931&\"|\"&F931,EIA_Units!$BK$6:$BK$22655,0),\"\")","v":""},{"$f":"IF(O931=\"\",\"\",INDEX(EIA_Units!P931:'EIA_Units'!$P$6:$P$22655,O931))","v":""},""]
[null,"EXCLUDE","TX","Corpus Christi",50475,"GEN1","NG","GT",41,null,"Industrial CHP","Y","Commercial/Industrial Unit",null,{"$f":"IF(B932=\"CoalST\",MATCH(E932&\"|\"&F932,EIA_Units!$BK$6:$BK$22655,0),\"\")","v":""},{"$f":"IF(O932=\"\",\"\",INDEX(EIA_Units!P932:'EIA_Units'!$P$6:$P$22655,O932))","v":""},""]
[null,"EXCLUDE","FL","Hillsborough County Resource Recovery",50858,"GEN1","MSB","ST",29,null,"IPP Non-CHP","N","Non Fossil fuel type",null,{"$f":"IF(B933=\"CoalST\",MATCH(E933&\"|\"&F933,EIA_Units!$BK$6:$BK$22655,0),\"\")","v":""},{"$f":"IF(O933=\"\",\"\",INDEX(EIA_Units!P933:'EIA_Units'!$P$6:$P$22655,O933))","v":""},""]
[null,"EXCLUDE","FL","Hillsborough County Resource Recovery",50858,"GEN2","MSB","ST",18,null,"IPP Non-CHP","N","Non Fossil fuel type",null,{"$f":"IF(B934=\"CoalST\",MATCH(E934&\"|\"&F934,EIA_Units!$BK$6:$BK$22655,0),\"\")","v":""},{"$f":"IF(O934=\"\",\"\",INDEX(EIA_Units!P934:'EIA_Units'!$P$6:$P$22655,O934))","v":""},""]
[null,"Exclude","FL","Lauderdale",613,"4","NG","GT",34.200000000000003,null,"Electric Utility","N","Low utilization CT",null,{"$f":"IF(B935=\"CoalST\",MATCH(E935&\"|\"&F935,EIA_Units!$BK$6:$BK$22655,0),\"\")","v":""},{"$f":"IF(O935=\"\",\"\",INDEX(EIA_Units!P935:'EIA_Units'!$P$6:$P$22655,O935))","v":""},""]
[null,"EXCLUDE","WA","Wheelabrator Spokane",50886,"GEN1","MSB","ST",26,null,"IPP Non-CHP","N","Non Fossil fuel type",null,{"$f":"IF(B936=\"CoalST\",MATCH(E936&\"|\"&F936,EIA_Units!$BK$6:$BK$22655,0),\"\")","v":""},{"$f":"IF(O936=\"\",\"\",INDEX(EIA_Units!P936:'EIA_Units'!$P$6:$P$22655,O936))","v":""},""]
[null,"EXCLUDE","SC","Savannah River Site Biomass Cogen",57138,"1","WDS","ST",20.8,null,"IPP CHP","Y","Non Fossil fuel type",null,{"$f":"IF(B937=\"CoalST\",MATCH(E937&\"|\"&F937,EIA_Units!$BK$6:$BK$22655,0),\"\")","v":""},{"$f":"IF(O937=\"\",\"\",INDEX(EIA_Units!P937:'EIA_Units'!$P$6:$P$22655,O937))","v":""},""]
[null,"Exclude","IA","Lime Creek",7155,"2","DFO","GT",45.1,null,"Electric Utility","N","Low utilization CT",null,{"$f":"IF(B938=\"CoalST\",MATCH(E938&\"|\"&F938,EIA_Units!$BK$6:$BK$22655,0),\"\")","v":""},{"$f":"IF(O938=\"\",\"\",INDEX(EIA_Units!P938:'EIA_Units'!$P$6:$P$22655,O938))","v":""},""]
[null,"Exclude","IL","Waukegan",883,"322","DFO","GT",28,null,"Electric Utility/IPP Non-CHP","N","Low utilization CT",null,{"$f":"IF(B939=\"CoalST\",MATCH(E939&\"|\"&F939,EIA_Units!$BK$6:$BK$22655,0),\"\")","v":""},{"$f":"IF(O939=\"\",\"\",INDEX(EIA_Units!P939:'EIA_Units'!$P$6:$P$22655,O939))","v":""},""]
[null,"EXCLUDE","OR","Covanta Marion Inc",50630,"GEN1","MSB","ST",13.1,null,"IPP Non-CHP","N","Non Fossil fuel type",null,{"$f":"IF(B940=\"CoalST\",MATCH(E940&\"|\"&F940,EIA_Units!$BK$6:$BK$22655,0),\"\")","v":""},{"$f":"IF(O940=\"\",\"\",INDEX(EIA_Units!P940:'EIA_Units'!$P$6:$P$22655,O940))","v":""},""]
[null,"COALST","PA","Elrama Power Plant",3098,"3","BIT","ST",125,null,"Electric Utility/IPP Non-CHP","N","",null,{"$f":"IF(B941=\"CoalST\",MATCH(E941&\"|\"&F941,EIA_Units!$BK$6:$BK$22655,0),\"\")","v":8219},{"$f":"IF(O941=\"\",\"\",INDEX(EIA_Units!P941:'EIA_Units'!$P$6:$P$22655,O941))","v":1954},60]
[null,"EXCLUDE","NJ","Covanta Warren Energy",10012,"1","MSB","ST",13.5,null,"IPP Non-CHP","N","Non Fossil fuel type",null,{"$f":"IF(B942=\"CoalST\",MATCH(E942&\"|\"&F942,EIA_Units!$BK$6:$BK$22655,0),\"\")","v":""},{"$f":"IF(O942=\"\",\"\",INDEX(EIA_Units!P942:'EIA_Units'!$P$6:$P$22655,O942))","v":""},""]
[null,"EXCLUDE","NC","Archer Daniels Midland Southport",54316,"GEN2","NG","GT",17.5,null,"Industrial CHP","Y","Simple Cycle Turbine (PRMVR=GT or OT) unit under 25MW",null,{"$f":"IF(B943=\"CoalST\",MATCH(E943&\"|\"&F943,EIA_Units!$BK$6:$BK$22655,0),\"\")","v":""},{"$f":"IF(O943=\"\",\"\",INDEX(EIA_Units!P943:'EIA_Units'!$P$6:$P$22655,O943))","v":""},""]
[null,"EXCLUDE","NC","Archer Daniels Midland Southport",54316,"GEN3","NG","GT",17,null,"Industrial CHP","Y","Simple Cycle Turbine (PRMVR=GT or OT) unit under 25MW",null,{"$f":"IF(B944=\"CoalST\",MATCH(E944&\"|\"&F944,EIA_Units!$BK$6:$BK$22655,0),\"\")","v":""},{"$f":"IF(O944=\"\",\"\",INDEX(EIA_Units!P944:'EIA_Units'!$P$6:$P$22655,O944))","v":""},""]
[null,"EXCLUDE","NC","Archer Daniels Midland Southport",54316,"GEN1","NG","GT",18,null,"Industrial CHP","Y","Simple Cycle Turbine (PRMVR=GT or OT) unit under 25MW",null,{"$f":"IF(B945=\"CoalST\",MATCH(E945&\"|\"&F945,EIA_Units!$BK$6:$BK$22655,0),\"\")","v":""},{"$f":"IF(O945=\"\",\"\",INDEX(EIA_Units!P945:'EIA_Units'!$P$6:$P$22655,O945))","v":""},""]
[null,"EXCLUDE","WI","French Island",4005,"2","WDS","ST",15.2,null,"Electric Utility","N","Non Fossil fuel type",null,{"$f":"IF(B946=\"CoalST\",MATCH(E946&\"|\"&F946,EIA_Units!$BK$6:$BK$22655,0),\"\")","v":""},{"$f":"IF(O946=\"\",\"\",INDEX(EIA_Units!P946:'EIA_Units'!$P$6:$P$22655,O946))","v":""},""]
[null,"EXCLUDE","WI","French Island",4005,"1","WDS","ST",15.2,null,"Electric Utility","N","Non Fossil fuel type",null,{"$f":"IF(B947=\"CoalST\",MATCH(E947&\"|\"&F947,EIA_Units!$BK$6:$BK$22655,0),\"\")","v":""},{"$f":"IF(O947=\"\",\"\",INDEX(EIA_Units!P947:'EIA_Units'!$P$6:$P$22655,O947))","v":""},""]
[null,"EXCLUDE","ME","Regional Waste Systems",50225,"TG1","MSB","ST",13.3,null,"IPP Non-CHP","N","Non Fossil fuel type",null,{"$f":"IF(B948=\"CoalST\",MATCH(E948&\"|\"&F948,EIA_Units!$BK$6:$BK$22655,0),\"\")","v":""},{"$f":"IF(O948=\"\",\"\",INDEX(EIA_Units!P948:'EIA_Units'!$P$6:$P$22655,O948))","v":""},""]
[null,"EXCLUDE","FL","Wheelabrator South Broward",50887,"GEN1","MSB","ST",66,null,"IPP Non-CHP","N","Non Fossil fuel type",null,{"$f":"IF(B949=\"CoalST\",MATCH(E949&\"|\"&F949,EIA_Units!$BK$6:$BK$22655,0),\"\")","v":""},{"$f":"IF(O949=\"\",\"\",INDEX(EIA_Units!P949:'EIA_Units'!$P$6:$P$22655,O949))","v":""},""]
[null,"Exclude","CA","Mandalay",345,"03","NG","GT",138,null,"IPP Non-CHP","N","Low utilization CT",null,{"$f":"IF(B950=\"CoalST\",MATCH(E950&\"|\"&F950,EIA_Units!$BK$6:$BK$22655,0),\"\")","v":""},{"$f":"IF(O950=\"\",\"\",INDEX(EIA_Units!P950:'EIA_Units'!$P$6:$P$22655,O950))","v":""},""]
[null,"EXCLUDE","HI","Kanoelehua",769,"CT1","DFO","GT",11.5,null,"Electric Utility","N","Simple Cycle Turbine (PRMVR=GT or OT) unit under 25MW",null,{"$f":"IF(B951=\"CoalST\",MATCH(E951&\"|\"&F951,EIA_Units!$BK$6:$BK$22655,0),\"\")","v":""},{"$f":"IF(O951=\"\",\"\",INDEX(EIA_Units!P951:'EIA_Units'!$P$6:$P$22655,O951))","v":""},""]
[null,"EXCLUDE","GA","Savannah River Mill",10361,"GEN4","PC","ST",45,null,"Industrial CHP","Y","Commercial/Industrial Unit",null,{"$f":"IF(B952=\"CoalST\",MATCH(E952&\"|\"&F952,EIA_Units!$BK$6:$BK$22655,0),\"\")","v":""},{"$f":"IF(O952=\"\",\"\",INDEX(EIA_Units!P952:'EIA_Units'!$P$6:$P$22655,O952))","v":""},""]
[null,"EXCLUDE","GA","Savannah River Mill",10361,"GEN3","PC","ST",45,null,"Industrial CHP","Y","Commercial/Industrial Unit",null,{"$f":"IF(B953=\"CoalST\",MATCH(E953&\"|\"&F953,EIA_Units!$BK$6:$BK$22655,0),\"\")","v":""},{"$f":"IF(O953=\"\",\"\",INDEX(EIA_Units!P953:'EIA_Units'!$P$6:$P$22655,O953))","v":""},""]
[null,"EXCLUDE","PA","Lancaster County Resource Recovery",50859,"GEN1","MSB","ST",35.700000000000003,null,"IPP Non-CHP","N","Non Fossil fuel type",null,{"$f":"IF(B954=\"CoalST\",MATCH(E954&\"|\"&F954,EIA_Units!$BK$6:$BK$22655,0),\"\")","v":""},{"$f":"IF(O954=\"\",\"\",INDEX(EIA_Units!P954:'EIA_Units'!$P$6:$P$22655,O954))","v":""},""]
[null,"EXCLUDE","KS","Colby",1225,"GT1","NG","GT",16,null,"Electric Utility","N","Simple Cycle Turbine (PRMVR=GT or OT) unit under 25MW",null,{"$f":"IF(B955=\"CoalST\",MATCH(E955&\"|\"&F955,EIA_Units!$BK$6:$BK$22655,0),\"\")","v":""},{"$f":"IF(O955=\"\",\"\",INDEX(EIA_Units!P955:'EIA_Units'!$P$6:$P$22655,O955))","v":""},""]
[null,"EXCLUDE","WI","Georgia-Pacific Corp - Nekoosa Mill",50395,"TG8","BIT","ST",16,null,"Industrial CHP","Y","Steam unit (PRMVR=ST) under 25MW/250 MMBtu/hr",null,{"$f":"IF(B956=\"CoalST\",MATCH(E956&\"|\"&F956,EIA_Units!$BK$6:$BK$22655,0),\"\")","v":""},{"$f":"IF(O956=\"\",\"\",INDEX(EIA_Units!P956:'EIA_Units'!$P$6:$P$22655,O956))","v":""},""]
[null,"EXCLUDE","AL","Mobile Energy Services LLC",50407,"GEN5","WDS","ST",61,null,"IPP CHP","Y","Non Fossil fuel type",null,{"$f":"IF(B957=\"CoalST\",MATCH(E957&\"|\"&F957,EIA_Units!$BK$6:$BK$22655,0),\"\")","v":""},{"$f":"IF(O957=\"\",\"\",INDEX(EIA_Units!P957:'EIA_Units'!$P$6:$P$22655,O957))","v":""},""]
[null,"EXCLUDE","AL","Mobile Energy Services LLC",50407,"GEN6","WDS","ST",35.700000000000003,null,"IPP CHP","Y","Non Fossil fuel type",null,{"$f":"IF(B958=\"CoalST\",MATCH(E958&\"|\"&F958,EIA_Units!$BK$6:$BK$22655,0),\"\")","v":""},{"$f":"IF(O958=\"\",\"\",INDEX(EIA_Units!P958:'EIA_Units'!$P$6:$P$22655,O958))","v":""},""]
[null,"EXCLUDE","FL","Wheelabrator North Broward",54033,"GEN1","MSB","ST",67.599999999999994,null,"IPP Non-CHP","N","Non Fossil fuel type",null,{"$f":"IF(B959=\"CoalST\",MATCH(E959&\"|\"&F959,EIA_Units!$BK$6:$BK$22655,0),\"\")","v":""},{"$f":"IF(O959=\"\",\"\",INDEX(EIA_Units!P959:'EIA_Units'!$P$6:$P$22655,O959))","v":""},""]
[null,"COALST","PA","Elrama Power Plant",3098,"2","BIT","ST",100,null,"Electric Utility/IPP Non-CHP","N","",null,{"$f":"IF(B960=\"CoalST\",MATCH(E960&\"|\"&F960,EIA_Units!$BK$6:$BK$22655,0),\"\")","v":8218},{"$f":"IF(O960=\"\",\"\",INDEX(EIA_Units!P960:'EIA_Units'!$P$6:$P$22655,O960))","v":1953},61]
[null,"EXCLUDE","MI","Thetford",1719,"5","NG","GT",17.600000000000001,null,"Electric Utility","N","Simple Cycle Turbine (PRMVR=GT or OT) unit under 25MW",null,{"$f":"IF(B961=\"CoalST\",MATCH(E961&\"|\"&F961,EIA_Units!$BK$6:$BK$22655,0),\"\")","v":""},{"$f":"IF(O961=\"\",\"\",INDEX(EIA_Units!P961:'EIA_Units'!$P$6:$P$22655,O961))","v":""},""]
[null,"EXCLUDE","MI","Thetford",1719,"6","NG","GT",17.600000000000001,null,"Electric Utility","N","Simple Cycle Turbine (PRMVR=GT or OT) unit under 25MW",null,{"$f":"IF(B962=\"CoalST\",MATCH(E962&\"|\"&F962,EIA_Units!$BK$6:$BK$22655,0),\"\")","v":""},{"$f":"IF(O962=\"\",\"\",INDEX(EIA_Units!P962:'EIA_Units'!$P$6:$P$22655,O962))","v":""},""]
[null,"EXCLUDE","MI","Thetford",1719,"7","NG","GT",17.600000000000001,null,"Electric Utility","N","Simple Cycle Turbine (PRMVR=GT or OT) unit under 25MW",null,{"$f":"IF(B963=\"CoalST\",MATCH(E963&\"|\"&F963,EIA_Units!$BK$6:$BK$22655,0),\"\")","v":""},{"$f":"IF(O963=\"\",\"\",INDEX(EIA_Units!P963:'EIA_Units'!$P$6:$P$22655,O963))","v":""},""]
[null,"EXCLUDE","MI","Thetford",1719,"8","NG","GT",17.600000000000001,null,"Electric Utility","N","Simple Cycle Turbine (PRMVR=GT or OT) unit under 25MW",null,{"$f":"IF(B964=\"CoalST\",MATCH(E964&\"|\"&F964,EIA_Units!$BK$6:$BK$22655,0),\"\")","v":""},{"$f":"IF(O964=\"\",\"\",INDEX(EIA_Units!P964:'EIA_Units'!$P$6:$P$22655,O964))","v":""},""]
[null,"EXCLUDE","MI","Thetford",1719,"9","NG","GT",17.600000000000001,null,"Electric Utility","N","Simple Cycle Turbine (PRMVR=GT or OT) unit under 25MW",null,{"$f":"IF(B965=\"CoalST\",MATCH(E965&\"|\"&F965,EIA_Units!$BK$6:$BK$22655,0),\"\")","v":""},{"$f":"IF(O965=\"\",\"\",INDEX(EIA_Units!P965:'EIA_Units'!$P$6:$P$22655,O965))","v":""},""]
[null,"Exclude","MI","Thetford",1719,"1","NG","GT",33.6,null,"Electric Utility","N","Low utilization CT",null,{"$f":"IF(B966=\"CoalST\",MATCH(E966&\"|\"&F966,EIA_Units!$BK$6:$BK$22655,0),\"\")","v":""},{"$f":"IF(O966=\"\",\"\",INDEX(EIA_Units!P966:'EIA_Units'!$P$6:$P$22655,O966))","v":""},""]
[null,"Exclude","MI","Thetford",1719,"2","NG","GT",33.6,null,"Electric Utility","N","Low utilization CT",null,{"$f":"IF(B967=\"CoalST\",MATCH(E967&\"|\"&F967,EIA_Units!$BK$6:$BK$22655,0),\"\")","v":""},{"$f":"IF(O967=\"\",\"\",INDEX(EIA_Units!P967:'EIA_Units'!$P$6:$P$22655,O967))","v":""},{"$f":"IF(O967=\"\",\"\",2014-P967)","v":""}]
[null,"Exclude","MI","Thetford",1719,"3","NG","GT",33.6,null,"Electric Utility","N","Low utilization CT",null,{"$f":"IF(B968=\"CoalST\",MATCH(E968&\"|\"&F968,EIA_Units!$BK$6:$BK$22655,0),\"\")","v":""},{"$f":"IF(O968=\"\",\"\",INDEX(EIA_Units!P968:'EIA_Units'!$P$6:$P$22655,O968))","v":""},""]
[null,"Exclude","MI","Thetford",1719,"4","NG","GT",33.6,null,"Electric Utility","N","Low utilization CT",null,{"$f":"IF(B969=\"CoalST\",MATCH(E969&\"|\"&F969,EIA_Units!$BK$6:$BK$22655,0),\"\")","v":""},{"$f":"IF(O969=\"\",\"\",INDEX(EIA_Units!P969:'EIA_Units'!$P$6:$P$22655,O969))","v":""},""]
[null,"EXCLUDE","MA","Wheelabrator North Andover",50877,"GEN1","MSB","ST",40.299999999999997,null,"IPP Non-CHP","N","Non Fossil fuel type",null,{"$f":"IF(B970=\"CoalST\",MATCH(E970&\"|\"&F970,EIA_Units!$BK$6:$BK$22655,0),\"\")","v":""},{"$f":"IF(O970=\"\",\"\",INDEX(EIA_Units!P970:'EIA_Units'!$P$6:$P$22655,O970))","v":""},""]
[null,"COALST","WV","FirstEnergy Willow Island",3946,"2","SUB","ST",163.19999999999999,null,"Electric Utility","N","",null,{"$f":"IF(B971=\"CoalST\",MATCH(E971&\"|\"&F971,EIA_Units!$BK$6:$BK$22655,0),\"\")","v":20184},{"$f":"IF(O971=\"\",\"\",INDEX(EIA_Units!P971:'EIA_Units'!$P$6:$P$22655,O971))","v":1960},54]
[null,"EXCLUDE","NC","Coastal Carolina Clean Power",10381,"GEN1","WDS","ST",44.1,null,"IPP CHP","Y","Non Fossil fuel type",null,{"$f":"IF(B972=\"CoalST\",MATCH(E972&\"|\"&F972,EIA_Units!$BK$6:$BK$22655,0),\"\")","v":""},{"$f":"IF(O972=\"\",\"\",INDEX(EIA_Units!P972:'EIA_Units'!$P$6:$P$22655,O972))","v":""},""]
[null,"EXCLUDE","CT","Covanta Southeastern Connecticut Company",10646,"GEN1","MSB","ST",16.899999999999999,null,"IPP Non-CHP","N","Non Fossil fuel type",null,{"$f":"IF(B973=\"CoalST\",MATCH(E973&\"|\"&F973,EIA_Units!$BK$6:$BK$22655,0),\"\")","v":""},{"$f":"IF(O973=\"\",\"\",INDEX(EIA_Units!P973:'EIA_Units'!$P$6:$P$22655,O973))","v":""},""]
[null,"EXCLUDE","WV","PPG Natrium Plant",50491,"GEN4","BIT","ST",7.5,null,"Industrial CHP","Y","Steam unit (PRMVR=ST) under 25MW/250 MMBtu/hr",null,{"$f":"IF(B974=\"CoalST\",MATCH(E974&\"|\"&F974,EIA_Units!$BK$6:$BK$22655,0),\"\")","v":""},{"$f":"IF(O974=\"\",\"\",INDEX(EIA_Units!P974:'EIA_Units'!$P$6:$P$22655,O974))","v":""},""]
[null,"COALST","VA","Southampton Power Station",10774,"1","BIT","ST",71.099999999999994,null,"Electric Utility","Y","",null,{"$f":"IF(B975=\"CoalST\",MATCH(E975&\"|\"&F975,EIA_Units!$BK$6:$BK$22655,0),\"\")","v":12547},{"$f":"IF(O975=\"\",\"\",INDEX(EIA_Units!P975:'EIA_Units'!$P$6:$P$22655,O975))","v":1992},22]
[null,"EXCLUDE","ME","Maine Energy Recovery",10338,"MERC","MSB","ST",22,null,"IPP Non-CHP","N","Non Fossil fuel type",null,{"$f":"IF(B976=\"CoalST\",MATCH(E976&\"|\"&F976,EIA_Units!$BK$6:$BK$22655,0),\"\")","v":""},{"$f":"IF(O976=\"\",\"\",INDEX(EIA_Units!P976:'EIA_Units'!$P$6:$P$22655,O976))","v":""},""]
[null,"EXCLUDE","WV","PPG Natrium Plant",50491,"GEN3","BIT","ST",7.5,null,"Industrial CHP","Y","Steam unit (PRMVR=ST) under 25MW/250 MMBtu/hr",null,{"$f":"IF(B977=\"CoalST\",MATCH(E977&\"|\"&F977,EIA_Units!$BK$6:$BK$22655,0),\"\")","v":""},{"$f":"IF(O977=\"\",\"\",INDEX(EIA_Units!P977:'EIA_Units'!$P$6:$P$22655,O977))","v":""},""]
[null,"EXCLUDE","WV","PPG Natrium Plant",50491,"GEN7","BIT","ST",82,null,"Industrial CHP","Y","Commercial/Industrial Unit",null,{"$f":"IF(B978=\"CoalST\",MATCH(E978&\"|\"&F978,EIA_Units!$BK$6:$BK$22655,0),\"\")","v":""},{"$f":"IF(O978=\"\",\"\",INDEX(EIA_Units!P978:'EIA_Units'!$P$6:$P$22655,O978))","v":""},""]
[null,"EXCLUDE","WV","PPG Natrium Plant",50491,"GEN6","BIT","ST",26,null,"Industrial CHP","Y","Commercial/Industrial Unit",null,{"$f":"IF(B979=\"CoalST\",MATCH(E979&\"|\"&F979,EIA_Units!$BK$6:$BK$22655,0),\"\")","v":""},{"$f":"IF(O979=\"\",\"\",INDEX(EIA_Units!P979:'EIA_Units'!$P$6:$P$22655,O979))","v":""},""]
[null,"COALST","MD","FirstEnergy R Paul Smith Power Station",1570,"9","BIT","ST",34.5,null,"Electric Utility/IPP Non-CHP","N","",null,{"$f":"IF(B980=\"CoalST\",MATCH(E980&\"|\"&F980,EIA_Units!$BK$6:$BK$22655,0),\"\")","v":21231},{"$f":"IF(O980=\"\",\"\",INDEX(EIA_Units!P980:'EIA_Units'!$P$6:$P$22655,O980))","v":1947},67]
[null,"Exclude","IA","Centerville",1105,"GT2","DFO","GT",27,null,"Electric Utility","N","Low utilization CT",null,{"$f":"IF(B981=\"CoalST\",MATCH(E981&\"|\"&F981,EIA_Units!$BK$6:$BK$22655,0),\"\")","v":""},{"$f":"IF(O981=\"\",\"\",INDEX(EIA_Units!P981:'EIA_Units'!$P$6:$P$22655,O981))","v":""},""]
[null,"EXCLUDE","ND","Jamestown",2801,"1","DFO","GT",24.1,null,"Electric Utility","N","Simple Cycle Turbine (PRMVR=GT or OT) unit under 25MW",null,{"$f":"IF(B982=\"CoalST\",MATCH(E982&\"|\"&F982,EIA_Units!$BK$6:$BK$22655,0),\"\")","v":""},{"$f":"IF(O982=\"\",\"\",INDEX(EIA_Units!P982:'EIA_Units'!$P$6:$P$22655,O982))","v":""},""]
[null,"EXCLUDE","ND","Jamestown",2801,"2","DFO","GT",24.1,null,"Electric Utility","N","Simple Cycle Turbine (PRMVR=GT or OT) unit under 25MW",null,{"$f":"IF(B983=\"CoalST\",MATCH(E983&\"|\"&F983,EIA_Units!$BK$6:$BK$22655,0),\"\")","v":""},{"$f":"IF(O983=\"\",\"\",INDEX(EIA_Units!P983:'EIA_Units'!$P$6:$P$22655,O983))","v":""},""]
[null,"EXCLUDE","CA","Southeast Resource Recovery",50837,"GEN1","MSB","ST",35.6,null,"IPP CHP","Y","Non Fossil fuel type",null,{"$f":"IF(B984=\"CoalST\",MATCH(E984&\"|\"&F984,EIA_Units!$BK$6:$BK$22655,0),\"\")","v":""},{"$f":"IF(O984=\"\",\"\",INDEX(EIA_Units!P984:'EIA_Units'!$P$6:$P$22655,O984))","v":""},""]
[null,"EXCLUDE","NC","CPI USA NC Southport",10378,"GEN1","WDS","ST",67.5,null,"IPP CHP","Y","Non Fossil fuel type",null,{"$f":"IF(B985=\"CoalST\",MATCH(E985&\"|\"&F985,EIA_Units!$BK$6:$BK$22655,0),\"\")","v":""},{"$f":"IF(O985=\"\",\"\",INDEX(EIA_Units!P985:'EIA_Units'!$P$6:$P$22655,O985))","v":""},""]
[null,"EXCLUDE","MI","Central Michigan University",56190,"GT1","NG","GT",3.8,null,"Commercial CHP","Y","Simple Cycle Turbine (PRMVR=GT or OT) unit under 25MW",null,{"$f":"IF(B986=\"CoalST\",MATCH(E986&\"|\"&F986,EIA_Units!$BK$6:$BK$22655,0),\"\")","v":""},{"$f":"IF(O986=\"\",\"\",INDEX(EIA_Units!P986:'EIA_Units'!$P$6:$P$22655,O986))","v":""},""]
[null,"Exclude","IL","Fisk Street",886,"311","DFO","GT",38,null,"IPP Non-CHP/Small Power Producer","N","Low utilization CT",null,{"$f":"IF(B987=\"CoalST\",MATCH(E987&\"|\"&F987,EIA_Units!$BK$6:$BK$22655,0),\"\")","v":""},{"$f":"IF(O987=\"\",\"\",INDEX(EIA_Units!P987:'EIA_Units'!$P$6:$P$22655,O987))","v":""},""]
[null,"Exclude","IL","Fisk Street",886,"312","DFO","GT",38,null,"IPP Non-CHP/Small Power Producer","N","Low utilization CT",null,{"$f":"IF(B988=\"CoalST\",MATCH(E988&\"|\"&F988,EIA_Units!$BK$6:$BK$22655,0),\"\")","v":""},{"$f":"IF(O988=\"\",\"\",INDEX(EIA_Units!P988:'EIA_Units'!$P$6:$P$22655,O988))","v":""},""]
[null,"Exclude","IL","Fisk Street",886,"321","DFO","GT",38,null,"IPP Non-CHP/Small Power Producer","N","Low utilization CT",null,{"$f":"IF(B989=\"CoalST\",MATCH(E989&\"|\"&F989,EIA_Units!$BK$6:$BK$22655,0),\"\")","v":""},{"$f":"IF(O989=\"\",\"\",INDEX(EIA_Units!P989:'EIA_Units'!$P$6:$P$22655,O989))","v":""},""]
[null,"Exclude","IL","Fisk Street",886,"322","DFO","GT",38,null,"IPP Non-CHP/Small Power Producer","N","Low utilization CT",null,{"$f":"IF(B990=\"CoalST\",MATCH(E990&\"|\"&F990,EIA_Units!$BK$6:$BK$22655,0),\"\")","v":""},{"$f":"IF(O990=\"\",\"\",INDEX(EIA_Units!P990:'EIA_Units'!$P$6:$P$22655,O990))","v":""},""]
[null,"Exclude","IL","Fisk Street",886,"331","DFO","GT",38,null,"IPP Non-CHP/Small Power Producer","N","Low utilization CT",null,{"$f":"IF(B991=\"CoalST\",MATCH(E991&\"|\"&F991,EIA_Units!$BK$6:$BK$22655,0),\"\")","v":""},{"$f":"IF(O991=\"\",\"\",INDEX(EIA_Units!P991:'EIA_Units'!$P$6:$P$22655,O991))","v":""},""]
[null,"Exclude","IL","Fisk Street",886,"332","DFO","GT",38,null,"IPP Non-CHP/Small Power Producer","N","Low utilization CT",null,{"$f":"IF(B992=\"CoalST\",MATCH(E992&\"|\"&F992,EIA_Units!$BK$6:$BK$22655,0),\"\")","v":""},{"$f":"IF(O992=\"\",\"\",INDEX(EIA_Units!P992:'EIA_Units'!$P$6:$P$22655,O992))","v":""},""]
[null,"Exclude","IL","Fisk Street",886,"341","DFO","GT",38,null,"IPP Non-CHP/Small Power Producer","N","Low utilization CT",null,{"$f":"IF(B993=\"CoalST\",MATCH(E993&\"|\"&F993,EIA_Units!$BK$6:$BK$22655,0),\"\")","v":""},{"$f":"IF(O993=\"\",\"\",INDEX(EIA_Units!P993:'EIA_Units'!$P$6:$P$22655,O993))","v":""},""]
[null,"EXCLUDE","IL","Fisk Street",886,"342","DFO","GT",22.8,null,"IPP Non-CHP/Small Power Producer","N","Simple Cycle Turbine (PRMVR=GT or OT) unit under 25MW",null,{"$f":"IF(B994=\"CoalST\",MATCH(E994&\"|\"&F994,EIA_Units!$BK$6:$BK$22655,0),\"\")","v":""},{"$f":"IF(O994=\"\",\"\",INDEX(EIA_Units!P994:'EIA_Units'!$P$6:$P$22655,O994))","v":""},""]
[null,"EXCLUDE","NH","Wheelabrator Concord Facility",50873,"GEN1","MSB","ST",14,null,"IPP Non-CHP","N","Non Fossil fuel type",null,{"$f":"IF(B995=\"CoalST\",MATCH(E995&\"|\"&F995,EIA_Units!$BK$6:$BK$22655,0),\"\")","v":""},{"$f":"IF(O995=\"\",\"\",INDEX(EIA_Units!P995:'EIA_Units'!$P$6:$P$22655,O995))","v":""},""]
[null,"EXCLUDE","WA","Sierra Pacific Aberdeen",55882,"GEN1","WDS","ST",18,null,"Industrial CHP","Y","Non Fossil fuel type",null,{"$f":"IF(B996=\"CoalST\",MATCH(E996&\"|\"&F996,EIA_Units!$BK$6:$BK$22655,0),\"\")","v":""},{"$f":"IF(O996=\"\",\"\",INDEX(EIA_Units!P996:'EIA_Units'!$P$6:$P$22655,O996))","v":""},""]
[null,"EXCLUDE","WI","Domtar Paper Company Rothschild",50190,"TG2","NG","ST",5,null,"Industrial CHP","Y","Steam unit (PRMVR=ST) under 25MW/250 MMBtu/hr",null,{"$f":"IF(B997=\"CoalST\",MATCH(E997&\"|\"&F997,EIA_Units!$BK$6:$BK$22655,0),\"\")","v":""},{"$f":"IF(O997=\"\",\"\",INDEX(EIA_Units!P997:'EIA_Units'!$P$6:$P$22655,O997))","v":""},""]
[null,"EXCLUDE","MI","White Pine Electric Power",10148,"GEN1","BIT","ST",20,null,"IPP Non-CHP","N","Steam unit (PRMVR=ST) under 25MW/250 MMBtu/hr",null,{"$f":"IF(B998=\"CoalST\",MATCH(E998&\"|\"&F998,EIA_Units!$BK$6:$BK$22655,0),\"\")","v":""},{"$f":"IF(O998=\"\",\"\",INDEX(EIA_Units!P998:'EIA_Units'!$P$6:$P$22655,O998))","v":""},""]
[null,"EXCLUDE","MI","White Pine Electric Power",10148,"GEN3","BIT","ST",20,null,"IPP Non-CHP","N","Steam unit (PRMVR=ST) under 25MW/250 MMBtu/hr",null,{"$f":"IF(B999=\"CoalST\",MATCH(E999&\"|\"&F999,EIA_Units!$BK$6:$BK$22655,0),\"\")","v":""},{"$f":"IF(O999=\"\",\"\",INDEX(EIA_Units!P999:'EIA_Units'!$P$6:$P$22655,O999))","v":""},""]
[null,"EXCLUDE","MI","White Pine Electric Power",10148,"GEN2","BIT","ST",20,null,"IPP Non-CHP","N","Steam unit (PRMVR=ST) under 25MW/250 MMBtu/hr",null,{"$f":"IF(B1000=\"CoalST\",MATCH(E1000&\"|\"&F1000,EIA_Units!$BK$6:$BK$22655,0),\"\")","v":""},{"$f":"IF(O1000=\"\",\"\",INDEX(EIA_Units!P1000:'EIA_Units'!$P$6:$P$22655,O1000))","v":""},""]
[null,"Exclude","FL","Intercession City",8049,"P14","NG","GT",115,null,"Electric Utility","N","Low utilization CT",null,{"$f":"IF(B1001=\"CoalST\",MATCH(E1001&\"|\"&F1001,EIA_Units!$BK$6:$BK$22655,0),\"\")","v":""},{"$f":"IF(O1001=\"\",\"\",INDEX(EIA_Units!P1001:'EIA_Units'!$P$6:$P$22655,O1001))","v":""},""]
[null,"Exclude","OH","O H Hutchings",2848,"7","NG","GT",32.6,null,"Electric Utility","N","Low utilization CT",null,{"$f":"IF(B1002=\"CoalST\",MATCH(E1002&\"|\"&F1002,EIA_Units!$BK$6:$BK$22655,0),\"\")","v":""},{"$f":"IF(O1002=\"\",\"\",INDEX(EIA_Units!P1002:'EIA_Units'!$P$6:$P$22655,O1002))","v":""},""]
[null,"EXCLUDE","CT","CT Resource Rec Authority Facility",54945,"NO6","MSB","ST",45,null,"IPP Non-CHP","N","Non Fossil fuel type",null,{"$f":"IF(B1003=\"CoalST\",MATCH(E1003&\"|\"&F1003,EIA_Units!$BK$6:$BK$22655,0),\"\")","v":""},{"$f":"IF(O1003=\"\",\"\",INDEX(EIA_Units!P1003:'EIA_Units'!$P$6:$P$22655,O1003))","v":""},""]
[null,"EXCLUDE","CT","CT Resource Rec Authority Facility",54945,"NO5","MSB","ST",45,null,"IPP Non-CHP","N","Non Fossil fuel type",null,{"$f":"IF(B1004=\"CoalST\",MATCH(E1004&\"|\"&F1004,EIA_Units!$BK$6:$BK$22655,0),\"\")","v":""},{"$f":"IF(O1004=\"\",\"\",INDEX(EIA_Units!P1004:'EIA_Units'!$P$6:$P$22655,O1004))","v":""},""]
[null,"Exclude","KS","Quindaro",1295,"GT2","DFO","GT",65.7,null,"Electric Utility","N","Low utilization CT",null,{"$f":"IF(B1005=\"CoalST\",MATCH(E1005&\"|\"&F1005,EIA_Units!$BK$6:$BK$22655,0),\"\")","v":""},{"$f":"IF(O1005=\"\",\"\",INDEX(EIA_Units!P1005:'EIA_Units'!$P$6:$P$22655,O1005))","v":""},""]
[null,"Exclude","KS","Quindaro",1295,"GT3","DFO","GT",65.7,null,"Electric Utility","N","Low utilization CT",null,{"$f":"IF(B1006=\"CoalST\",MATCH(E1006&\"|\"&F1006,EIA_Units!$BK$6:$BK$22655,0),\"\")","v":""},{"$f":"IF(O1006=\"\",\"\",INDEX(EIA_Units!P1006:'EIA_Units'!$P$6:$P$22655,O1006))","v":""},""]
[null,"EXCLUDE","CA","Lopez Canyon",57730,"1","LFG","GT",1.5,null,"Electric Utility","N","Non Fossil fuel type",null,{"$f":"IF(B1007=\"CoalST\",MATCH(E1007&\"|\"&F1007,EIA_Units!$BK$6:$BK$22655,0),\"\")","v":""},{"$f":"IF(O1007=\"\",\"\",INDEX(EIA_Units!P1007:'EIA_Units'!$P$6:$P$22655,O1007))","v":""},""]
[null,"EXCLUDE","OR","Biomass One LP",10869,"GE-2","WDS","ST",15,null,"IPP Non-CHP","N","Non Fossil fuel type",null,{"$f":"IF(B1008=\"CoalST\",MATCH(E1008&\"|\"&F1008,EIA_Units!$BK$6:$BK$22655,0),\"\")","v":""},{"$f":"IF(O1008=\"\",\"\",INDEX(EIA_Units!P1008:'EIA_Units'!$P$6:$P$22655,O1008))","v":""},""]
[null,"EXCLUDE","OR","Biomass One LP",10869,"GE","WDS","ST",15,null,"IPP Non-CHP","N","Non Fossil fuel type",null,{"$f":"IF(B1009=\"CoalST\",MATCH(E1009&\"|\"&F1009,EIA_Units!$BK$6:$BK$22655,0),\"\")","v":""},{"$f":"IF(O1009=\"\",\"\",INDEX(EIA_Units!P1009:'EIA_Units'!$P$6:$P$22655,O1009))","v":""},""]
[null,"EXCLUDE","OR","Biomass One LP",10869,"BBC","WDS","ST",10,null,"IPP Non-CHP","N","Non Fossil fuel type",null,{"$f":"IF(B1010=\"CoalST\",MATCH(E1010&\"|\"&F1010,EIA_Units!$BK$6:$BK$22655,0),\"\")","v":""},{"$f":"IF(O1010=\"\",\"\",INDEX(EIA_Units!P1010:'EIA_Units'!$P$6:$P$22655,O1010))","v":""},""]
[null,"Exclude","KY","E W Brown",1355,"6","NG","GT",176.8,null,"Electric Utility","N","Low utilization CT",null,{"$f":"IF(B1011=\"CoalST\",MATCH(E1011&\"|\"&F1011,EIA_Units!$BK$6:$BK$22655,0),\"\")","v":""},{"$f":"IF(O1011=\"\",\"\",INDEX(EIA_Units!P1011:'EIA_Units'!$P$6:$P$22655,O1011))","v":""},""]
[null,"EXCLUDE","GA","Rabun Gap Cogen Facility",50201,"ST2","WDS","ST",20,null,"IPP Non-CHP","N","Non Fossil fuel type",null,{"$f":"IF(B1012=\"CoalST\",MATCH(E1012&\"|\"&F1012,EIA_Units!$BK$6:$BK$22655,0),\"\")","v":""},{"$f":"IF(O1012=\"\",\"\",INDEX(EIA_Units!P1012:'EIA_Units'!$P$6:$P$22655,O1012))","v":""},""]
[null,"Exclude","CO","Fruita",471,"1","NG","GT",26.6,null,"Electric Utility","N","Low utilization CT",null,{"$f":"IF(B1013=\"CoalST\",MATCH(E1013&\"|\"&F1013,EIA_Units!$BK$6:$BK$22655,0),\"\")","v":""},{"$f":"IF(O1013=\"\",\"\",INDEX(EIA_Units!P1013:'EIA_Units'!$P$6:$P$22655,O1013))","v":""},""]
[null,"Exclude","CO","Rawhide",6761,"F","NG","GT",149.6,null,"Electric Utility","N","Low utilization CT",null,{"$f":"IF(B1014=\"CoalST\",MATCH(E1014&\"|\"&F1014,EIA_Units!$BK$6:$BK$22655,0),\"\")","v":""},{"$f":"IF(O1014=\"\",\"\",INDEX(EIA_Units!P1014:'EIA_Units'!$P$6:$P$22655,O1014))","v":""},""]
[null,"EXCLUDE","PA","Eddystone Generating Station",3161,"10","DFO","GT",18.600000000000001,null,"IPP Non-CHP","N","Simple Cycle Turbine (PRMVR=GT or OT) unit under 25MW",null,{"$f":"IF(B1015=\"CoalST\",MATCH(E1015&\"|\"&F1015,EIA_Units!$BK$6:$BK$22655,0),\"\")","v":""},{"$f":"IF(O1015=\"\",\"\",INDEX(EIA_Units!P1015:'EIA_Units'!$P$6:$P$22655,O1015))","v":""},""]
[null,"EXCLUDE","PA","Eddystone Generating Station",3161,"20","DFO","GT",18.600000000000001,null,"IPP Non-CHP","N","Simple Cycle Turbine (PRMVR=GT or OT) unit under 25MW",null,{"$f":"IF(B1016=\"CoalST\",MATCH(E1016&\"|\"&F1016,EIA_Units!$BK$6:$BK$22655,0),\"\")","v":""},{"$f":"IF(O1016=\"\",\"\",INDEX(EIA_Units!P1016:'EIA_Units'!$P$6:$P$22655,O1016))","v":""},""]
[null,"EXCLUDE","PA","Eddystone Generating Station",3161,"30","DFO","GT",21.2,null,"IPP Non-CHP","N","Simple Cycle Turbine (PRMVR=GT or OT) unit under 25MW",null,{"$f":"IF(B1017=\"CoalST\",MATCH(E1017&\"|\"&F1017,EIA_Units!$BK$6:$BK$22655,0),\"\")","v":""},{"$f":"IF(O1017=\"\",\"\",INDEX(EIA_Units!P1017:'EIA_Units'!$P$6:$P$22655,O1017))","v":""},""]
[null,"EXCLUDE","PA","Eddystone Generating Station",3161,"40","DFO","GT",21.2,null,"IPP Non-CHP","N","Simple Cycle Turbine (PRMVR=GT or OT) unit under 25MW",null,{"$f":"IF(B1018=\"CoalST\",MATCH(E1018&\"|\"&F1018,EIA_Units!$BK$6:$BK$22655,0),\"\")","v":""},{"$f":"IF(O1018=\"\",\"\",INDEX(EIA_Units!P1018:'EIA_Units'!$P$6:$P$22655,O1018))","v":""},""]
[null,"Exclude","MO","Empire Energy Center",6223,"4","NG","GT",60.5,null,"Electric Utility","N","Low utilization CT",null,{"$f":"IF(B1019=\"CoalST\",MATCH(E1019&\"|\"&F1019,EIA_Units!$BK$6:$BK$22655,0),\"\")","v":""},{"$f":"IF(O1019=\"\",\"\",INDEX(EIA_Units!P1019:'EIA_Units'!$P$6:$P$22655,O1019))","v":""},""]
[null,"EXCLUDE","MN","Wilmarth",1934,"2","MSB","ST",12.5,null,"Electric Utility","N","Non Fossil fuel type",null,{"$f":"IF(B1020=\"CoalST\",MATCH(E1020&\"|\"&F1020,EIA_Units!$BK$6:$BK$22655,0),\"\")","v":""},{"$f":"IF(O1020=\"\",\"\",INDEX(EIA_Units!P1020:'EIA_Units'!$P$6:$P$22655,O1020))","v":""},""]
[null,"EXCLUDE","MN","Wilmarth",1934,"1","MSB","ST",12.5,null,"Electric Utility","N","Non Fossil fuel type",null,{"$f":"IF(B1021=\"CoalST\",MATCH(E1021&\"|\"&F1021,EIA_Units!$BK$6:$BK$22655,0),\"\")","v":""},{"$f":"IF(O1021=\"\",\"\",INDEX(EIA_Units!P1021:'EIA_Units'!$P$6:$P$22655,O1021))","v":""},""]
[null,"EXCLUDE","TX","JCO Oxides Olefins Plant",54637,"GCG1","NG","GT",38.6,null,"Industrial CHP","Y","Commercial/Industrial Unit",null,{"$f":"IF(B1022=\"CoalST\",MATCH(E1022&\"|\"&F1022,EIA_Units!$BK$6:$BK$22655,0),\"\")","v":""},{"$f":"IF(O1022=\"\",\"\",INDEX(EIA_Units!P1022:'EIA_Units'!$P$6:$P$22655,O1022))","v":""},""]
[null,"EXCLUDE","TX","JCO Oxides Olefins Plant",54637,"GCG2","NG","GT",38.6,null,"Industrial CHP","Y","Commercial/Industrial Unit",null,{"$f":"IF(B1023=\"CoalST\",MATCH(E1023&\"|\"&F1023,EIA_Units!$BK$6:$BK$22655,0),\"\")","v":""},{"$f":"IF(O1023=\"\",\"\",INDEX(EIA_Units!P1023:'EIA_Units'!$P$6:$P$22655,O1023))","v":""},""]
[null,"EXCLUDE","FL","Covanta Lake County Energy",50629,"GEN1","MSB","ST",15.5,null,"IPP Non-CHP","N","Non Fossil fuel type",null,{"$f":"IF(B1024=\"CoalST\",MATCH(E1024&\"|\"&F1024,EIA_Units!$BK$6:$BK$22655,0),\"\")","v":""},{"$f":"IF(O1024=\"\",\"\",INDEX(EIA_Units!P1024:'EIA_Units'!$P$6:$P$22655,O1024))","v":""},""]
[null,"EXCLUDE","MO","Missouri City",2171,"2","BIT","ST",23,null,"Electric Utility","N","Steam unit (PRMVR=ST) under 25MW/250 MMBtu/hr",null,{"$f":"IF(B1025=\"CoalST\",MATCH(E1025&\"|\"&F1025,EIA_Units!$BK$6:$BK$22655,0),\"\")","v":""},{"$f":"IF(O1025=\"\",\"\",INDEX(EIA_Units!P1025:'EIA_Units'!$P$6:$P$22655,O1025))","v":""},""]
[null,"EXCLUDE","GA","Georgia-Pacific Cedar Springs",54101,"GEN1","BLQ","ST",50,null,"Industrial CHP","Y","Commercial/Industrial Unit",null,{"$f":"IF(B1026=\"CoalST\",MATCH(E1026&\"|\"&F1026,EIA_Units!$BK$6:$BK$22655,0),\"\")","v":""},{"$f":"IF(O1026=\"\",\"\",INDEX(EIA_Units!P1026:'EIA_Units'!$P$6:$P$22655,O1026))","v":""},""]
[null,"EXCLUDE","GA","Georgia-Pacific Cedar Springs",54101,"GEN2","BLQ","ST",51.2,null,"Industrial CHP","Y","Commercial/Industrial Unit",null,{"$f":"IF(B1027=\"CoalST\",MATCH(E1027&\"|\"&F1027,EIA_Units!$BK$6:$BK$22655,0),\"\")","v":""},{"$f":"IF(O1027=\"\",\"\",INDEX(EIA_Units!P1027:'EIA_Units'!$P$6:$P$22655,O1027))","v":""},""]
[null,"Exclude","GA","Wansley",6052,"5A","DFO","GT",52.8,null,"Electric Utility","N","Low utilization CT",null,{"$f":"IF(B1028=\"CoalST\",MATCH(E1028&\"|\"&F1028,EIA_Units!$BK$6:$BK$22655,0),\"\")","v":""},{"$f":"IF(O1028=\"\",\"\",INDEX(EIA_Units!P1028:'EIA_Units'!$P$6:$P$22655,O1028))","v":""},""]
[null,"EXCLUDE","PA","York County Resource Recovery",50215,"GEN1","MSB","ST",36.5,null,"IPP Non-CHP","N","Non Fossil fuel type",null,{"$f":"IF(B1029=\"CoalST\",MATCH(E1029&\"|\"&F1029,EIA_Units!$BK$6:$BK$22655,0),\"\")","v":""},{"$f":"IF(O1029=\"\",\"\",INDEX(EIA_Units!P1029:'EIA_Units'!$P$6:$P$22655,O1029))","v":""},""]
[null,"EXCLUDE","PA","Covanta Delaware Valley",10746,"GEN1","MSB","ST",90,null,"IPP Non-CHP","N","Non Fossil fuel type",null,{"$f":"IF(B1030=\"CoalST\",MATCH(E1030&\"|\"&F1030,EIA_Units!$BK$6:$BK$22655,0),\"\")","v":""},{"$f":"IF(O1030=\"\",\"\",INDEX(EIA_Units!P1030:'EIA_Units'!$P$6:$P$22655,O1030))","v":""},""]
[null,"COALST","MT","Yellowstone Energy LP",50931,"GEN1","PC","ST",68,null,"IPP CHP","Y","",null,{"$f":"IF(B1031=\"CoalST\",MATCH(E1031&\"|\"&F1031,EIA_Units!$BK$6:$BK$22655,0),\"\")","v":13233},{"$f":"IF(O1031=\"\",\"\",INDEX(EIA_Units!P1031:'EIA_Units'!$P$6:$P$22655,O1031))","v":1995},{"$f":"IF(O1031=\"\",\"\",2014-P1031)","v":19}]
[null,"EXCLUDE","LA","Geismar Cogen",56787,"GTG","NG","GT",83.9,null,"Industrial CHP","Y","Commercial/Industrial Unit",null,{"$f":"IF(B1032=\"CoalST\",MATCH(E1032&\"|\"&F1032,EIA_Units!$BK$6:$BK$22655,0),\"\")","v":""},{"$f":"IF(O1032=\"\",\"\",INDEX(EIA_Units!P1032:'EIA_Units'!$P$6:$P$22655,O1032))","v":""},""]
[null,"EXCLUDE","MI","Cadillac Renewable Energy",54415,"GEN1","WDS","ST",44,null,"IPP Non-CHP/Small Power Producer","N","Non Fossil fuel type",null,{"$f":"IF(B1033=\"CoalST\",MATCH(E1033&\"|\"&F1033,EIA_Units!$BK$6:$BK$22655,0),\"\")","v":""},{"$f":"IF(O1033=\"\",\"\",INDEX(EIA_Units!P1033:'EIA_Units'!$P$6:$P$22655,O1033))","v":""},""]
[null,"EXCLUDE","WI","Green Bay West Mill",10360,"GEN6","BIT","ST",18.7,null,"Industrial CHP","Y","Steam unit (PRMVR=ST) under 25MW/250 MMBtu/hr",null,{"$f":"IF(B1034=\"CoalST\",MATCH(E1034&\"|\"&F1034,EIA_Units!$BK$6:$BK$22655,0),\"\")","v":""},{"$f":"IF(O1034=\"\",\"\",INDEX(EIA_Units!P1034:'EIA_Units'!$P$6:$P$22655,O1034))","v":""},""]
[null,"EXCLUDE","WI","Green Bay West Mill",10360,"GEN9","BIT","ST",43.2,null,"Industrial CHP","Y","Commercial/Industrial Unit",null,{"$f":"IF(B1035=\"CoalST\",MATCH(E1035&\"|\"&F1035,EIA_Units!$BK$6:$BK$22655,0),\"\")","v":""},{"$f":"IF(O1035=\"\",\"\",INDEX(EIA_Units!P1035:'EIA_Units'!$P$6:$P$22655,O1035))","v":""},""]
[null,"EXCLUDE","WI","Green Bay West Mill",10360,"GEN10","BIT","ST",28.2,null,"Industrial CHP","Y","Commercial/Industrial Unit",null,{"$f":"IF(B1036=\"CoalST\",MATCH(E1036&\"|\"&F1036,EIA_Units!$BK$6:$BK$22655,0),\"\")","v":""},{"$f":"IF(O1036=\"\",\"\",INDEX(EIA_Units!P1036:'EIA_Units'!$P$6:$P$22655,O1036))","v":""},""]
[null,"EXCLUDE","WI","Green Bay West Mill",10360,"GEN7","BIT","ST",28.9,null,"Industrial CHP","Y","Commercial/Industrial Unit",null,{"$f":"IF(B1037=\"CoalST\",MATCH(E1037&\"|\"&F1037,EIA_Units!$BK$6:$BK$22655,0),\"\")","v":""},{"$f":"IF(O1037=\"\",\"\",INDEX(EIA_Units!P1037:'EIA_Units'!$P$6:$P$22655,O1037))","v":""},""]
[null,"EXCLUDE","WI","Green Bay West Mill",10360,"GEN5","BIT","ST",10,null,"Industrial CHP","Y","Steam unit (PRMVR=ST) under 25MW/250 MMBtu/hr",null,{"$f":"IF(B1038=\"CoalST\",MATCH(E1038&\"|\"&F1038,EIA_Units!$BK$6:$BK$22655,0),\"\")","v":""},{"$f":"IF(O1038=\"\",\"\",INDEX(EIA_Units!P1038:'EIA_Units'!$P$6:$P$22655,O1038))","v":""},""]
[null,"EXCLUDE","NC","CPI USA NC Southport",10378,"GEN2","WDS","ST",67.5,null,"IPP CHP","Y","Non Fossil fuel type",null,{"$f":"IF(B1039=\"CoalST\",MATCH(E1039&\"|\"&F1039,EIA_Units!$BK$6:$BK$22655,0),\"\")","v":""},{"$f":"IF(O1039=\"\",\"\",INDEX(EIA_Units!P1039:'EIA_Units'!$P$6:$P$22655,O1039))","v":""},""]
[null,"EXCLUDE","MO","Missouri City",2171,"1","BIT","ST",23,null,"Electric Utility","N","Steam unit (PRMVR=ST) under 25MW/250 MMBtu/hr",null,{"$f":"IF(B1040=\"CoalST\",MATCH(E1040&\"|\"&F1040,EIA_Units!$BK$6:$BK$22655,0),\"\")","v":""},{"$f":"IF(O1040=\"\",\"\",INDEX(EIA_Units!P1040:'EIA_Units'!$P$6:$P$22655,O1040))","v":""},""]
[null,"EXCLUDE","VA","Covanta Fairfax Energy",50658,"GEN2","MSB","ST",62,null,"IPP Non-CHP","N","Non Fossil fuel type",null,{"$f":"IF(B1041=\"CoalST\",MATCH(E1041&\"|\"&F1041,EIA_Units!$BK$6:$BK$22655,0),\"\")","v":""},{"$f":"IF(O1041=\"\",\"\",INDEX(EIA_Units!P1041:'EIA_Units'!$P$6:$P$22655,O1041))","v":""},""]
[null,"EXCLUDE","MN","Franklin Heating Station",54224,"GEN3","NG","ST",6.3,null,"Commercial CHP","Y","Steam unit (PRMVR=ST) under 25MW/250 MMBtu/hr",null,{"$f":"IF(B1042=\"CoalST\",MATCH(E1042&\"|\"&F1042,EIA_Units!$BK$6:$BK$22655,0),\"\")","v":""},{"$f":"IF(O1042=\"\",\"\",INDEX(EIA_Units!P1042:'EIA_Units'!$P$6:$P$22655,O1042))","v":""},""]
[null,"EXCLUDE","MN","Franklin Heating Station",54224,"GEN2","NG","ST",2.5,null,"Commercial CHP","Y","Steam unit (PRMVR=ST) under 25MW/250 MMBtu/hr",null,{"$f":"IF(B1043=\"CoalST\",MATCH(E1043&\"|\"&F1043,EIA_Units!$BK$6:$BK$22655,0),\"\")","v":""},{"$f":"IF(O1043=\"\",\"\",INDEX(EIA_Units!P1043:'EIA_Units'!$P$6:$P$22655,O1043))","v":""},""]
[null,"EXCLUDE","MN","Franklin Heating Station",54224,"GEN1","NG","ST",2.5,null,"Commercial CHP","Y","Steam unit (PRMVR=ST) under 25MW/250 MMBtu/hr",null,{"$f":"IF(B1044=\"CoalST\",MATCH(E1044&\"|\"&F1044,EIA_Units!$BK$6:$BK$22655,0),\"\")","v":""},{"$f":"IF(O1044=\"\",\"\",INDEX(EIA_Units!P1044:'EIA_Units'!$P$6:$P$22655,O1044))","v":""},""]
[null,"EXCLUDE","VA","Covanta Fairfax Energy",50658,"GEN1","MSB","ST",62,null,"IPP Non-CHP","N","Non Fossil fuel type",null,{"$f":"IF(B1045=\"CoalST\",MATCH(E1045&\"|\"&F1045,EIA_Units!$BK$6:$BK$22655,0),\"\")","v":""},{"$f":"IF(O1045=\"\",\"\",INDEX(EIA_Units!P1045:'EIA_Units'!$P$6:$P$22655,O1045))","v":""},""]
[null,"EXCLUDE","AK","Fairbanks",6286,"GT1","RFO","GT",18.399999999999999,null,"Electric Utility","N","Simple Cycle Turbine (PRMVR=GT or OT) unit under 25MW",null,{"$f":"IF(B1046=\"CoalST\",MATCH(E1046&\"|\"&F1046,EIA_Units!$BK$6:$BK$22655,0),\"\")","v":""},{"$f":"IF(O1046=\"\",\"\",INDEX(EIA_Units!P1046:'EIA_Units'!$P$6:$P$22655,O1046))","v":""},""]
[null,"EXCLUDE","AK","Fairbanks",6286,"GT2","RFO","GT",18.399999999999999,null,"Electric Utility","N","Simple Cycle Turbine (PRMVR=GT or OT) unit under 25MW",null,{"$f":"IF(B1047=\"CoalST\",MATCH(E1047&\"|\"&F1047,EIA_Units!$BK$6:$BK$22655,0),\"\")","v":""},{"$f":"IF(O1047=\"\",\"\",INDEX(EIA_Units!P1047:'EIA_Units'!$P$6:$P$22655,O1047))","v":""},""]
[null,"COALST","PA","St Nicholas Cogen Project",54634,"SNCP","WC","ST",99.2,null,"IPP CHP/Small Power Producer","Y","",null,{"$f":"IF(B1048=\"CoalST\",MATCH(E1048&\"|\"&F1048,EIA_Units!$BK$6:$BK$22655,0),\"\")","v":10123},{"$f":"IF(O1048=\"\",\"\",INDEX(EIA_Units!P1048:'EIA_Units'!$P$6:$P$22655,O1048))","v":1990},24]
[null,"EXCLUDE","MN","Covanta Hennepin Energy",10013,"GEN1","MSB","ST",39.5,null,"IPP Non-CHP","N","Non Fossil fuel type",null,{"$f":"IF(B1049=\"CoalST\",MATCH(E1049&\"|\"&F1049,EIA_Units!$BK$6:$BK$22655,0),\"\")","v":""},{"$f":"IF(O1049=\"\",\"\",INDEX(EIA_Units!P1049:'EIA_Units'!$P$6:$P$22655,O1049))","v":""},""]
[null,"COALST","WI","Valley",4042,"1","BIT","ST",136,null,"Electric Utility","Y","",null,{"$f":"IF(B1050=\"CoalST\",MATCH(E1050&\"|\"&F1050,EIA_Units!$BK$6:$BK$22655,0),\"\")","v":12914},{"$f":"IF(O1050=\"\",\"\",INDEX(EIA_Units!P1050:'EIA_Units'!$P$6:$P$22655,O1050))","v":1968},46]
[null,"COALST","WI","Valley",4042,"2","BIT","ST",136,null,"Electric Utility","Y","",null,{"$f":"IF(B1051=\"CoalST\",MATCH(E1051&\"|\"&F1051,EIA_Units!$BK$6:$BK$22655,0),\"\")","v":12915},{"$f":"IF(O1051=\"\",\"\",INDEX(EIA_Units!P1051:'EIA_Units'!$P$6:$P$22655,O1051))","v":1969},45]
[null,"COALST","MI","Eckert Station",1831,"2","SUB","ST",44,null,"Electric Utility","N","",null,{"$f":"IF(B1052=\"CoalST\",MATCH(E1052&\"|\"&F1052,EIA_Units!$BK$6:$BK$22655,0),\"\")","v":16792},{"$f":"IF(O1052=\"\",\"\",INDEX(EIA_Units!P1052:'EIA_Units'!$P$6:$P$22655,O1052))","v":1958},56]
[null,"EXCLUDE","NJ","Paulsboro Refinery",50628,"GEN2","NG","CC",15,0,"Industrial CHP/Petroleum Refinery","Y","Combined Cycle (PRMVR=CC) unit under 25MW",null,{"$f":"IF(B1053=\"CoalST\",MATCH(E1053&\"|\"&F1053,EIA_Units!$BK$6:$BK$22655,0),\"\")","v":""},{"$f":"IF(O1053=\"\",\"\",INDEX(EIA_Units!P1053:'EIA_Units'!$P$6:$P$22655,O1053))","v":""},""]
[null,"EXCLUDE","NJ","Paulsboro Refinery",50628,"GEN3","NG","CC",15,0,"Industrial CHP/Petroleum Refinery","Y","Combined Cycle (PRMVR=CC) unit under 25MW",null,{"$f":"IF(B1054=\"CoalST\",MATCH(E1054&\"|\"&F1054,EIA_Units!$BK$6:$BK$22655,0),\"\")","v":""},{"$f":"IF(O1054=\"\",\"\",INDEX(EIA_Units!P1054:'EIA_Units'!$P$6:$P$22655,O1054))","v":""},""]
[null,"EXCLUDE","NJ","Paulsboro Refinery",50628,"GEN1","NG","CC",27,null,"Industrial CHP/Petroleum Refinery","Y","Commercial/Industrial Unit",null,{"$f":"IF(B1055=\"CoalST\",MATCH(E1055&\"|\"&F1055,EIA_Units!$BK$6:$BK$22655,0),\"\")","v":""},{"$f":"IF(O1055=\"\",\"\",INDEX(EIA_Units!P1055:'EIA_Units'!$P$6:$P$22655,O1055))","v":""},""]
[null,"EXCLUDE","CA","Burney Forest Products",10652,"GEN1","WDS","ST",31,null,"IPP CHP","Y","Non Fossil fuel type",null,{"$f":"IF(B1056=\"CoalST\",MATCH(E1056&\"|\"&F1056,EIA_Units!$BK$6:$BK$22655,0),\"\")","v":""},{"$f":"IF(O1056=\"\",\"\",INDEX(EIA_Units!P1056:'EIA_Units'!$P$6:$P$22655,O1056))","v":""},""]
[null,"EXCLUDE","CA","Eel River Power",50049,"GEN2","WDS","ST",12.5,null,"Industrial CHP","Y","Non Fossil fuel type",null,{"$f":"IF(B1057=\"CoalST\",MATCH(E1057&\"|\"&F1057,EIA_Units!$BK$6:$BK$22655,0),\"\")","v":""},{"$f":"IF(O1057=\"\",\"\",INDEX(EIA_Units!P1057:'EIA_Units'!$P$6:$P$22655,O1057))","v":""},""]
[null,"EXCLUDE","CA","Eel River Power",50049,"GEN1","WDS","ST",12.5,null,"Industrial CHP","Y","Non Fossil fuel type",null,{"$f":"IF(B1058=\"CoalST\",MATCH(E1058&\"|\"&F1058,EIA_Units!$BK$6:$BK$22655,0),\"\")","v":""},{"$f":"IF(O1058=\"\",\"\",INDEX(EIA_Units!P1058:'EIA_Units'!$P$6:$P$22655,O1058))","v":""},""]
[null,"EXCLUDE","ID","Tamarack Energy Partnership",50099,"GEN1","WDS","ST",6.2,null,"IPP CHP","Y","Non Fossil fuel type",null,{"$f":"IF(B1059=\"CoalST\",MATCH(E1059&\"|\"&F1059,EIA_Units!$BK$6:$BK$22655,0),\"\")","v":""},{"$f":"IF(O1059=\"\",\"\",INDEX(EIA_Units!P1059:'EIA_Units'!$P$6:$P$22655,O1059))","v":""},""]
[null,"EXCLUDE","CA","Eel River Power",50049,"GEN3","WDS","ST",7.5,null,"Industrial CHP","N","Non Fossil fuel type",null,{"$f":"IF(B1060=\"CoalST\",MATCH(E1060&\"|\"&F1060,EIA_Units!$BK$6:$BK$22655,0),\"\")","v":""},{"$f":"IF(O1060=\"\",\"\",INDEX(EIA_Units!P1060:'EIA_Units'!$P$6:$P$22655,O1060))","v":""},""]
[null,"EXCLUDE","WA","Sierra Pacific Burlington Facility",56406,"GEN1","WDS","ST",28,null,"Industrial CHP","Y","Non Fossil fuel type",null,{"$f":"IF(B1061=\"CoalST\",MATCH(E1061&\"|\"&F1061,EIA_Units!$BK$6:$BK$22655,0),\"\")","v":""},{"$f":"IF(O1061=\"\",\"\",INDEX(EIA_Units!P1061:'EIA_Units'!$P$6:$P$22655,O1061))","v":""},""]
[null,"EXCLUDE","OH","Painesville",2936,"7","BIT","ST",22,null,"Electric Utility","N","Steam unit (PRMVR=ST) under 25MW/250 MMBtu/hr",null,{"$f":"IF(B1062=\"CoalST\",MATCH(E1062&\"|\"&F1062,EIA_Units!$BK$6:$BK$22655,0),\"\")","v":""},{"$f":"IF(O1062=\"\",\"\",INDEX(EIA_Units!P1062:'EIA_Units'!$P$6:$P$22655,O1062))","v":""},""]
[null,"EXCLUDE","OH","Painesville",2936,"ST2","BIT","ST",7.5,null,"Electric Utility","N","Steam unit (PRMVR=ST) under 25MW/250 MMBtu/hr",null,{"$f":"IF(B1063=\"CoalST\",MATCH(E1063&\"|\"&F1063,EIA_Units!$BK$6:$BK$22655,0),\"\")","v":""},{"$f":"IF(O1063=\"\",\"\",INDEX(EIA_Units!P1063:'EIA_Units'!$P$6:$P$22655,O1063))","v":""},""]
[null,"EXCLUDE","OH","Painesville",2936,"5","BIT","ST",16.5,null,"Electric Utility","N","Steam unit (PRMVR=ST) under 25MW/250 MMBtu/hr",null,{"$f":"IF(B1064=\"CoalST\",MATCH(E1064&\"|\"&F1064,EIA_Units!$BK$6:$BK$22655,0),\"\")","v":""},{"$f":"IF(O1064=\"\",\"\",INDEX(EIA_Units!P1064:'EIA_Units'!$P$6:$P$22655,O1064))","v":""},""]
[null,"EXCLUDE","MI","T B Simon Power Plant",10328,"GEN3","BIT","ST",15,null,"Commercial CHP","Y","Steam unit (PRMVR=ST) under 25MW/250 MMBtu/hr",null,{"$f":"IF(B1065=\"CoalST\",MATCH(E1065&\"|\"&F1065,EIA_Units!$BK$6:$BK$22655,0),\"\")","v":""},{"$f":"IF(O1065=\"\",\"\",INDEX(EIA_Units!P1065:'EIA_Units'!$P$6:$P$22655,O1065))","v":""},""]
[null,"EXCLUDE","OH","Painesville",2936,"3","BIT","ST",7.5,null,"Electric Utility","N","Steam unit (PRMVR=ST) under 25MW/250 MMBtu/hr",null,{"$f":"IF(B1066=\"CoalST\",MATCH(E1066&\"|\"&F1066,EIA_Units!$BK$6:$BK$22655,0),\"\")","v":""},{"$f":"IF(O1066=\"\",\"\",INDEX(EIA_Units!P1066:'EIA_Units'!$P$6:$P$22655,O1066))","v":""},""]
[null,"EXCLUDE","MI","T B Simon Power Plant",10328,"GEN1","BIT","ST",12.5,null,"Commercial CHP","Y","Steam unit (PRMVR=ST) under 25MW/250 MMBtu/hr",null,{"$f":"IF(B1067=\"CoalST\",MATCH(E1067&\"|\"&F1067,EIA_Units!$BK$6:$BK$22655,0),\"\")","v":""},{"$f":"IF(O1067=\"\",\"\",INDEX(EIA_Units!P1067:'EIA_Units'!$P$6:$P$22655,O1067))","v":""},""]
[null,"EXCLUDE","MI","T B Simon Power Plant",10328,"GEN2","BIT","ST",12.5,null,"Commercial CHP","Y","Steam unit (PRMVR=ST) under 25MW/250 MMBtu/hr",null,{"$f":"IF(B1068=\"CoalST\",MATCH(E1068&\"|\"&F1068,EIA_Units!$BK$6:$BK$22655,0),\"\")","v":""},{"$f":"IF(O1068=\"\",\"\",INDEX(EIA_Units!P1068:'EIA_Units'!$P$6:$P$22655,O1068))","v":""},""]
[null,"EXCLUDE","MI","T B Simon Power Plant",10328,"GEN4","BIT","ST",21,null,"Commercial CHP","Y","Steam unit (PRMVR=ST) under 25MW/250 MMBtu/hr",null,{"$f":"IF(B1069=\"CoalST\",MATCH(E1069&\"|\"&F1069,EIA_Units!$BK$6:$BK$22655,0),\"\")","v":""},{"$f":"IF(O1069=\"\",\"\",INDEX(EIA_Units!P1069:'EIA_Units'!$P$6:$P$22655,O1069))","v":""},""]
[null,"EXCLUDE","MI","T B Simon Power Plant",10328,"GEN5","BIT","ST",24,null,"Commercial CHP","Y","Steam unit (PRMVR=ST) under 25MW/250 MMBtu/hr",null,{"$f":"IF(B1070=\"CoalST\",MATCH(E1070&\"|\"&F1070,EIA_Units!$BK$6:$BK$22655,0),\"\")","v":""},{"$f":"IF(O1070=\"\",\"\",INDEX(EIA_Units!P1070:'EIA_Units'!$P$6:$P$22655,O1070))","v":""},""]
[null,"EXCLUDE","AK","Valdez",6306,"7","DFO","GT",2.8,null,"Electric Utility","N","Simple Cycle Turbine (PRMVR=GT or OT) unit under 25MW",null,{"$f":"IF(B1071=\"CoalST\",MATCH(E1071&\"|\"&F1071,EIA_Units!$BK$6:$BK$22655,0),\"\")","v":""},{"$f":"IF(O1071=\"\",\"\",INDEX(EIA_Units!P1071:'EIA_Units'!$P$6:$P$22655,O1071))","v":""},""]
[null,"Exclude","FL","DeBary",6046,"8","NG","GT",115,null,"Electric Utility","N","Low utilization CT",null,{"$f":"IF(B1072=\"CoalST\",MATCH(E1072&\"|\"&F1072,EIA_Units!$BK$6:$BK$22655,0),\"\")","v":""},{"$f":"IF(O1072=\"\",\"\",INDEX(EIA_Units!P1072:'EIA_Units'!$P$6:$P$22655,O1072))","v":""},""]
[null,"Exclude","IA","Marshalltown",1068,"2","DFO","GT",63,null,"Electric Utility","N","Low utilization CT",null,{"$f":"IF(B1073=\"CoalST\",MATCH(E1073&\"|\"&F1073,EIA_Units!$BK$6:$BK$22655,0),\"\")","v":""},{"$f":"IF(O1073=\"\",\"\",INDEX(EIA_Units!P1073:'EIA_Units'!$P$6:$P$22655,O1073))","v":""},""]
[null,"Exclude","FL","Lauderdale",613,"24","NG","GT",34.200000000000003,null,"Electric Utility","N","Low utilization CT",null,{"$f":"IF(B1074=\"CoalST\",MATCH(E1074&\"|\"&F1074,EIA_Units!$BK$6:$BK$22655,0),\"\")","v":""},{"$f":"IF(O1074=\"\",\"\",INDEX(EIA_Units!P1074:'EIA_Units'!$P$6:$P$22655,O1074))","v":""},""]
[null,"EXCLUDE","ME","Indeck Jonesboro Energy Center",10765,"GEN1","WDS","ST",27.5,null,"IPP Non-CHP","N","Non Fossil fuel type",null,{"$f":"IF(B1075=\"CoalST\",MATCH(E1075&\"|\"&F1075,EIA_Units!$BK$6:$BK$22655,0),\"\")","v":""},{"$f":"IF(O1075=\"\",\"\",INDEX(EIA_Units!P1075:'EIA_Units'!$P$6:$P$22655,O1075))","v":""},""]
[null,"Exclude","NJ","Mickleton Station",8008,"MICK","NG","GT",71.2,null,"Electric Utility/IPP Non-CHP","N","Low utilization CT",null,{"$f":"IF(B1076=\"CoalST\",MATCH(E1076&\"|\"&F1076,EIA_Units!$BK$6:$BK$22655,0),\"\")","v":""},{"$f":"IF(O1076=\"\",\"\",INDEX(EIA_Units!P1076:'EIA_Units'!$P$6:$P$22655,O1076))","v":""},""]
[null,"EXCLUDE","CA","Thermal Energy Dev Partnshp LP",10502,"GEN1","WDS","ST",23,null,"IPP Non-CHP","N","Non Fossil fuel type",null,{"$f":"IF(B1077=\"CoalST\",MATCH(E1077&\"|\"&F1077,EIA_Units!$BK$6:$BK$22655,0),\"\")","v":""},{"$f":"IF(O1077=\"\",\"\",INDEX(EIA_Units!P1077:'EIA_Units'!$P$6:$P$22655,O1077))","v":""},""]
[null,"COALST","TN","John Sevier",3405,"4","BIT","ST",200,null,"Electric Utility","N","",null,{"$f":"IF(B1078=\"CoalST\",MATCH(E1078&\"|\"&F1078,EIA_Units!$BK$6:$BK$22655,0),\"\")","v":11431},{"$f":"IF(O1078=\"\",\"\",INDEX(EIA_Units!P1078:'EIA_Units'!$P$6:$P$22655,O1078))","v":1957},57]
[null,"COALST","MO","Blue Valley",2132,"ST1","BIT","ST",25,null,"Electric Utility","N","",null,{"$f":"IF(B1079=\"CoalST\",MATCH(E1079&\"|\"&F1079,EIA_Units!$BK$6:$BK$22655,0),\"\")","v":5387},{"$f":"IF(O1079=\"\",\"\",INDEX(EIA_Units!P1079:'EIA_Units'!$P$6:$P$22655,O1079))","v":1958},56]
[null,"EXCLUDE","CT","Wheelabrator Lisbon",54758,"GEN1","MSB","ST",14.6,null,"IPP Non-CHP","N","Non Fossil fuel type",null,{"$f":"IF(B1080=\"CoalST\",MATCH(E1080&\"|\"&F1080,EIA_Units!$BK$6:$BK$22655,0),\"\")","v":""},{"$f":"IF(O1080=\"\",\"\",INDEX(EIA_Units!P1080:'EIA_Units'!$P$6:$P$22655,O1080))","v":""},""]
[null,"Exclude","NJ","Middle Station",2382,"MID3","KER","GT",37.200000000000003,null,"Electric Utility/IPP Non-CHP","N","Low utilization CT",null,{"$f":"IF(B1081=\"CoalST\",MATCH(E1081&\"|\"&F1081,EIA_Units!$BK$6:$BK$22655,0),\"\")","v":""},{"$f":"IF(O1081=\"\",\"\",INDEX(EIA_Units!P1081:'EIA_Units'!$P$6:$P$22655,O1081))","v":""},""]
[null,"EXCLUDE","NJ","Middle Station",2382,"MID1","KER","GT",21.2,null,"Electric Utility/IPP Non-CHP","N","Simple Cycle Turbine (PRMVR=GT or OT) unit under 25MW",null,{"$f":"IF(B1082=\"CoalST\",MATCH(E1082&\"|\"&F1082,EIA_Units!$BK$6:$BK$22655,0),\"\")","v":""},{"$f":"IF(O1082=\"\",\"\",INDEX(EIA_Units!P1082:'EIA_Units'!$P$6:$P$22655,O1082))","v":""},""]
[null,"EXCLUDE","NJ","Middle Station",2382,"MID2","KER","GT",21.2,null,"Electric Utility/IPP Non-CHP","N","Simple Cycle Turbine (PRMVR=GT or OT) unit under 25MW",null,{"$f":"IF(B1083=\"CoalST\",MATCH(E1083&\"|\"&F1083,EIA_Units!$BK$6:$BK$22655,0),\"\")","v":""},{"$f":"IF(O1083=\"\",\"\",INDEX(EIA_Units!P1083:'EIA_Units'!$P$6:$P$22655,O1083))","v":""},""]
[null,"EXCLUDE","PA","Covanta Plymouth Renewable Energy",54625,"TGI","MSB","ST",32.1,null,"Commercial Non-CHP","N","Non Fossil fuel type",null,{"$f":"IF(B1084=\"CoalST\",MATCH(E1084&\"|\"&F1084,EIA_Units!$BK$6:$BK$22655,0),\"\")","v":""},{"$f":"IF(O1084=\"\",\"\",INDEX(EIA_Units!P1084:'EIA_Units'!$P$6:$P$22655,O1084))","v":""},""]
[null,"Exclude","NJ","PSEG Sewaren Generating Station",2411,"6","KER","GT",115.2,null,"Electric Utility/IPP Non-CHP","N","Low utilization CT",null,{"$f":"IF(B1085=\"CoalST\",MATCH(E1085&\"|\"&F1085,EIA_Units!$BK$6:$BK$22655,0),\"\")","v":""},{"$f":"IF(O1085=\"\",\"\",INDEX(EIA_Units!P1085:'EIA_Units'!$P$6:$P$22655,O1085))","v":""},""]
[null,"EXCLUDE","MA","SEMASS Resource Recovery",50290,"GEN2","MSB","ST",34,null,"IPP Non-CHP","N","Non Fossil fuel type",null,{"$f":"IF(B1086=\"CoalST\",MATCH(E1086&\"|\"&F1086,EIA_Units!$BK$6:$BK$22655,0),\"\")","v":""},{"$f":"IF(O1086=\"\",\"\",INDEX(EIA_Units!P1086:'EIA_Units'!$P$6:$P$22655,O1086))","v":""},""]
[null,"EXCLUDE","MA","SEMASS Resource Recovery",50290,"GEN1","MSB","ST",64.5,null,"IPP Non-CHP","N","Non Fossil fuel type",null,{"$f":"IF(B1087=\"CoalST\",MATCH(E1087&\"|\"&F1087,EIA_Units!$BK$6:$BK$22655,0),\"\")","v":""},{"$f":"IF(O1087=\"\",\"\",INDEX(EIA_Units!P1087:'EIA_Units'!$P$6:$P$22655,O1087))","v":""},""]
[null,"EXCLUDE","GA","Crisp Plant",753,"GT1","NG","GT",5,null,"Electric Utility","N","Simple Cycle Turbine (PRMVR=GT or OT) unit under 25MW",null,{"$f":"IF(B1088=\"CoalST\",MATCH(E1088&\"|\"&F1088,EIA_Units!$BK$6:$BK$22655,0),\"\")","v":""},{"$f":"IF(O1088=\"\",\"\",INDEX(EIA_Units!P1088:'EIA_Units'!$P$6:$P$22655,O1088))","v":""},""]
[null,"Exclude","GA","Dahlberg",7709,"9","NG","GT",91.9,null,"Electric Utility/IPP Non-CHP","N","Low utilization CT",null,{"$f":"IF(B1089=\"CoalST\",MATCH(E1089&\"|\"&F1089,EIA_Units!$BK$6:$BK$22655,0),\"\")","v":""},{"$f":"IF(O1089=\"\",\"\",INDEX(EIA_Units!P1089:'EIA_Units'!$P$6:$P$22655,O1089))","v":""},""]
[null,"EXCLUDE","MA","Medical Area Total Energy Plant",10883,"STG3","NG","ST",11,null,"Commercial CHP","Y","Steam unit (PRMVR=ST) under 25MW/250 MMBtu/hr",null,{"$f":"IF(B1090=\"CoalST\",MATCH(E1090&\"|\"&F1090,EIA_Units!$BK$6:$BK$22655,0),\"\")","v":""},{"$f":"IF(O1090=\"\",\"\",INDEX(EIA_Units!P1090:'EIA_Units'!$P$6:$P$22655,O1090))","v":""},""]
[null,"EXCLUDE","MA","Medical Area Total Energy Plant",10883,"STG2","NG","ST",11,null,"Commercial CHP","Y","Steam unit (PRMVR=ST) under 25MW/250 MMBtu/hr",null,{"$f":"IF(B1091=\"CoalST\",MATCH(E1091&\"|\"&F1091,EIA_Units!$BK$6:$BK$22655,0),\"\")","v":""},{"$f":"IF(O1091=\"\",\"\",INDEX(EIA_Units!P1091:'EIA_Units'!$P$6:$P$22655,O1091))","v":""},""]
[null,"EXCLUDE","FL","Pasco Cnty Solid Waste Resource Recovery",50666,"GEN1","MSB","ST",31.2,null,"IPP Non-CHP","N","Non Fossil fuel type",null,{"$f":"IF(B1092=\"CoalST\",MATCH(E1092&\"|\"&F1092,EIA_Units!$BK$6:$BK$22655,0),\"\")","v":""},{"$f":"IF(O1092=\"\",\"\",INDEX(EIA_Units!P1092:'EIA_Units'!$P$6:$P$22655,O1092))","v":""},""]
[null,"EXCLUDE","WI","Fox Valley Energy Center",56037,"1","WDS","ST",6.5,null,"Industrial CHP","Y","Non Fossil fuel type",null,{"$f":"IF(B1093=\"CoalST\",MATCH(E1093&\"|\"&F1093,EIA_Units!$BK$6:$BK$22655,0),\"\")","v":""},{"$f":"IF(O1093=\"\",\"\",INDEX(EIA_Units!P1093:'EIA_Units'!$P$6:$P$22655,O1093))","v":""},""]
[null,"EXCLUDE","NY","Covanta Hempstead",10642,"GEN1","MSB","ST",78.599999999999994,null,"IPP Non-CHP","N","Non Fossil fuel type",null,{"$f":"IF(B1094=\"CoalST\",MATCH(E1094&\"|\"&F1094,EIA_Units!$BK$6:$BK$22655,0),\"\")","v":""},{"$f":"IF(O1094=\"\",\"\",INDEX(EIA_Units!P1094:'EIA_Units'!$P$6:$P$22655,O1094))","v":""},""]
[null,"EXCLUDE","VT","Colchester 16",3735,"GT1","DFO","GT",18,null,"Electric Utility","N","Simple Cycle Turbine (PRMVR=GT or OT) unit under 25MW",null,{"$f":"IF(B1095=\"CoalST\",MATCH(E1095&\"|\"&F1095,EIA_Units!$BK$6:$BK$22655,0),\"\")","v":""},{"$f":"IF(O1095=\"\",\"\",INDEX(EIA_Units!P1095:'EIA_Units'!$P$6:$P$22655,O1095))","v":""},{"$f":"IF(O1095=\"\",\"\",2014-P1095)","v":""}]
[null,"EXCLUDE","MD","Montgomery County Resource Recovery",50657,"GEN1","MSB","ST",67.8,null,"IPP Non-CHP","N","Non Fossil fuel type",null,{"$f":"IF(B1096=\"CoalST\",MATCH(E1096&\"|\"&F1096,EIA_Units!$BK$6:$BK$22655,0),\"\")","v":""},{"$f":"IF(O1096=\"\",\"\",INDEX(EIA_Units!P1096:'EIA_Units'!$P$6:$P$22655,O1096))","v":""},""]
[null,"EXCLUDE","CA","Mt Poso Cogeneration",54626,"TG01","WDS","ST",62,null,"IPP CHP","Y","Non Fossil fuel type",null,{"$f":"IF(B1097=\"CoalST\",MATCH(E1097&\"|\"&F1097,EIA_Units!$BK$6:$BK$22655,0),\"\")","v":""},{"$f":"IF(O1097=\"\",\"\",INDEX(EIA_Units!P1097:'EIA_Units'!$P$6:$P$22655,O1097))","v":""},""]
[null,"EXCLUDE","ME","Indeck West Enfield Energy Center",10766,"GEN1","WDS","ST",27.5,null,"IPP Non-CHP","N","Non Fossil fuel type",null,{"$f":"IF(B1098=\"CoalST\",MATCH(E1098&\"|\"&F1098,EIA_Units!$BK$6:$BK$22655,0),\"\")","v":""},{"$f":"IF(O1098=\"\",\"\",INDEX(EIA_Units!P1098:'EIA_Units'!$P$6:$P$22655,O1098))","v":""},""]
[null,"EXCLUDE","WI","Bay Front",3982,"4","WDS","ST",20,null,"Electric Utility","N","Non Fossil fuel type",null,{"$f":"IF(B1099=\"CoalST\",MATCH(E1099&\"|\"&F1099,EIA_Units!$BK$6:$BK$22655,0),\"\")","v":""},{"$f":"IF(O1099=\"\",\"\",INDEX(EIA_Units!P1099:'EIA_Units'!$P$6:$P$22655,O1099))","v":""},""]
[null,"COALST","IA","Muscatine Plant #1",1167,"7","SUB","ST",25,null,"Electric Utility","N","",null,{"$f":"IF(B1100=\"CoalST\",MATCH(E1100&\"|\"&F1100,EIA_Units!$BK$6:$BK$22655,0),\"\")","v":7448},{"$f":"IF(O1100=\"\",\"\",INDEX(EIA_Units!P1100:'EIA_Units'!$P$6:$P$22655,O1100))","v":1958},56]
[null,"EXCLUDE","OH","Hamilton",2917,"GT2","NG","GT",16.3,null,"Electric Utility","N","Simple Cycle Turbine (PRMVR=GT or OT) unit under 25MW",null,{"$f":"IF(B1101=\"CoalST\",MATCH(E1101&\"|\"&F1101,EIA_Units!$BK$6:$BK$22655,0),\"\")","v":""},{"$f":"IF(O1101=\"\",\"\",INDEX(EIA_Units!P1101:'EIA_Units'!$P$6:$P$22655,O1101))","v":""},""]
[null,"COALST","IA","Muscatine Plant #1",1167,"8","SUB","ST",75,null,"Electric Utility","N","",null,{"$f":"IF(B1102=\"CoalST\",MATCH(E1102&\"|\"&F1102,EIA_Units!$BK$6:$BK$22655,0),\"\")","v":7449},{"$f":"IF(O1102=\"\",\"\",INDEX(EIA_Units!P1102:'EIA_Units'!$P$6:$P$22655,O1102))","v":1969},45]
[null,"EXCLUDE","IA","Muscatine Plant #1",1167,"8A","SUB","ST",18,null,"Electric Utility","Y","Steam unit (PRMVR=ST) under 25MW/250 MMBtu/hr",null,{"$f":"IF(B1103=\"CoalST\",MATCH(E1103&\"|\"&F1103,EIA_Units!$BK$6:$BK$22655,0),\"\")","v":""},{"$f":"IF(O1103=\"\",\"\",INDEX(EIA_Units!P1103:'EIA_Units'!$P$6:$P$22655,O1103))","v":""},""]
[null,"COALST","IA","Muscatine Plant #1",1167,"9","SUB","ST",175.5,null,"Electric Utility","N","",null,{"$f":"IF(B1104=\"CoalST\",MATCH(E1104&\"|\"&F1104,EIA_Units!$BK$6:$BK$22655,0),\"\")","v":7451},{"$f":"IF(O1104=\"\",\"\",INDEX(EIA_Units!P1104:'EIA_Units'!$P$6:$P$22655,O1104))","v":1983},31]
[null,"OGST","LA","D G Hunter",6558,"4","NG","ST",85,null,"Electric Utility","N","",null,{"$f":"IF(B1105=\"CoalST\",MATCH(E1105&\"|\"&F1105,EIA_Units!$BK$6:$BK$22655,0),\"\")","v":""},{"$f":"IF(O1105=\"\",\"\",INDEX(EIA_Units!P1105:'EIA_Units'!$P$6:$P$22655,O1105))","v":""},""]
[null,"EXCLUDE","FL","Palm Beach Renewable Energy Facility#1",50071,"GEN1","MSB","ST",62.3,null,"IPP Non-CHP","N","Non Fossil fuel type",null,{"$f":"IF(B1106=\"CoalST\",MATCH(E1106&\"|\"&F1106,EIA_Units!$BK$6:$BK$22655,0),\"\")","v":""},{"$f":"IF(O1106=\"\",\"\",INDEX(EIA_Units!P1106:'EIA_Units'!$P$6:$P$22655,O1106))","v":""},""]
[null,"COALST","CO","Arapahoe",465,"3","SUB","ST",40,null,"Electric Utility","N","",null,{"$f":"IF(B1107=\"CoalST\",MATCH(E1107&\"|\"&F1107,EIA_Units!$BK$6:$BK$22655,0),\"\")","v":9402},{"$f":"IF(O1107=\"\",\"\",INDEX(EIA_Units!P1107:'EIA_Units'!$P$6:$P$22655,O1107))","v":1951},63]
[null,"Exclude","FL","DeBary",6046,"7","NG","GT",115,null,"Electric Utility","N","Low utilization CT",null,{"$f":"IF(B1108=\"CoalST\",MATCH(E1108&\"|\"&F1108,EIA_Units!$BK$6:$BK$22655,0),\"\")","v":""},{"$f":"IF(O1108=\"\",\"\",INDEX(EIA_Units!P1108:'EIA_Units'!$P$6:$P$22655,O1108))","v":""},""]
[null,"Exclude","FL","Port Everglades",617,"GT2","NG","GT",34.200000000000003,null,"Electric Utility","N","Low utilization CT",null,{"$f":"IF(B1109=\"CoalST\",MATCH(E1109&\"|\"&F1109,EIA_Units!$BK$6:$BK$22655,0),\"\")","v":""},{"$f":"IF(O1109=\"\",\"\",INDEX(EIA_Units!P1109:'EIA_Units'!$P$6:$P$22655,O1109))","v":""},""]
[null,"Exclude","GA","Dahlberg",7709,"4","NG","GT",91.9,null,"Electric Utility/IPP Non-CHP","N","Low utilization CT",null,{"$f":"IF(B1110=\"CoalST\",MATCH(E1110&\"|\"&F1110,EIA_Units!$BK$6:$BK$22655,0),\"\")","v":""},{"$f":"IF(O1110=\"\",\"\",INDEX(EIA_Units!P1110:'EIA_Units'!$P$6:$P$22655,O1110))","v":""},""]
[null,"EXCLUDE","WI","Nine Springs",9674,"GT1","NG","GT",16.2,null,"Electric Utility","N","Simple Cycle Turbine (PRMVR=GT or OT) unit under 25MW",null,{"$f":"IF(B1111=\"CoalST\",MATCH(E1111&\"|\"&F1111,EIA_Units!$BK$6:$BK$22655,0),\"\")","v":""},{"$f":"IF(O1111=\"\",\"\",INDEX(EIA_Units!P1111:'EIA_Units'!$P$6:$P$22655,O1111))","v":""},""]
[null,"Exclude","FL","Port Everglades",617,"GT1","NG","GT",34.200000000000003,null,"Electric Utility","N","Low utilization CT",null,{"$f":"IF(B1112=\"CoalST\",MATCH(E1112&\"|\"&F1112,EIA_Units!$BK$6:$BK$22655,0),\"\")","v":""},{"$f":"IF(O1112=\"\",\"\",INDEX(EIA_Units!P1112:'EIA_Units'!$P$6:$P$22655,O1112))","v":""},""]
[null,"EXCLUDE","PA","Delaware Generating Station",3160,"10","DFO","GT",18.600000000000001,null,"IPP Non-CHP","N","Simple Cycle Turbine (PRMVR=GT or OT) unit under 25MW",null,{"$f":"IF(B1113=\"CoalST\",MATCH(E1113&\"|\"&F1113,EIA_Units!$BK$6:$BK$22655,0),\"\")","v":""},{"$f":"IF(O1113=\"\",\"\",INDEX(EIA_Units!P1113:'EIA_Units'!$P$6:$P$22655,O1113))","v":""},""]
[null,"EXCLUDE","PA","Delaware Generating Station",3160,"11","DFO","GT",18.600000000000001,null,"IPP Non-CHP","N","Simple Cycle Turbine (PRMVR=GT or OT) unit under 25MW",null,{"$f":"IF(B1114=\"CoalST\",MATCH(E1114&\"|\"&F1114,EIA_Units!$BK$6:$BK$22655,0),\"\")","v":""},{"$f":"IF(O1114=\"\",\"\",INDEX(EIA_Units!P1114:'EIA_Units'!$P$6:$P$22655,O1114))","v":""},""]
[null,"EXCLUDE","PA","Delaware Generating Station",3160,"12","DFO","GT",18.600000000000001,null,"IPP Non-CHP","N","Simple Cycle Turbine (PRMVR=GT or OT) unit under 25MW",null,{"$f":"IF(B1115=\"CoalST\",MATCH(E1115&\"|\"&F1115,EIA_Units!$BK$6:$BK$22655,0),\"\")","v":""},{"$f":"IF(O1115=\"\",\"\",INDEX(EIA_Units!P1115:'EIA_Units'!$P$6:$P$22655,O1115))","v":""},""]
[null,"EXCLUDE","PA","Delaware Generating Station",3160,"9","DFO","GT",21.2,null,"IPP Non-CHP","N","Simple Cycle Turbine (PRMVR=GT or OT) unit under 25MW",null,{"$f":"IF(B1116=\"CoalST\",MATCH(E1116&\"|\"&F1116,EIA_Units!$BK$6:$BK$22655,0),\"\")","v":""},{"$f":"IF(O1116=\"\",\"\",INDEX(EIA_Units!P1116:'EIA_Units'!$P$6:$P$22655,O1116))","v":""},""]
[null,"EXCLUDE","NY","Huntington Resource Recovery Facility",50656,"GEN1","MSB","ST",28,null,"IPP Non-CHP","N","Non Fossil fuel type",null,{"$f":"IF(B1117=\"CoalST\",MATCH(E1117&\"|\"&F1117,EIA_Units!$BK$6:$BK$22655,0),\"\")","v":""},{"$f":"IF(O1117=\"\",\"\",INDEX(EIA_Units!P1117:'EIA_Units'!$P$6:$P$22655,O1117))","v":""},""]
[null,"EXCLUDE","NY","Wheelabrator Westchester",50882,"GEN1","MSB","ST",59.7,null,"IPP Non-CHP","N","Non Fossil fuel type",null,{"$f":"IF(B1118=\"CoalST\",MATCH(E1118&\"|\"&F1118,EIA_Units!$BK$6:$BK$22655,0),\"\")","v":""},{"$f":"IF(O1118=\"\",\"\",INDEX(EIA_Units!P1118:'EIA_Units'!$P$6:$P$22655,O1118))","v":""},""]
[null,"Exclude","FL","Lauderdale",613,"6","NG","GT",34.200000000000003,null,"Electric Utility","N","Low utilization CT",null,{"$f":"IF(B1119=\"CoalST\",MATCH(E1119&\"|\"&F1119,EIA_Units!$BK$6:$BK$22655,0),\"\")","v":""},{"$f":"IF(O1119=\"\",\"\",INDEX(EIA_Units!P1119:'EIA_Units'!$P$6:$P$22655,O1119))","v":""},""]
[null,"Exclude","FL","Lauderdale",613,"7","NG","GT",34.200000000000003,null,"Electric Utility","N","Low utilization CT",null,{"$f":"IF(B1120=\"CoalST\",MATCH(E1120&\"|\"&F1120,EIA_Units!$BK$6:$BK$22655,0),\"\")","v":""},{"$f":"IF(O1120=\"\",\"\",INDEX(EIA_Units!P1120:'EIA_Units'!$P$6:$P$22655,O1120))","v":""},""]
[null,"EXCLUDE","NH","Pinetree Power Tamworth",50739,"GEN1","WDS","ST",25,null,"IPP Non-CHP","N","Non Fossil fuel type",null,{"$f":"IF(B1121=\"CoalST\",MATCH(E1121&\"|\"&F1121,EIA_Units!$BK$6:$BK$22655,0),\"\")","v":""},{"$f":"IF(O1121=\"\",\"\",INDEX(EIA_Units!P1121:'EIA_Units'!$P$6:$P$22655,O1121))","v":""},""]
[null,"Exclude","FL","Intercession City",8049,"P13","NG","GT",115,null,"Electric Utility","N","Low utilization CT",null,{"$f":"IF(B1122=\"CoalST\",MATCH(E1122&\"|\"&F1122,EIA_Units!$BK$6:$BK$22655,0),\"\")","v":""},{"$f":"IF(O1122=\"\",\"\",INDEX(EIA_Units!P1122:'EIA_Units'!$P$6:$P$22655,O1122))","v":""},""]
[null,"EXCLUDE","CT","Versailles Mill",54657,"NO1","NG","ST",20,null,"Industrial CHP/Pulp & Paper Mill","Y","Steam unit (PRMVR=ST) under 25MW/250 MMBtu/hr",null,{"$f":"IF(B1123=\"CoalST\",MATCH(E1123&\"|\"&F1123,EIA_Units!$BK$6:$BK$22655,0),\"\")","v":""},{"$f":"IF(O1123=\"\",\"\",INDEX(EIA_Units!P1123:'EIA_Units'!$P$6:$P$22655,O1123))","v":""},""]
[null,"COALST","PA","Westwood Generation LLC",50611,"GEN1","WC","ST",36,null,"Electric Utility/IPP Non-CHP","N","",null,{"$f":"IF(B1124=\"CoalST\",MATCH(E1124&\"|\"&F1124,EIA_Units!$BK$6:$BK$22655,0),\"\")","v":18860},{"$f":"IF(O1124=\"\",\"\",INDEX(EIA_Units!P1124:'EIA_Units'!$P$6:$P$22655,O1124))","v":1987},27]
[null,"Exclude","MO","Moberly",6651,"1","DFO","GT",60.6,null,"Electric Utility","N","Low utilization CT",null,{"$f":"IF(B1125=\"CoalST\",MATCH(E1125&\"|\"&F1125,EIA_Units!$BK$6:$BK$22655,0),\"\")","v":""},{"$f":"IF(O1125=\"\",\"\",INDEX(EIA_Units!P1125:'EIA_Units'!$P$6:$P$22655,O1125))","v":""},""]
[null,"EXCLUDE","CA","Wheelabrator Shasta",50881,"GEN1","WDS","ST",18.3,null,"IPP Non-CHP","N","Non Fossil fuel type",null,{"$f":"IF(B1126=\"CoalST\",MATCH(E1126&\"|\"&F1126,EIA_Units!$BK$6:$BK$22655,0),\"\")","v":""},{"$f":"IF(O1126=\"\",\"\",INDEX(EIA_Units!P1126:'EIA_Units'!$P$6:$P$22655,O1126))","v":""},""]
[null,"EXCLUDE","CA","Wheelabrator Shasta",50881,"GEN4","WDS","ST",7.8,null,"IPP Non-CHP","N","Non Fossil fuel type",null,{"$f":"IF(B1127=\"CoalST\",MATCH(E1127&\"|\"&F1127,EIA_Units!$BK$6:$BK$22655,0),\"\")","v":""},{"$f":"IF(O1127=\"\",\"\",INDEX(EIA_Units!P1127:'EIA_Units'!$P$6:$P$22655,O1127))","v":""},""]
[null,"EXCLUDE","CA","Wheelabrator Shasta",50881,"GEN2","WDS","ST",18.3,null,"IPP Non-CHP","N","Non Fossil fuel type",null,{"$f":"IF(B1128=\"CoalST\",MATCH(E1128&\"|\"&F1128,EIA_Units!$BK$6:$BK$22655,0),\"\")","v":""},{"$f":"IF(O1128=\"\",\"\",INDEX(EIA_Units!P1128:'EIA_Units'!$P$6:$P$22655,O1128))","v":""},""]
[null,"EXCLUDE","CA","Wheelabrator Shasta",50881,"GEN3","WDS","ST",18.3,null,"IPP Non-CHP","N","Non Fossil fuel type",null,{"$f":"IF(B1129=\"CoalST\",MATCH(E1129&\"|\"&F1129,EIA_Units!$BK$6:$BK$22655,0),\"\")","v":""},{"$f":"IF(O1129=\"\",\"\",INDEX(EIA_Units!P1129:'EIA_Units'!$P$6:$P$22655,O1129))","v":""},""]
[null,"EXCLUDE","MI","Genesee Power Station LP",54751,"GEN1","WDS","ST",39.5,null,"IPP Non-CHP","N","Non Fossil fuel type",null,{"$f":"IF(B1130=\"CoalST\",MATCH(E1130&\"|\"&F1130,EIA_Units!$BK$6:$BK$22655,0),\"\")","v":""},{"$f":"IF(O1130=\"\",\"\",INDEX(EIA_Units!P1130:'EIA_Units'!$P$6:$P$22655,O1130))","v":""},""]
[null,"COALST","PA","Foster Wheeler Mt Carmel Cogen",10343,"TG1","WC","ST",47.3,null,"IPP CHP","Y","",null,{"$f":"IF(B1131=\"CoalST\",MATCH(E1131&\"|\"&F1131,EIA_Units!$BK$6:$BK$22655,0),\"\")","v":14510},{"$f":"IF(O1131=\"\",\"\",INDEX(EIA_Units!P1131:'EIA_Units'!$P$6:$P$22655,O1131))","v":1990},24]
[null,"Exclude","FL","DeBary",6046,"9","NG","GT",115,null,"Electric Utility","N","Low utilization CT",null,{"$f":"IF(B1132=\"CoalST\",MATCH(E1132&\"|\"&F1132,EIA_Units!$BK$6:$BK$22655,0),\"\")","v":""},{"$f":"IF(O1132=\"\",\"\",INDEX(EIA_Units!P1132:'EIA_Units'!$P$6:$P$22655,O1132))","v":""},""]
[null,"Exclude","AZ","Agua Fria",141,"AF4","NG","GT",80.5,null,"Electric Utility","N","Low utilization CT",null,{"$f":"IF(B1133=\"CoalST\",MATCH(E1133&\"|\"&F1133,EIA_Units!$BK$6:$BK$22655,0),\"\")","v":""},{"$f":"IF(O1133=\"\",\"\",INDEX(EIA_Units!P1133:'EIA_Units'!$P$6:$P$22655,O1133))","v":""},""]
[null,"Exclude","AZ","Agua Fria",141,"AF5","NG","GT",71.2,null,"Electric Utility","N","Low utilization CT",null,{"$f":"IF(B1134=\"CoalST\",MATCH(E1134&\"|\"&F1134,EIA_Units!$BK$6:$BK$22655,0),\"\")","v":""},{"$f":"IF(O1134=\"\",\"\",INDEX(EIA_Units!P1134:'EIA_Units'!$P$6:$P$22655,O1134))","v":""},""]
[null,"Exclude","AZ","Agua Fria",141,"AF6","NG","GT",71.2,null,"Electric Utility","N","Low utilization CT",null,{"$f":"IF(B1135=\"CoalST\",MATCH(E1135&\"|\"&F1135,EIA_Units!$BK$6:$BK$22655,0),\"\")","v":""},{"$f":"IF(O1135=\"\",\"\",INDEX(EIA_Units!P1135:'EIA_Units'!$P$6:$P$22655,O1135))","v":""},""]
[null,"EXCLUDE","AK","Lemon Creek",64,"5","DFO","GT",18.600000000000001,null,"Electric Utility","N","Simple Cycle Turbine (PRMVR=GT or OT) unit under 25MW",null,{"$f":"IF(B1136=\"CoalST\",MATCH(E1136&\"|\"&F1136,EIA_Units!$BK$6:$BK$22655,0),\"\")","v":""},{"$f":"IF(O1136=\"\",\"\",INDEX(EIA_Units!P1136:'EIA_Units'!$P$6:$P$22655,O1136))","v":""},""]
[null,"EXCLUDE","AK","Lemon Creek",64,"6","DFO","GT",18.600000000000001,null,"Electric Utility","N","Simple Cycle Turbine (PRMVR=GT or OT) unit under 25MW",null,{"$f":"IF(B1137=\"CoalST\",MATCH(E1137&\"|\"&F1137,EIA_Units!$BK$6:$BK$22655,0),\"\")","v":""},{"$f":"IF(O1137=\"\",\"\",INDEX(EIA_Units!P1137:'EIA_Units'!$P$6:$P$22655,O1137))","v":""},""]
[null,"EXCLUDE","MD","Herbert A Wagner",1554,"GT1","DFO","GT",16,null,"IPP Non-CHP","N","Simple Cycle Turbine (PRMVR=GT or OT) unit under 25MW",null,{"$f":"IF(B1138=\"CoalST\",MATCH(E1138&\"|\"&F1138,EIA_Units!$BK$6:$BK$22655,0),\"\")","v":""},{"$f":"IF(O1138=\"\",\"\",INDEX(EIA_Units!P1138:'EIA_Units'!$P$6:$P$22655,O1138))","v":""},""]
[null,"COALST","WV","FirstEnergy Willow Island",3946,"1","SUB","ST",50,null,"Electric Utility","N","",null,{"$f":"IF(B1139=\"CoalST\",MATCH(E1139&\"|\"&F1139,EIA_Units!$BK$6:$BK$22655,0),\"\")","v":20183},{"$f":"IF(O1139=\"\",\"\",INDEX(EIA_Units!P1139:'EIA_Units'!$P$6:$P$22655,O1139))","v":1949},65]
[null,"EXCLUDE","DE","Edge Moor",593,"10","DFO","GT",12.5,null,"IPP CHP","Y","Simple Cycle Turbine (PRMVR=GT or OT) unit under 25MW",null,{"$f":"IF(B1140=\"CoalST\",MATCH(E1140&\"|\"&F1140,EIA_Units!$BK$6:$BK$22655,0),\"\")","v":""},{"$f":"IF(O1140=\"\",\"\",INDEX(EIA_Units!P1140:'EIA_Units'!$P$6:$P$22655,O1140))","v":""},""]
[null,"EXCLUDE","CT","Covanta Bristol Energy",50648,"GEN1","MSB","ST",16.3,null,"IPP Non-CHP","N","Non Fossil fuel type",null,{"$f":"IF(B1141=\"CoalST\",MATCH(E1141&\"|\"&F1141,EIA_Units!$BK$6:$BK$22655,0),\"\")","v":""},{"$f":"IF(O1141=\"\",\"\",INDEX(EIA_Units!P1141:'EIA_Units'!$P$6:$P$22655,O1141))","v":""},""]
[null,"EXCLUDE","CA","Fairhaven Power",10052,"GEN1","WDS","ST",18.8,null,"IPP Non-CHP","N","Non Fossil fuel type",null,{"$f":"IF(B1142=\"CoalST\",MATCH(E1142&\"|\"&F1142,EIA_Units!$BK$6:$BK$22655,0),\"\")","v":""},{"$f":"IF(O1142=\"\",\"\",INDEX(EIA_Units!P1142:'EIA_Units'!$P$6:$P$22655,O1142))","v":""},""]
[null,"Exclude","MO","Empire Energy Center",6223,"3","NG","GT",60.5,null,"Electric Utility","N","Low utilization CT",null,{"$f":"IF(B1143=\"CoalST\",MATCH(E1143&\"|\"&F1143,EIA_Units!$BK$6:$BK$22655,0),\"\")","v":""},{"$f":"IF(O1143=\"\",\"\",INDEX(EIA_Units!P1143:'EIA_Units'!$P$6:$P$22655,O1143))","v":""},""]
[null,"Exclude","WI","French Island",4005,"3","DFO","GT",78.8,null,"Electric Utility","N","Low utilization CT",null,{"$f":"IF(B1144=\"CoalST\",MATCH(E1144&\"|\"&F1144,EIA_Units!$BK$6:$BK$22655,0),\"\")","v":""},{"$f":"IF(O1144=\"\",\"\",INDEX(EIA_Units!P1144:'EIA_Units'!$P$6:$P$22655,O1144))","v":""},""]
[null,"Exclude","WI","French Island",4005,"4","DFO","GT",78.8,null,"Electric Utility","N","Low utilization CT",null,{"$f":"IF(B1145=\"CoalST\",MATCH(E1145&\"|\"&F1145,EIA_Units!$BK$6:$BK$22655,0),\"\")","v":""},{"$f":"IF(O1145=\"\",\"\",INDEX(EIA_Units!P1145:'EIA_Units'!$P$6:$P$22655,O1145))","v":""},""]
[null,"COALST","PA","Wheelabrator Frackville Energy",50879,"GEN1","WC","ST",48,null,"IPP CHP","Y","",null,{"$f":"IF(B1146=\"CoalST\",MATCH(E1146&\"|\"&F1146,EIA_Units!$BK$6:$BK$22655,0),\"\")","v":12800},{"$f":"IF(O1146=\"\",\"\",INDEX(EIA_Units!P1146:'EIA_Units'!$P$6:$P$22655,O1146))","v":1988},26]
[null,"NGCC","OH","Dresden Energy Facility",55350,"3","NG","CC",280.5,null,"Electric Utility","N","",null,{"$f":"IF(B1147=\"CoalST\",MATCH(E1147&\"|\"&F1147,EIA_Units!$BK$6:$BK$22655,0),\"\")","v":""},{"$f":"IF(O1147=\"\",\"\",INDEX(EIA_Units!P1147:'EIA_Units'!$P$6:$P$22655,O1147))","v":""},""]
[null,"NGCC","OH","Dresden Energy Facility",55350,"1","NG","CC",198.9,null,"Electric Utility","N","",null,{"$f":"IF(B1148=\"CoalST\",MATCH(E1148&\"|\"&F1148,EIA_Units!$BK$6:$BK$22655,0),\"\")","v":""},{"$f":"IF(O1148=\"\",\"\",INDEX(EIA_Units!P1148:'EIA_Units'!$P$6:$P$22655,O1148))","v":""},""]
[null,"NGCC","OH","Dresden Energy Facility",55350,"2","NG","CC",198.9,null,"Electric Utility","N","",null,{"$f":"IF(B1149=\"CoalST\",MATCH(E1149&\"|\"&F1149,EIA_Units!$BK$6:$BK$22655,0),\"\")","v":""},{"$f":"IF(O1149=\"\",\"\",INDEX(EIA_Units!P1149:'EIA_Units'!$P$6:$P$22655,O1149))","v":""},""]
[null,"EXCLUDE","AK","Aurora Energy LLC Chena",79,"1","SUB","ST",5,null,"IPP CHP","Y","Steam unit (PRMVR=ST) under 25MW/250 MMBtu/hr",null,{"$f":"IF(B1150=\"CoalST\",MATCH(E1150&\"|\"&F1150,EIA_Units!$BK$6:$BK$22655,0),\"\")","v":""},{"$f":"IF(O1150=\"\",\"\",INDEX(EIA_Units!P1150:'EIA_Units'!$P$6:$P$22655,O1150))","v":""},""]
[null,"EXCLUDE","AK","Aurora Energy LLC Chena",79,"5","SUB","ST",20,null,"IPP CHP","Y","Steam unit (PRMVR=ST) under 25MW/250 MMBtu/hr",null,{"$f":"IF(B1151=\"CoalST\",MATCH(E1151&\"|\"&F1151,EIA_Units!$BK$6:$BK$22655,0),\"\")","v":""},{"$f":"IF(O1151=\"\",\"\",INDEX(EIA_Units!P1151:'EIA_Units'!$P$6:$P$22655,O1151))","v":""},""]
[null,"EXCLUDE","AK","Aurora Energy LLC Chena",79,"2","SUB","ST",2.5,null,"IPP CHP","Y","Steam unit (PRMVR=ST) under 25MW/250 MMBtu/hr",null,{"$f":"IF(B1152=\"CoalST\",MATCH(E1152&\"|\"&F1152,EIA_Units!$BK$6:$BK$22655,0),\"\")","v":""},{"$f":"IF(O1152=\"\",\"\",INDEX(EIA_Units!P1152:'EIA_Units'!$P$6:$P$22655,O1152))","v":""},""]
[null,"EXCLUDE","IL","Reynolds",965,"1","DFO","GT",17.5,null,"Electric Utility","N","Simple Cycle Turbine (PRMVR=GT or OT) unit under 25MW",null,{"$f":"IF(B1153=\"CoalST\",MATCH(E1153&\"|\"&F1153,EIA_Units!$BK$6:$BK$22655,0),\"\")","v":""},{"$f":"IF(O1153=\"\",\"\",INDEX(EIA_Units!P1153:'EIA_Units'!$P$6:$P$22655,O1153))","v":""},""]
[null,"COALST","FL","Cedar Bay Generating Company LP",10672,"GEN1","BIT","ST",291.60000000000002,null,"Electric Utility/IPP CHP","Y","",null,{"$f":"IF(B1154=\"CoalST\",MATCH(E1154&\"|\"&F1154,EIA_Units!$BK$6:$BK$22655,0),\"\")","v":17575},{"$f":"IF(O1154=\"\",\"\",INDEX(EIA_Units!P1154:'EIA_Units'!$P$6:$P$22655,O1154))","v":1994},20]
[null,"EXCLUDE","MO","Station H",2135,"1","NG","GT",19,null,"Electric Utility","N","Simple Cycle Turbine (PRMVR=GT or OT) unit under 25MW",null,{"$f":"IF(B1155=\"CoalST\",MATCH(E1155&\"|\"&F1155,EIA_Units!$BK$6:$BK$22655,0),\"\")","v":""},{"$f":"IF(O1155=\"\",\"\",INDEX(EIA_Units!P1155:'EIA_Units'!$P$6:$P$22655,O1155))","v":""},""]
[null,"EXCLUDE","MO","Station H",2135,"2","NG","GT",24,null,"Electric Utility","N","Simple Cycle Turbine (PRMVR=GT or OT) unit under 25MW",null,{"$f":"IF(B1156=\"CoalST\",MATCH(E1156&\"|\"&F1156,EIA_Units!$BK$6:$BK$22655,0),\"\")","v":""},{"$f":"IF(O1156=\"\",\"\",INDEX(EIA_Units!P1156:'EIA_Units'!$P$6:$P$22655,O1156))","v":""},""]
[null,"EXCLUDE","CA","Covanta Mendota",10837,"GEN1","WDS","ST",28,null,"IPP Non-CHP","N","Non Fossil fuel type",null,{"$f":"IF(B1157=\"CoalST\",MATCH(E1157&\"|\"&F1157,EIA_Units!$BK$6:$BK$22655,0),\"\")","v":""},{"$f":"IF(O1157=\"\",\"\",INDEX(EIA_Units!P1157:'EIA_Units'!$P$6:$P$22655,O1157))","v":""},""]
[null,"EXCLUDE","NJ","Union County Resource Recovery",50960,"GEN1","MSB","ST",45,null,"Commercial Non-CHP","N","Non Fossil fuel type",null,{"$f":"IF(B1158=\"CoalST\",MATCH(E1158&\"|\"&F1158,EIA_Units!$BK$6:$BK$22655,0),\"\")","v":""},{"$f":"IF(O1158=\"\",\"\",INDEX(EIA_Units!P1158:'EIA_Units'!$P$6:$P$22655,O1158))","v":""},""]
[null,"EXCLUDE","WI","E J Stoneman Station",4146,"1","WDS","ST",18,null,"Electric Utility/IPP Non-CHP","N","Non Fossil fuel type",null,{"$f":"IF(B1159=\"CoalST\",MATCH(E1159&\"|\"&F1159,EIA_Units!$BK$6:$BK$22655,0),\"\")","v":""},{"$f":"IF(O1159=\"\",\"\",INDEX(EIA_Units!P1159:'EIA_Units'!$P$6:$P$22655,O1159))","v":""},{"$f":"IF(O1159=\"\",\"\",2014-P1159)","v":""}]
[null,"EXCLUDE","WI","E J Stoneman Station",4146,"2","WDS","ST",35,null,"Electric Utility/IPP Non-CHP","N","Non Fossil fuel type",null,{"$f":"IF(B1160=\"CoalST\",MATCH(E1160&\"|\"&F1160,EIA_Units!$BK$6:$BK$22655,0),\"\")","v":""},{"$f":"IF(O1160=\"\",\"\",INDEX(EIA_Units!P1160:'EIA_Units'!$P$6:$P$22655,O1160))","v":""},""]
[null,"OGST","AR","Lake Catherine",170,"1","NG","ST",40,null,"Electric Utility","N","",null,{"$f":"IF(B1161=\"CoalST\",MATCH(E1161&\"|\"&F1161,EIA_Units!$BK$6:$BK$22655,0),\"\")","v":""},{"$f":"IF(O1161=\"\",\"\",INDEX(EIA_Units!P1161:'EIA_Units'!$P$6:$P$22655,O1161))","v":""},""]
[null,"EXCLUDE","CA","Buena Vista Biomass Power",58472,"1","WDS","ST",22.5,null,"IPP Non-CHP","N","Non Fossil fuel type",null,{"$f":"IF(B1162=\"CoalST\",MATCH(E1162&\"|\"&F1162,EIA_Units!$BK$6:$BK$22655,0),\"\")","v":""},{"$f":"IF(O1162=\"\",\"\",INDEX(EIA_Units!P1162:'EIA_Units'!$P$6:$P$22655,O1162))","v":""},""]
[null,"OGST","NJ","Deepwater",2384,"6","NG","ST",73.5,null,"Electric Utility/IPP Non-CHP","N","",null,{"$f":"IF(B1163=\"CoalST\",MATCH(E1163&\"|\"&F1163,EIA_Units!$BK$6:$BK$22655,0),\"\")","v":""},{"$f":"IF(O1163=\"\",\"\",INDEX(EIA_Units!P1163:'EIA_Units'!$P$6:$P$22655,O1163))","v":""},""]
[null,"EXCLUDE","CT","Devon Station",544,"10","KER","GT",18.600000000000001,null,"Electric Utility/IPP Non-CHP","N","Simple Cycle Turbine (PRMVR=GT or OT) unit under 25MW",null,{"$f":"IF(B1164=\"CoalST\",MATCH(E1164&\"|\"&F1164,EIA_Units!$BK$6:$BK$22655,0),\"\")","v":""},{"$f":"IF(O1164=\"\",\"\",INDEX(EIA_Units!P1164:'EIA_Units'!$P$6:$P$22655,O1164))","v":""},""]
[null,"Exclude","CT","Devon Station",544,"11","NG","GT",51,null,"Electric Utility/IPP Non-CHP","N","Low utilization CT",null,{"$f":"IF(B1165=\"CoalST\",MATCH(E1165&\"|\"&F1165,EIA_Units!$BK$6:$BK$22655,0),\"\")","v":""},{"$f":"IF(O1165=\"\",\"\",INDEX(EIA_Units!P1165:'EIA_Units'!$P$6:$P$22655,O1165))","v":""},""]
[null,"Exclude","CT","Devon Station",544,"12","NG","GT",51,null,"Electric Utility/IPP Non-CHP","N","Low utilization CT",null,{"$f":"IF(B1166=\"CoalST\",MATCH(E1166&\"|\"&F1166,EIA_Units!$BK$6:$BK$22655,0),\"\")","v":""},{"$f":"IF(O1166=\"\",\"\",INDEX(EIA_Units!P1166:'EIA_Units'!$P$6:$P$22655,O1166))","v":""},""]
[null,"Exclude","CT","Devon Station",544,"13","NG","GT",51,null,"Electric Utility/IPP Non-CHP","N","Low utilization CT",null,{"$f":"IF(B1167=\"CoalST\",MATCH(E1167&\"|\"&F1167,EIA_Units!$BK$6:$BK$22655,0),\"\")","v":""},{"$f":"IF(O1167=\"\",\"\",INDEX(EIA_Units!P1167:'EIA_Units'!$P$6:$P$22655,O1167))","v":""},""]
[null,"Exclude","CT","Devon Station",544,"14","NG","GT",51,null,"Electric Utility/IPP Non-CHP","N","Low utilization CT",null,{"$f":"IF(B1168=\"CoalST\",MATCH(E1168&\"|\"&F1168,EIA_Units!$BK$6:$BK$22655,0),\"\")","v":""},{"$f":"IF(O1168=\"\",\"\",INDEX(EIA_Units!P1168:'EIA_Units'!$P$6:$P$22655,O1168))","v":""},""]
[null,"EXCLUDE","NY","Onondaga County Resource Recovery",50662,"GEN1","MSB","ST",39.5,null,"Commercial Non-CHP","N","Non Fossil fuel type",null,{"$f":"IF(B1169=\"CoalST\",MATCH(E1169&\"|\"&F1169,EIA_Units!$BK$6:$BK$22655,0),\"\")","v":""},{"$f":"IF(O1169=\"\",\"\",INDEX(EIA_Units!P1169:'EIA_Units'!$P$6:$P$22655,O1169))","v":""},""]
[null,"Exclude","CT","South Meadow",563,"13","KER","GT",41.8,null,"Electric Utility/IPP Non-CHP","N","Low utilization CT",null,{"$f":"IF(B1170=\"CoalST\",MATCH(E1170&\"|\"&F1170,EIA_Units!$BK$6:$BK$22655,0),\"\")","v":""},{"$f":"IF(O1170=\"\",\"\",INDEX(EIA_Units!P1170:'EIA_Units'!$P$6:$P$22655,O1170))","v":""},""]
[null,"EXCLUDE","FL","Lee County Solid Waste Energy",52010,"GEN2","MSB","ST",20,null,"IPP Non-CHP","N","Non Fossil fuel type",null,{"$f":"IF(B1171=\"CoalST\",MATCH(E1171&\"|\"&F1171,EIA_Units!$BK$6:$BK$22655,0),\"\")","v":""},{"$f":"IF(O1171=\"\",\"\",INDEX(EIA_Units!P1171:'EIA_Units'!$P$6:$P$22655,O1171))","v":""},""]
[null,"EXCLUDE","GA","Dublin Mill",54004,"GEN1","BIT","ST",45,null,"Industrial CHP","Y","Commercial/Industrial Unit",null,{"$f":"IF(B1172=\"CoalST\",MATCH(E1172&\"|\"&F1172,EIA_Units!$BK$6:$BK$22655,0),\"\")","v":""},{"$f":"IF(O1172=\"\",\"\",INDEX(EIA_Units!P1172:'EIA_Units'!$P$6:$P$22655,O1172))","v":""},""]
[null,"EXCLUDE","PA","P H Glatfelter",50397,"GEN5","BIT","ST",45.9,null,"Industrial CHP/Pulp & Paper Mill","Y","Commercial/Industrial Unit",null,{"$f":"IF(B1173=\"CoalST\",MATCH(E1173&\"|\"&F1173,EIA_Units!$BK$6:$BK$22655,0),\"\")","v":""},{"$f":"IF(O1173=\"\",\"\",INDEX(EIA_Units!P1173:'EIA_Units'!$P$6:$P$22655,O1173))","v":""},""]
[null,"EXCLUDE","PA","P H Glatfelter",50397,"GEN3","BIT","ST",5.0999999999999996,null,"Industrial CHP/Pulp & Paper Mill","Y","Steam unit (PRMVR=ST) under 25MW/250 MMBtu/hr",null,{"$f":"IF(B1174=\"CoalST\",MATCH(E1174&\"|\"&F1174,EIA_Units!$BK$6:$BK$22655,0),\"\")","v":""},{"$f":"IF(O1174=\"\",\"\",INDEX(EIA_Units!P1174:'EIA_Units'!$P$6:$P$22655,O1174))","v":""},""]
[null,"EXCLUDE","PA","P H Glatfelter",50397,"GEN6","BLQ","ST",39.1,null,"Industrial CHP/Pulp & Paper Mill","Y","Commercial/Industrial Unit",null,{"$f":"IF(B1175=\"CoalST\",MATCH(E1175&\"|\"&F1175,EIA_Units!$BK$6:$BK$22655,0),\"\")","v":""},{"$f":"IF(O1175=\"\",\"\",INDEX(EIA_Units!P1175:'EIA_Units'!$P$6:$P$22655,O1175))","v":""},""]
[null,"EXCLUDE","PA","P H Glatfelter",50397,"GEN1","BIT","ST",6,null,"Industrial CHP/Pulp & Paper Mill","Y","Steam unit (PRMVR=ST) under 25MW/250 MMBtu/hr",null,{"$f":"IF(B1176=\"CoalST\",MATCH(E1176&\"|\"&F1176,EIA_Units!$BK$6:$BK$22655,0),\"\")","v":""},{"$f":"IF(O1176=\"\",\"\",INDEX(EIA_Units!P1176:'EIA_Units'!$P$6:$P$22655,O1176))","v":""},""]
[null,"EXCLUDE","PA","P H Glatfelter",50397,"GEN4","BIT","ST",7.5,null,"Industrial CHP/Pulp & Paper Mill","Y","Steam unit (PRMVR=ST) under 25MW/250 MMBtu/hr",null,{"$f":"IF(B1177=\"CoalST\",MATCH(E1177&\"|\"&F1177,EIA_Units!$BK$6:$BK$22655,0),\"\")","v":""},{"$f":"IF(O1177=\"\",\"\",INDEX(EIA_Units!P1177:'EIA_Units'!$P$6:$P$22655,O1177))","v":""},""]
[null,"COALST","NJ","Chambers Cogeneration LP",10566,"GEN1","BIT","ST",285,null,"Electric Utility/IPP CHP","Y","",null,{"$f":"IF(B1178=\"CoalST\",MATCH(E1178&\"|\"&F1178,EIA_Units!$BK$6:$BK$22655,0),\"\")","v":8849},{"$f":"IF(O1178=\"\",\"\",INDEX(EIA_Units!P1178:'EIA_Units'!$P$6:$P$22655,O1178))","v":1994},20]
[null,"Exclude","WI","Wheaton",4014,"2","NG","GT",48.5,null,"Electric Utility","N","Low utilization CT",null,{"$f":"IF(B1179=\"CoalST\",MATCH(E1179&\"|\"&F1179,EIA_Units!$BK$6:$BK$22655,0),\"\")","v":""},{"$f":"IF(O1179=\"\",\"\",INDEX(EIA_Units!P1179:'EIA_Units'!$P$6:$P$22655,O1179))","v":""},""]
[null,"Exclude","OH","Woodsdale",7158,"GT2","NG","GT",81.599999999999994,null,"Electric Utility","N","Low utilization CT",null,{"$f":"IF(B1180=\"CoalST\",MATCH(E1180&\"|\"&F1180,EIA_Units!$BK$6:$BK$22655,0),\"\")","v":""},{"$f":"IF(O1180=\"\",\"\",INDEX(EIA_Units!P1180:'EIA_Units'!$P$6:$P$22655,O1180))","v":""},""]
[null,"EXCLUDE","FL","Lee County Solid Waste Energy",52010,"GEN1","MSB","ST",39,null,"IPP Non-CHP","N","Non Fossil fuel type",null,{"$f":"IF(B1181=\"CoalST\",MATCH(E1181&\"|\"&F1181,EIA_Units!$BK$6:$BK$22655,0),\"\")","v":""},{"$f":"IF(O1181=\"\",\"\",INDEX(EIA_Units!P1181:'EIA_Units'!$P$6:$P$22655,O1181))","v":""},""]
[null,"EXCLUDE","MA","Wheelabrator Saugus",50880,"GEN1","MSB","ST",53.7,null,"IPP Non-CHP","N","Non Fossil fuel type",null,{"$f":"IF(B1182=\"CoalST\",MATCH(E1182&\"|\"&F1182,EIA_Units!$BK$6:$BK$22655,0),\"\")","v":""},{"$f":"IF(O1182=\"\",\"\",INDEX(EIA_Units!P1182:'EIA_Units'!$P$6:$P$22655,O1182))","v":""},""]
[null,"EXCLUDE","GA","International Paper Savanna Mill",50398,"GEN9","BIT","ST",71.2,null,"Industrial CHP","Y","Commercial/Industrial Unit",null,{"$f":"IF(B1183=\"CoalST\",MATCH(E1183&\"|\"&F1183,EIA_Units!$BK$6:$BK$22655,0),\"\")","v":""},{"$f":"IF(O1183=\"\",\"\",INDEX(EIA_Units!P1183:'EIA_Units'!$P$6:$P$22655,O1183))","v":""},""]
[null,"EXCLUDE","MD","Domino Sugar Baltimore",54795,"GEN4","NG","ST",10,null,"Industrial CHP","Y","Steam unit (PRMVR=ST) under 25MW/250 MMBtu/hr",null,{"$f":"IF(B1184=\"CoalST\",MATCH(E1184&\"|\"&F1184,EIA_Units!$BK$6:$BK$22655,0),\"\")","v":""},{"$f":"IF(O1184=\"\",\"\",INDEX(EIA_Units!P1184:'EIA_Units'!$P$6:$P$22655,O1184))","v":""},""]
[null,"EXCLUDE","MD","Domino Sugar Baltimore",54795,"GEN2","NG","ST",2.5,null,"Industrial CHP","Y","Steam unit (PRMVR=ST) under 25MW/250 MMBtu/hr",null,{"$f":"IF(B1185=\"CoalST\",MATCH(E1185&\"|\"&F1185,EIA_Units!$BK$6:$BK$22655,0),\"\")","v":""},{"$f":"IF(O1185=\"\",\"\",INDEX(EIA_Units!P1185:'EIA_Units'!$P$6:$P$22655,O1185))","v":""},""]
[null,"EXCLUDE","CA","Wadham Energy LP",50293,"GEN1","AB","ST",28.6,null,"IPP Non-CHP","N","Non Fossil fuel type",null,{"$f":"IF(B1186=\"CoalST\",MATCH(E1186&\"|\"&F1186,EIA_Units!$BK$6:$BK$22655,0),\"\")","v":""},{"$f":"IF(O1186=\"\",\"\",INDEX(EIA_Units!P1186:'EIA_Units'!$P$6:$P$22655,O1186))","v":""},""]
[null,"EXCLUDE","MD","Domino Sugar Baltimore",54795,"GEN1","NG","ST",5,null,"Industrial CHP","Y","Steam unit (PRMVR=ST) under 25MW/250 MMBtu/hr",null,{"$f":"IF(B1187=\"CoalST\",MATCH(E1187&\"|\"&F1187,EIA_Units!$BK$6:$BK$22655,0),\"\")","v":""},{"$f":"IF(O1187=\"\",\"\",INDEX(EIA_Units!P1187:'EIA_Units'!$P$6:$P$22655,O1187))","v":""},""]
[null,"COALST","WV","Morgantown Energy Facility",10743,"GEN1","WC","ST",68.900000000000006,null,"IPP CHP","Y","",null,{"$f":"IF(B1188=\"CoalST\",MATCH(E1188&\"|\"&F1188,EIA_Units!$BK$6:$BK$22655,0),\"\")","v":7383},{"$f":"IF(O1188=\"\",\"\",INDEX(EIA_Units!P1188:'EIA_Units'!$P$6:$P$22655,O1188))","v":1991},23]
[null,"Exclude","PA","Mountain",3111,"2","DFO","GT",27,null,"Electric Utility/IPP Non-CHP","N","Low utilization CT",null,{"$f":"IF(B1189=\"CoalST\",MATCH(E1189&\"|\"&F1189,EIA_Units!$BK$6:$BK$22655,0),\"\")","v":""},{"$f":"IF(O1189=\"\",\"\",INDEX(EIA_Units!P1189:'EIA_Units'!$P$6:$P$22655,O1189))","v":""},""]
[null,"COALST","MI","Endicott Station",4259,"1","BIT","ST",55,null,"Electric Utility","N","",null,{"$f":"IF(B1190=\"CoalST\",MATCH(E1190&\"|\"&F1190,EIA_Units!$BK$6:$BK$22655,0),\"\")","v":7344},{"$f":"IF(O1190=\"\",\"\",INDEX(EIA_Units!P1190:'EIA_Units'!$P$6:$P$22655,O1190))","v":1982},32]
[null,"EXCLUDE","OH","Bay View Cogeneration Facility",58263,"GTG","LFG","GT",5.5,null,"Electric Utility","Y","Non Fossil fuel type",null,{"$f":"IF(B1191=\"CoalST\",MATCH(E1191&\"|\"&F1191,EIA_Units!$BK$6:$BK$22655,0),\"\")","v":""},{"$f":"IF(O1191=\"\",\"\",INDEX(EIA_Units!P1191:'EIA_Units'!$P$6:$P$22655,O1191))","v":""},""]
[null,"Exclude","OH","Walter C Beckjord",2830,"GT2","DFO","GT",52.9,null,"Electric Utility","N","Low utilization CT",null,{"$f":"IF(B1192=\"CoalST\",MATCH(E1192&\"|\"&F1192,EIA_Units!$BK$6:$BK$22655,0),\"\")","v":""},{"$f":"IF(O1192=\"\",\"\",INDEX(EIA_Units!P1192:'EIA_Units'!$P$6:$P$22655,O1192))","v":""},""]
[null,"EXCLUDE","WI","Manitowoc",4125,"5","PC","ST",22,null,"Electric Utility","N","Steam unit (PRMVR=ST) under 25MW/250 MMBtu/hr",null,{"$f":"IF(B1193=\"CoalST\",MATCH(E1193&\"|\"&F1193,EIA_Units!$BK$6:$BK$22655,0),\"\")","v":""},{"$f":"IF(O1193=\"\",\"\",INDEX(EIA_Units!P1193:'EIA_Units'!$P$6:$P$22655,O1193))","v":""},""]
[null,"COALST","WI","Manitowoc",4125,"9","PC","ST",63.4,null,"Electric Utility","Y","",null,{"$f":"IF(B1194=\"CoalST\",MATCH(E1194&\"|\"&F1194,EIA_Units!$BK$6:$BK$22655,0),\"\")","v":6648},{"$f":"IF(O1194=\"\",\"\",INDEX(EIA_Units!P1194:'EIA_Units'!$P$6:$P$22655,O1194))","v":2007},7]
[null,"COALST","WI","Manitowoc",4125,"6","PC","ST",32,null,"Electric Utility","N","",null,{"$f":"IF(B1195=\"CoalST\",MATCH(E1195&\"|\"&F1195,EIA_Units!$BK$6:$BK$22655,0),\"\")","v":6647},{"$f":"IF(O1195=\"\",\"\",INDEX(EIA_Units!P1195:'EIA_Units'!$P$6:$P$22655,O1195))","v":1962},52]
[null,"EXCLUDE","MO","Lake Road",2098,"6","DFO","GT",18.899999999999999,null,"Electric Utility","N","Simple Cycle Turbine (PRMVR=GT or OT) unit under 25MW",null,{"$f":"IF(B1196=\"CoalST\",MATCH(E1196&\"|\"&F1196,EIA_Units!$BK$6:$BK$22655,0),\"\")","v":""},{"$f":"IF(O1196=\"\",\"\",INDEX(EIA_Units!P1196:'EIA_Units'!$P$6:$P$22655,O1196))","v":""},""]
[null,"EXCLUDE","MO","Lake Road",2098,"7","DFO","GT",18.899999999999999,null,"Electric Utility","N","Simple Cycle Turbine (PRMVR=GT or OT) unit under 25MW",null,{"$f":"IF(B1197=\"CoalST\",MATCH(E1197&\"|\"&F1197,EIA_Units!$BK$6:$BK$22655,0),\"\")","v":""},{"$f":"IF(O1197=\"\",\"\",INDEX(EIA_Units!P1197:'EIA_Units'!$P$6:$P$22655,O1197))","v":""},""]
[null,"Exclude","MO","Lake Road",2098,"5","NG","GT",85,null,"Electric Utility","N","Low utilization CT",null,{"$f":"IF(B1198=\"CoalST\",MATCH(E1198&\"|\"&F1198,EIA_Units!$BK$6:$BK$22655,0),\"\")","v":""},{"$f":"IF(O1198=\"\",\"\",INDEX(EIA_Units!P1198:'EIA_Units'!$P$6:$P$22655,O1198))","v":""},""]
[null,"EXCLUDE","OH","Arcelormittal Cleveland Inc",10398,"GENB","BFG","ST",10,null,"Industrial CHP","Y","Steam unit (PRMVR=ST) under 25MW/250 MMBtu/hr",null,{"$f":"IF(B1199=\"CoalST\",MATCH(E1199&\"|\"&F1199,EIA_Units!$BK$6:$BK$22655,0),\"\")","v":""},{"$f":"IF(O1199=\"\",\"\",INDEX(EIA_Units!P1199:'EIA_Units'!$P$6:$P$22655,O1199))","v":""},""]
[null,"EXCLUDE","OH","Arcelormittal Cleveland Inc",10398,"GEN3","BFG","ST",10,null,"Industrial CHP","Y","Steam unit (PRMVR=ST) under 25MW/250 MMBtu/hr",null,{"$f":"IF(B1200=\"CoalST\",MATCH(E1200&\"|\"&F1200,EIA_Units!$BK$6:$BK$22655,0),\"\")","v":""},{"$f":"IF(O1200=\"\",\"\",INDEX(EIA_Units!P1200:'EIA_Units'!$P$6:$P$22655,O1200))","v":""},""]
[null,"EXCLUDE","OH","Arcelormittal Cleveland Inc",10398,"GENA","BFG","ST",15,null,"Industrial CHP","Y","Steam unit (PRMVR=ST) under 25MW/250 MMBtu/hr",null,{"$f":"IF(B1201=\"CoalST\",MATCH(E1201&\"|\"&F1201,EIA_Units!$BK$6:$BK$22655,0),\"\")","v":""},{"$f":"IF(O1201=\"\",\"\",INDEX(EIA_Units!P1201:'EIA_Units'!$P$6:$P$22655,O1201))","v":""},""]
[null,"EXCLUDE","OH","Arcelormittal Cleveland Inc",10398,"GENC","BFG","ST",23,null,"Industrial CHP","Y","Steam unit (PRMVR=ST) under 25MW/250 MMBtu/hr",null,{"$f":"IF(B1202=\"CoalST\",MATCH(E1202&\"|\"&F1202,EIA_Units!$BK$6:$BK$22655,0),\"\")","v":""},{"$f":"IF(O1202=\"\",\"\",INDEX(EIA_Units!P1202:'EIA_Units'!$P$6:$P$22655,O1202))","v":""},""]
[null,"EXCLUDE","OH","Arcelormittal Cleveland Inc",10398,"GEN5","BFG","ST",10,null,"Industrial CHP","Y","Steam unit (PRMVR=ST) under 25MW/250 MMBtu/hr",null,{"$f":"IF(B1203=\"CoalST\",MATCH(E1203&\"|\"&F1203,EIA_Units!$BK$6:$BK$22655,0),\"\")","v":""},{"$f":"IF(O1203=\"\",\"\",INDEX(EIA_Units!P1203:'EIA_Units'!$P$6:$P$22655,O1203))","v":""},""]
[null,"OGST","ME","William F Wyman",1507,"2","RFO","ST",50,null,"Electric Utility/IPP Non-CHP","N","",null,{"$f":"IF(B1204=\"CoalST\",MATCH(E1204&\"|\"&F1204,EIA_Units!$BK$6:$BK$22655,0),\"\")","v":""},{"$f":"IF(O1204=\"\",\"\",INDEX(EIA_Units!P1204:'EIA_Units'!$P$6:$P$22655,O1204))","v":""},""]
[null,"Exclude","WI","Point Beach Nuclear Plant",4046,"5","DFO","GT",25,null,"IPP Non-CHP","N","Low utilization CT",null,{"$f":"IF(B1205=\"CoalST\",MATCH(E1205&\"|\"&F1205,EIA_Units!$BK$6:$BK$22655,0),\"\")","v":""},{"$f":"IF(O1205=\"\",\"\",INDEX(EIA_Units!P1205:'EIA_Units'!$P$6:$P$22655,O1205))","v":""},""]
[null,"EXCLUDE","MI","Shiras",1843,"2","BIT","ST",21,null,"Electric Utility","N","Steam unit (PRMVR=ST) under 25MW/250 MMBtu/hr",null,{"$f":"IF(B1206=\"CoalST\",MATCH(E1206&\"|\"&F1206,EIA_Units!$BK$6:$BK$22655,0),\"\")","v":""},{"$f":"IF(O1206=\"\",\"\",INDEX(EIA_Units!P1206:'EIA_Units'!$P$6:$P$22655,O1206))","v":""},""]
[null,"EXCLUDE","MI","Escanaba",1771,"1","BIT","ST",11.5,null,"Electric Utility","N","Steam unit (PRMVR=ST) under 25MW/250 MMBtu/hr",null,{"$f":"IF(B1207=\"CoalST\",MATCH(E1207&\"|\"&F1207,EIA_Units!$BK$6:$BK$22655,0),\"\")","v":""},{"$f":"IF(O1207=\"\",\"\",INDEX(EIA_Units!P1207:'EIA_Units'!$P$6:$P$22655,O1207))","v":""},""]
[null,"COALST","ND","R M Heskett",2790,"1","LIG","ST",40,null,"Electric Utility","N","",null,{"$f":"IF(B1208=\"CoalST\",MATCH(E1208&\"|\"&F1208,EIA_Units!$BK$6:$BK$22655,0),\"\")","v":6837},{"$f":"IF(O1208=\"\",\"\",INDEX(EIA_Units!P1208:'EIA_Units'!$P$6:$P$22655,O1208))","v":1954},60]
[null,"COALST","PA","Kline Township Cogen Facility",50039,"GEN1","WC","ST",59,null,"Electric Utility/IPP CHP","Y","",null,{"$f":"IF(B1209=\"CoalST\",MATCH(E1209&\"|\"&F1209,EIA_Units!$BK$6:$BK$22655,0),\"\")","v":7960},{"$f":"IF(O1209=\"\",\"\",INDEX(EIA_Units!P1209:'EIA_Units'!$P$6:$P$22655,O1209))","v":1989},25]
[null,"EXCLUDE","CT","Pfizer Groton Plant",54236,"TG4","NG","ST",10,null,"Industrial CHP","Y","Steam unit (PRMVR=ST) under 25MW/250 MMBtu/hr",null,{"$f":"IF(B1210=\"CoalST\",MATCH(E1210&\"|\"&F1210,EIA_Units!$BK$6:$BK$22655,0),\"\")","v":""},{"$f":"IF(O1210=\"\",\"\",INDEX(EIA_Units!P1210:'EIA_Units'!$P$6:$P$22655,O1210))","v":""},""]
[null,"EXCLUDE","OH","Bay View Cogeneration Facility",58263,"STG","LFG","ST",6.5,null,"Electric Utility","Y","Non Fossil fuel type",null,{"$f":"IF(B1211=\"CoalST\",MATCH(E1211&\"|\"&F1211,EIA_Units!$BK$6:$BK$22655,0),\"\")","v":""},{"$f":"IF(O1211=\"\",\"\",INDEX(EIA_Units!P1211:'EIA_Units'!$P$6:$P$22655,O1211))","v":""},""]
[null,"EXCLUDE","PA","Viking Energy of Northumberland",50771,"GEN1","WDS","ST",18,null,"IPP CHP","Y","Non Fossil fuel type",null,{"$f":"IF(B1212=\"CoalST\",MATCH(E1212&\"|\"&F1212,EIA_Units!$BK$6:$BK$22655,0),\"\")","v":""},{"$f":"IF(O1212=\"\",\"\",INDEX(EIA_Units!P1212:'EIA_Units'!$P$6:$P$22655,O1212))","v":""},""]
[null,"EXCLUDE","CT","Pfizer Groton Plant",54236,"TG2","NG","ST",2.5,null,"Industrial CHP","Y","Steam unit (PRMVR=ST) under 25MW/250 MMBtu/hr",null,{"$f":"IF(B1213=\"CoalST\",MATCH(E1213&\"|\"&F1213,EIA_Units!$BK$6:$BK$22655,0),\"\")","v":""},{"$f":"IF(O1213=\"\",\"\",INDEX(EIA_Units!P1213:'EIA_Units'!$P$6:$P$22655,O1213))","v":""},""]
[null,"EXCLUDE","CT","Pfizer Groton Plant",54236,"TG5","NG","ST",7.5,null,"Industrial CHP","Y","Steam unit (PRMVR=ST) under 25MW/250 MMBtu/hr",null,{"$f":"IF(B1214=\"CoalST\",MATCH(E1214&\"|\"&F1214,EIA_Units!$BK$6:$BK$22655,0),\"\")","v":""},{"$f":"IF(O1214=\"\",\"\",INDEX(EIA_Units!P1214:'EIA_Units'!$P$6:$P$22655,O1214))","v":""},""]
[null,"EXCLUDE","CT","Pfizer Groton Plant",54236,"TG3","NG","ST",10,null,"Industrial CHP","Y","Steam unit (PRMVR=ST) under 25MW/250 MMBtu/hr",null,{"$f":"IF(B1215=\"CoalST\",MATCH(E1215&\"|\"&F1215,EIA_Units!$BK$6:$BK$22655,0),\"\")","v":""},{"$f":"IF(O1215=\"\",\"\",INDEX(EIA_Units!P1215:'EIA_Units'!$P$6:$P$22655,O1215))","v":""},""]
[null,"EXCLUDE","CT","Wheelabrator Bridgeport",50883,"GEN1","MSB","ST",67,null,"IPP Non-CHP","N","Non Fossil fuel type",null,{"$f":"IF(B1216=\"CoalST\",MATCH(E1216&\"|\"&F1216,EIA_Units!$BK$6:$BK$22655,0),\"\")","v":""},{"$f":"IF(O1216=\"\",\"\",INDEX(EIA_Units!P1216:'EIA_Units'!$P$6:$P$22655,O1216))","v":""},""]
[null,"EXCLUDE","IN","ArcelorMittal Burns Harbor",10245,"GEN5","BFG","ST",62,null,"Industrial CHP","Y","Commercial/Industrial Unit",null,{"$f":"IF(B1217=\"CoalST\",MATCH(E1217&\"|\"&F1217,EIA_Units!$BK$6:$BK$22655,0),\"\")","v":""},{"$f":"IF(O1217=\"\",\"\",INDEX(EIA_Units!P1217:'EIA_Units'!$P$6:$P$22655,O1217))","v":""},""]
[null,"OGST","NJ","PSEG Sewaren Generating Station",2411,"3","NG","ST",107.5,null,"Electric Utility/IPP Non-CHP","N","",null,{"$f":"IF(B1218=\"CoalST\",MATCH(E1218&\"|\"&F1218,EIA_Units!$BK$6:$BK$22655,0),\"\")","v":""},{"$f":"IF(O1218=\"\",\"\",INDEX(EIA_Units!P1218:'EIA_Units'!$P$6:$P$22655,O1218))","v":""},""]
[null,"COALST","VA","Portsmouth Genco LLC",10071,"GEN2","BIT","ST",57.4,null,"IPP Non-CHP","N","",null,{"$f":"IF(B1219=\"CoalST\",MATCH(E1219&\"|\"&F1219,EIA_Units!$BK$6:$BK$22655,0),\"\")","v":16877},{"$f":"IF(O1219=\"\",\"\",INDEX(EIA_Units!P1219:'EIA_Units'!$P$6:$P$22655,O1219))","v":1988},26]
[null,"EXCLUDE","CA","Desert View Power",10300,"GEN1","WDS","ST",55.5,null,"IPP Non-CHP","N","Non Fossil fuel type",null,{"$f":"IF(B1220=\"CoalST\",MATCH(E1220&\"|\"&F1220,EIA_Units!$BK$6:$BK$22655,0),\"\")","v":""},{"$f":"IF(O1220=\"\",\"\",INDEX(EIA_Units!P1220:'EIA_Units'!$P$6:$P$22655,O1220))","v":""},""]
[null,"Exclude","MO","Northeast",2081,"12","DFO","GT",64,null,"Electric Utility","N","Low utilization CT",null,{"$f":"IF(B1221=\"CoalST\",MATCH(E1221&\"|\"&F1221,EIA_Units!$BK$6:$BK$22655,0),\"\")","v":""},{"$f":"IF(O1221=\"\",\"\",INDEX(EIA_Units!P1221:'EIA_Units'!$P$6:$P$22655,O1221))","v":""},""]
[null,"Exclude","AK","Auke Bay",7250,"14","DFO","GT",30.9,null,"Electric Utility","N","Low utilization CT",null,{"$f":"IF(B1222=\"CoalST\",MATCH(E1222&\"|\"&F1222,EIA_Units!$BK$6:$BK$22655,0),\"\")","v":""},{"$f":"IF(O1222=\"\",\"\",INDEX(EIA_Units!P1222:'EIA_Units'!$P$6:$P$22655,O1222))","v":""},""]
[null,"EXCLUDE","AK","Auke Bay",7250,"13","DFO","GT",2.8,null,"Electric Utility","N","Simple Cycle Turbine (PRMVR=GT or OT) unit under 25MW",null,{"$f":"IF(B1223=\"CoalST\",MATCH(E1223&\"|\"&F1223,EIA_Units!$BK$6:$BK$22655,0),\"\")","v":""},{"$f":"IF(O1223=\"\",\"\",INDEX(EIA_Units!P1223:'EIA_Units'!$P$6:$P$22655,O1223))","v":""},{"$f":"IF(O1223=\"\",\"\",2014-P1223)","v":""}]
[null,"Exclude","CT","GenConn Middletown LLC",57068,"12","KER","GT",60.5,null,"IPP Non-CHP","N","Low utilization CT",null,{"$f":"IF(B1224=\"CoalST\",MATCH(E1224&\"|\"&F1224,EIA_Units!$BK$6:$BK$22655,0),\"\")","v":""},{"$f":"IF(O1224=\"\",\"\",INDEX(EIA_Units!P1224:'EIA_Units'!$P$6:$P$22655,O1224))","v":""},""]
[null,"Exclude","CT","GenConn Middletown LLC",57068,"13","KER","GT",60.5,null,"IPP Non-CHP","N","Low utilization CT",null,{"$f":"IF(B1225=\"CoalST\",MATCH(E1225&\"|\"&F1225,EIA_Units!$BK$6:$BK$22655,0),\"\")","v":""},{"$f":"IF(O1225=\"\",\"\",INDEX(EIA_Units!P1225:'EIA_Units'!$P$6:$P$22655,O1225))","v":""},""]
[null,"Exclude","CT","GenConn Middletown LLC",57068,"14","KER","GT",60.5,null,"IPP Non-CHP","N","Low utilization CT",null,{"$f":"IF(B1226=\"CoalST\",MATCH(E1226&\"|\"&F1226,EIA_Units!$BK$6:$BK$22655,0),\"\")","v":""},{"$f":"IF(O1226=\"\",\"\",INDEX(EIA_Units!P1226:'EIA_Units'!$P$6:$P$22655,O1226))","v":""},""]
[null,"Exclude","CT","GenConn Middletown LLC",57068,"15","KER","GT",60.5,null,"IPP Non-CHP","N","Low utilization CT",null,{"$f":"IF(B1227=\"CoalST\",MATCH(E1227&\"|\"&F1227,EIA_Units!$BK$6:$BK$22655,0),\"\")","v":""},{"$f":"IF(O1227=\"\",\"\",INDEX(EIA_Units!P1227:'EIA_Units'!$P$6:$P$22655,O1227))","v":""},""]
[null,"EXCLUDE","VT","J C McNeil",589,"1","WDS","ST",59.5,null,"Electric Utility","N","Non Fossil fuel type",null,{"$f":"IF(B1228=\"CoalST\",MATCH(E1228&\"|\"&F1228,EIA_Units!$BK$6:$BK$22655,0),\"\")","v":""},{"$f":"IF(O1228=\"\",\"\",INDEX(EIA_Units!P1228:'EIA_Units'!$P$6:$P$22655,O1228))","v":""},""]
[null,"COALST","PA","Elrama Power Plant",3098,"4","BIT","ST",185,null,"Electric Utility/IPP Non-CHP","N","",null,{"$f":"IF(B1229=\"CoalST\",MATCH(E1229&\"|\"&F1229,EIA_Units!$BK$6:$BK$22655,0),\"\")","v":8220},{"$f":"IF(O1229=\"\",\"\",INDEX(EIA_Units!P1229:'EIA_Units'!$P$6:$P$22655,O1229))","v":1960},54]
[null,"Exclude","FL","Oleander Power Project LP",55286,"OG1","NG","GT",198.9,null,"Electric Utility/IPP Non-CHP","N","Low utilization CT",null,{"$f":"IF(B1230=\"CoalST\",MATCH(E1230&\"|\"&F1230,EIA_Units!$BK$6:$BK$22655,0),\"\")","v":""},{"$f":"IF(O1230=\"\",\"\",INDEX(EIA_Units!P1230:'EIA_Units'!$P$6:$P$22655,O1230))","v":""},""]
[null,"Exclude","NY","Glenwood",2514,"GT2","DFO","GT",55,null,"Electric Utility","N","Low utilization CT",null,{"$f":"IF(B1231=\"CoalST\",MATCH(E1231&\"|\"&F1231,EIA_Units!$BK$6:$BK$22655,0),\"\")","v":""},{"$f":"IF(O1231=\"\",\"\",INDEX(EIA_Units!P1231:'EIA_Units'!$P$6:$P$22655,O1231))","v":""},""]
[null,"Exclude","PA","Croydon CT Generating Station",8012,"12","DFO","GT",68.3,null,"Electric Utility/IPP Non-CHP","N","Low utilization CT",null,{"$f":"IF(B1232=\"CoalST\",MATCH(E1232&\"|\"&F1232,EIA_Units!$BK$6:$BK$22655,0),\"\")","v":""},{"$f":"IF(O1232=\"\",\"\",INDEX(EIA_Units!P1232:'EIA_Units'!$P$6:$P$22655,O1232))","v":""},""]
[null,"COALST","IA","Ames Electric Services Power Plant",1122,"7","SUB","ST",37.5,null,"Electric Utility","N","",null,{"$f":"IF(B1233=\"CoalST\",MATCH(E1233&\"|\"&F1233,EIA_Units!$BK$6:$BK$22655,0),\"\")","v":471},{"$f":"IF(O1233=\"\",\"\",INDEX(EIA_Units!P1233:'EIA_Units'!$P$6:$P$22655,O1233))","v":1968},46]
[null,"EXCLUDE","ME","Cape Gas Turbine",1484,"GT4","DFO","GT",17.5,null,"IPP Non-CHP","N","Simple Cycle Turbine (PRMVR=GT or OT) unit under 25MW",null,{"$f":"IF(B1234=\"CoalST\",MATCH(E1234&\"|\"&F1234,EIA_Units!$BK$6:$BK$22655,0),\"\")","v":""},{"$f":"IF(O1234=\"\",\"\",INDEX(EIA_Units!P1234:'EIA_Units'!$P$6:$P$22655,O1234))","v":""},""]
[null,"EXCLUDE","ME","Cape Gas Turbine",1484,"GT5","DFO","GT",17.5,null,"IPP Non-CHP","N","Simple Cycle Turbine (PRMVR=GT or OT) unit under 25MW",null,{"$f":"IF(B1235=\"CoalST\",MATCH(E1235&\"|\"&F1235,EIA_Units!$BK$6:$BK$22655,0),\"\")","v":""},{"$f":"IF(O1235=\"\",\"\",INDEX(EIA_Units!P1235:'EIA_Units'!$P$6:$P$22655,O1235))","v":""},""]
[null,"COALST","MO","Blue Valley",2132,"2","BIT","ST",25,null,"Electric Utility","N","",null,{"$f":"IF(B1236=\"CoalST\",MATCH(E1236&\"|\"&F1236,EIA_Units!$BK$6:$BK$22655,0),\"\")","v":5384},{"$f":"IF(O1236=\"\",\"\",INDEX(EIA_Units!P1236:'EIA_Units'!$P$6:$P$22655,O1236))","v":1958},56]
[null,"COALST","MO","Blue Valley",2132,"3","BIT","ST",65,null,"Electric Utility","N","",null,{"$f":"IF(B1237=\"CoalST\",MATCH(E1237&\"|\"&F1237,EIA_Units!$BK$6:$BK$22655,0),\"\")","v":5385},{"$f":"IF(O1237=\"\",\"\",INDEX(EIA_Units!P1237:'EIA_Units'!$P$6:$P$22655,O1237))","v":1965},49]
[null,"EXCLUDE","MI","Escanaba",1771,"2","BIT","ST",11.5,null,"Electric Utility","N","Steam unit (PRMVR=ST) under 25MW/250 MMBtu/hr",null,{"$f":"IF(B1238=\"CoalST\",MATCH(E1238&\"|\"&F1238,EIA_Units!$BK$6:$BK$22655,0),\"\")","v":""},{"$f":"IF(O1238=\"\",\"\",INDEX(EIA_Units!P1238:'EIA_Units'!$P$6:$P$22655,O1238))","v":""},""]
[null,"EXCLUDE","KY","Cane Run",1363,"11","NG","GT",16.3,null,"Electric Utility","N","Simple Cycle Turbine (PRMVR=GT or OT) unit under 25MW",null,{"$f":"IF(B1239=\"CoalST\",MATCH(E1239&\"|\"&F1239,EIA_Units!$BK$6:$BK$22655,0),\"\")","v":""},{"$f":"IF(O1239=\"\",\"\",INDEX(EIA_Units!P1239:'EIA_Units'!$P$6:$P$22655,O1239))","v":""},""]
[null,"EXCLUDE","HI","Campbell Industrial Park",56329,"CIP1","OBL","GT",113,null,"Electric Utility","N","Non Fossil fuel type",null,{"$f":"IF(B1240=\"CoalST\",MATCH(E1240&\"|\"&F1240,EIA_Units!$BK$6:$BK$22655,0),\"\")","v":""},{"$f":"IF(O1240=\"\",\"\",INDEX(EIA_Units!P1240:'EIA_Units'!$P$6:$P$22655,O1240))","v":""},""]
[null,"COALST","IA","Streeter Station",1131,"7","BIT","ST",35,null,"Electric Utility","N","",null,{"$f":"IF(B1241=\"CoalST\",MATCH(E1241&\"|\"&F1241,EIA_Units!$BK$6:$BK$22655,0),\"\")","v":1742},{"$f":"IF(O1241=\"\",\"\",INDEX(EIA_Units!P1241:'EIA_Units'!$P$6:$P$22655,O1241))","v":1973},41]
[null,"Exclude","GA","McIntosh",6124,"CT7","NG","GT",101.3,null,"Electric Utility","N","Low utilization CT",null,{"$f":"IF(B1242=\"CoalST\",MATCH(E1242&\"|\"&F1242,EIA_Units!$BK$6:$BK$22655,0),\"\")","v":""},{"$f":"IF(O1242=\"\",\"\",INDEX(EIA_Units!P1242:'EIA_Units'!$P$6:$P$22655,O1242))","v":""},""]
[null,"EXCLUDE","MA","Exelon Framingham LLC",1586,"GT1","DFO","GT",14.2,null,"IPP Non-CHP","N","Simple Cycle Turbine (PRMVR=GT or OT) unit under 25MW",null,{"$f":"IF(B1243=\"CoalST\",MATCH(E1243&\"|\"&F1243,EIA_Units!$BK$6:$BK$22655,0),\"\")","v":""},{"$f":"IF(O1243=\"\",\"\",INDEX(EIA_Units!P1243:'EIA_Units'!$P$6:$P$22655,O1243))","v":""},""]
[null,"EXCLUDE","MA","Exelon Framingham LLC",1586,"GT2","DFO","GT",14.2,null,"IPP Non-CHP","N","Simple Cycle Turbine (PRMVR=GT or OT) unit under 25MW",null,{"$f":"IF(B1244=\"CoalST\",MATCH(E1244&\"|\"&F1244,EIA_Units!$BK$6:$BK$22655,0),\"\")","v":""},{"$f":"IF(O1244=\"\",\"\",INDEX(EIA_Units!P1244:'EIA_Units'!$P$6:$P$22655,O1244))","v":""},""]
[null,"EXCLUDE","MA","Exelon Framingham LLC",1586,"GT3","DFO","GT",14.2,null,"IPP Non-CHP","N","Simple Cycle Turbine (PRMVR=GT or OT) unit under 25MW",null,{"$f":"IF(B1245=\"CoalST\",MATCH(E1245&\"|\"&F1245,EIA_Units!$BK$6:$BK$22655,0),\"\")","v":""},{"$f":"IF(O1245=\"\",\"\",INDEX(EIA_Units!P1245:'EIA_Units'!$P$6:$P$22655,O1245))","v":""},""]
[null,"OGST","PA","Eddystone Generating Station",3161,"4","NG","ST",391,null,"Electric Utility/IPP Non-CHP","N","",null,{"$f":"IF(B1246=\"CoalST\",MATCH(E1246&\"|\"&F1246,EIA_Units!$BK$6:$BK$22655,0),\"\")","v":""},{"$f":"IF(O1246=\"\",\"\",INDEX(EIA_Units!P1246:'EIA_Units'!$P$6:$P$22655,O1246))","v":""},""]
[null,"EXCLUDE","CT","Bridgeport Station",568,"4","KER","GT",18.600000000000001,null,"IPP Non-CHP","N","Simple Cycle Turbine (PRMVR=GT or OT) unit under 25MW",null,{"$f":"IF(B1247=\"CoalST\",MATCH(E1247&\"|\"&F1247,EIA_Units!$BK$6:$BK$22655,0),\"\")","v":""},{"$f":"IF(O1247=\"\",\"\",INDEX(EIA_Units!P1247:'EIA_Units'!$P$6:$P$22655,O1247))","v":""},""]
[null,"EXCLUDE","TX","Shell Deer Park",50304,"GEN1","PUR","ST",51,null,"Industrial CHP","N","Non Fossil fuel type",null,{"$f":"IF(B1248=\"CoalST\",MATCH(E1248&\"|\"&F1248,EIA_Units!$BK$6:$BK$22655,0),\"\")","v":""},{"$f":"IF(O1248=\"\",\"\",INDEX(EIA_Units!P1248:'EIA_Units'!$P$6:$P$22655,O1248))","v":""},""]
[null,"EXCLUDE","PA","Wheelabrator Falls",54746,"WFI1","MSB","ST",53.3,null,"IPP Non-CHP","N","Non Fossil fuel type",null,{"$f":"IF(B1249=\"CoalST\",MATCH(E1249&\"|\"&F1249,EIA_Units!$BK$6:$BK$22655,0),\"\")","v":""},{"$f":"IF(O1249=\"\",\"\",INDEX(EIA_Units!P1249:'EIA_Units'!$P$6:$P$22655,O1249))","v":""},""]
[null,"EXCLUDE","CT","NRG Norwalk Harbor",548,"10","DFO","GT",16.3,null,"IPP Non-CHP","N","Simple Cycle Turbine (PRMVR=GT or OT) unit under 25MW",null,{"$f":"IF(B1250=\"CoalST\",MATCH(E1250&\"|\"&F1250,EIA_Units!$BK$6:$BK$22655,0),\"\")","v":""},{"$f":"IF(O1250=\"\",\"\",INDEX(EIA_Units!P1250:'EIA_Units'!$P$6:$P$22655,O1250))","v":""},""]
[null,"Exclude","NC","Lincoln Combustion",7277,"3","NG","GT",109.6,null,"Electric Utility","N","Low utilization CT",null,{"$f":"IF(B1251=\"CoalST\",MATCH(E1251&\"|\"&F1251,EIA_Units!$BK$6:$BK$22655,0),\"\")","v":""},{"$f":"IF(O1251=\"\",\"\",INDEX(EIA_Units!P1251:'EIA_Units'!$P$6:$P$22655,O1251))","v":""},""]
[null,"EXCLUDE","PA","Mon Valley Works",50732,"GEN2","BFG","ST",25,null,"Industrial CHP","N","Commercial/Industrial Unit",null,{"$f":"IF(B1252=\"CoalST\",MATCH(E1252&\"|\"&F1252,EIA_Units!$BK$6:$BK$22655,0),\"\")","v":""},{"$f":"IF(O1252=\"\",\"\",INDEX(EIA_Units!P1252:'EIA_Units'!$P$6:$P$22655,O1252))","v":""},""]
[null,"EXCLUDE","PA","Mon Valley Works",50732,"GEN1","BFG","ST",25,null,"Industrial CHP","N","Commercial/Industrial Unit",null,{"$f":"IF(B1253=\"CoalST\",MATCH(E1253&\"|\"&F1253,EIA_Units!$BK$6:$BK$22655,0),\"\")","v":""},{"$f":"IF(O1253=\"\",\"\",INDEX(EIA_Units!P1253:'EIA_Units'!$P$6:$P$22655,O1253))","v":""},""]
[null,"EXCLUDE","NY","WPS Power Niagara",50202,"GEN1","WDS","ST",56,null,"Electric Utility/IPP Non-CHP","N","Non Fossil fuel type",null,{"$f":"IF(B1254=\"CoalST\",MATCH(E1254&\"|\"&F1254,EIA_Units!$BK$6:$BK$22655,0),\"\")","v":""},{"$f":"IF(O1254=\"\",\"\",INDEX(EIA_Units!P1254:'EIA_Units'!$P$6:$P$22655,O1254))","v":""},""]
[null,"EXCLUDE","NH","Pinetree Power",50208,"GEN1","WDS","ST",17.5,null,"IPP Non-CHP","N","Non Fossil fuel type",null,{"$f":"IF(B1255=\"CoalST\",MATCH(E1255&\"|\"&F1255,EIA_Units!$BK$6:$BK$22655,0),\"\")","v":""},{"$f":"IF(O1255=\"\",\"\",INDEX(EIA_Units!P1255:'EIA_Units'!$P$6:$P$22655,O1255))","v":""},""]
[null,"Exclude","SD","Ben French",3325,"GT1","NG","GT",25,null,"Electric Utility","N","Low utilization CT",null,{"$f":"IF(B1256=\"CoalST\",MATCH(E1256&\"|\"&F1256,EIA_Units!$BK$6:$BK$22655,0),\"\")","v":""},{"$f":"IF(O1256=\"\",\"\",INDEX(EIA_Units!P1256:'EIA_Units'!$P$6:$P$22655,O1256))","v":""},""]
[null,"Exclude","SD","Ben French",3325,"GT2","NG","GT",25,null,"Electric Utility","N","Low utilization CT",null,{"$f":"IF(B1257=\"CoalST\",MATCH(E1257&\"|\"&F1257,EIA_Units!$BK$6:$BK$22655,0),\"\")","v":""},{"$f":"IF(O1257=\"\",\"\",INDEX(EIA_Units!P1257:'EIA_Units'!$P$6:$P$22655,O1257))","v":""},""]
[null,"Exclude","SD","Ben French",3325,"GT3","NG","GT",25,null,"Electric Utility","N","Low utilization CT",null,{"$f":"IF(B1258=\"CoalST\",MATCH(E1258&\"|\"&F1258,EIA_Units!$BK$6:$BK$22655,0),\"\")","v":""},{"$f":"IF(O1258=\"\",\"\",INDEX(EIA_Units!P1258:'EIA_Units'!$P$6:$P$22655,O1258))","v":""},""]
[null,"Exclude","SD","Ben French",3325,"GT4","NG","GT",25,null,"Electric Utility","N","Low utilization CT",null,{"$f":"IF(B1259=\"CoalST\",MATCH(E1259&\"|\"&F1259,EIA_Units!$BK$6:$BK$22655,0),\"\")","v":""},{"$f":"IF(O1259=\"\",\"\",INDEX(EIA_Units!P1259:'EIA_Units'!$P$6:$P$22655,O1259))","v":""},""]
[null,"EXCLUDE","NY","University of Rochester",58157,"HP","NG","ST",18.2,null,"Commercial CHP","Y","Steam unit (PRMVR=ST) under 25MW/250 MMBtu/hr",null,{"$f":"IF(B1260=\"CoalST\",MATCH(E1260&\"|\"&F1260,EIA_Units!$BK$6:$BK$22655,0),\"\")","v":""},{"$f":"IF(O1260=\"\",\"\",INDEX(EIA_Units!P1260:'EIA_Units'!$P$6:$P$22655,O1260))","v":""},""]
[null,"EXCLUDE","PA","Mon Valley Works",50732,"GEN3","BFG","ST",2.5,null,"Industrial CHP","Y","Steam unit (PRMVR=ST) under 25MW/250 MMBtu/hr",null,{"$f":"IF(B1261=\"CoalST\",MATCH(E1261&\"|\"&F1261,EIA_Units!$BK$6:$BK$22655,0),\"\")","v":""},{"$f":"IF(O1261=\"\",\"\",INDEX(EIA_Units!P1261:'EIA_Units'!$P$6:$P$22655,O1261))","v":""},""]
[null,"EXCLUDE","MI","Grayling Generating Station",10822,"GEN1","WDS","ST",38,null,"Electric Utility/IPP Non-CHP","N","Non Fossil fuel type",null,{"$f":"IF(B1262=\"CoalST\",MATCH(E1262&\"|\"&F1262,EIA_Units!$BK$6:$BK$22655,0),\"\")","v":""},{"$f":"IF(O1262=\"\",\"\",INDEX(EIA_Units!P1262:'EIA_Units'!$P$6:$P$22655,O1262))","v":""},""]
[null,"Exclude","FL","Port Everglades",617,"12","NG","GT",34.200000000000003,null,"Electric Utility","N","Low utilization CT",null,{"$f":"IF(B1263=\"CoalST\",MATCH(E1263&\"|\"&F1263,EIA_Units!$BK$6:$BK$22655,0),\"\")","v":""},{"$f":"IF(O1263=\"\",\"\",INDEX(EIA_Units!P1263:'EIA_Units'!$P$6:$P$22655,O1263))","v":""},""]
[null,"EXCLUDE","IN","Gary Works",50733,"STG1","BFG","ST",161,null,"Industrial CHP","Y","Commercial/Industrial Unit",null,{"$f":"IF(B1264=\"CoalST\",MATCH(E1264&\"|\"&F1264,EIA_Units!$BK$6:$BK$22655,0),\"\")","v":""},{"$f":"IF(O1264=\"\",\"\",INDEX(EIA_Units!P1264:'EIA_Units'!$P$6:$P$22655,O1264))","v":""},""]
[null,"EXCLUDE","MA","Covanta Haverhill",50661,"GEN1","MSB","ST",46,null,"IPP Non-CHP","N","Non Fossil fuel type",null,{"$f":"IF(B1265=\"CoalST\",MATCH(E1265&\"|\"&F1265,EIA_Units!$BK$6:$BK$22655,0),\"\")","v":""},{"$f":"IF(O1265=\"\",\"\",INDEX(EIA_Units!P1265:'EIA_Units'!$P$6:$P$22655,O1265))","v":""},""]
[null,"EXCLUDE","OH","St Marys",2942,"7","DFO","GT",14,null,"Electric Utility","N","Simple Cycle Turbine (PRMVR=GT or OT) unit under 25MW",null,{"$f":"IF(B1266=\"CoalST\",MATCH(E1266&\"|\"&F1266,EIA_Units!$BK$6:$BK$22655,0),\"\")","v":""},{"$f":"IF(O1266=\"\",\"\",INDEX(EIA_Units!P1266:'EIA_Units'!$P$6:$P$22655,O1266))","v":""},""]
[null,"Exclude","OH","Avon Lake",2836,"10","DFO","GT",29,null,"Electric Utility/IPP Non-CHP","N","Low utilization CT",null,{"$f":"IF(B1267=\"CoalST\",MATCH(E1267&\"|\"&F1267,EIA_Units!$BK$6:$BK$22655,0),\"\")","v":""},{"$f":"IF(O1267=\"\",\"\",INDEX(EIA_Units!P1267:'EIA_Units'!$P$6:$P$22655,O1267))","v":""},""]
[null,"EXCLUDE","NH","White Lake",2369,"GT1","JF","GT",18.600000000000001,null,"Electric Utility","N","Simple Cycle Turbine (PRMVR=GT or OT) unit under 25MW",null,{"$f":"IF(B1268=\"CoalST\",MATCH(E1268&\"|\"&F1268,EIA_Units!$BK$6:$BK$22655,0),\"\")","v":""},{"$f":"IF(O1268=\"\",\"\",INDEX(EIA_Units!P1268:'EIA_Units'!$P$6:$P$22655,O1268))","v":""},""]
[null,"COALST","MD","Herbert A Wagner",1554,"2","BIT","ST",136,null,"Electric Utility/IPP Non-CHP","N","",null,{"$f":"IF(B1269=\"CoalST\",MATCH(E1269&\"|\"&F1269,EIA_Units!$BK$6:$BK$22655,0),\"\")","v":18791},{"$f":"IF(O1269=\"\",\"\",INDEX(EIA_Units!P1269:'EIA_Units'!$P$6:$P$22655,O1269))","v":1959},55]
[null,"Exclude","FL","Lauderdale",613,"21","NG","GT",34.200000000000003,null,"Electric Utility","N","Low utilization CT",null,{"$f":"IF(B1270=\"CoalST\",MATCH(E1270&\"|\"&F1270,EIA_Units!$BK$6:$BK$22655,0),\"\")","v":""},{"$f":"IF(O1270=\"\",\"\",INDEX(EIA_Units!P1270:'EIA_Units'!$P$6:$P$22655,O1270))","v":""},""]
[null,"EXCLUDE","OH","Bryan",2903,"1","NG","GT",15.8,null,"Electric Utility","N","Simple Cycle Turbine (PRMVR=GT or OT) unit under 25MW",null,{"$f":"IF(B1271=\"CoalST\",MATCH(E1271&\"|\"&F1271,EIA_Units!$BK$6:$BK$22655,0),\"\")","v":""},{"$f":"IF(O1271=\"\",\"\",INDEX(EIA_Units!P1271:'EIA_Units'!$P$6:$P$22655,O1271))","v":""},""]
[null,"EXCLUDE","OH","Bryan",2903,"2","NG","GT",16,null,"Electric Utility","N","Simple Cycle Turbine (PRMVR=GT or OT) unit under 25MW",null,{"$f":"IF(B1272=\"CoalST\",MATCH(E1272&\"|\"&F1272,EIA_Units!$BK$6:$BK$22655,0),\"\")","v":""},{"$f":"IF(O1272=\"\",\"\",INDEX(EIA_Units!P1272:'EIA_Units'!$P$6:$P$22655,O1272))","v":""},""]
[null,"EXCLUDE","OH","Bryan",2903,"6","NG","GT",5,null,"Electric Utility","N","Simple Cycle Turbine (PRMVR=GT or OT) unit under 25MW",null,{"$f":"IF(B1273=\"CoalST\",MATCH(E1273&\"|\"&F1273,EIA_Units!$BK$6:$BK$22655,0),\"\")","v":""},{"$f":"IF(O1273=\"\",\"\",INDEX(EIA_Units!P1273:'EIA_Units'!$P$6:$P$22655,O1273))","v":""},""]
[null,"EXCLUDE","HI","Hawaii Cogen",10194,"GEN3","WO","GT",3,null,"Industrial CHP","Y","Simple Cycle Turbine (PRMVR=GT or OT) unit under 25MW",null,{"$f":"IF(B1274=\"CoalST\",MATCH(E1274&\"|\"&F1274,EIA_Units!$BK$6:$BK$22655,0),\"\")","v":""},{"$f":"IF(O1274=\"\",\"\",INDEX(EIA_Units!P1274:'EIA_Units'!$P$6:$P$22655,O1274))","v":""},""]
[null,"EXCLUDE","HI","Hawaii Cogen",10194,"GEN4","WO","GT",3.2,null,"Industrial CHP","Y","Simple Cycle Turbine (PRMVR=GT or OT) unit under 25MW",null,{"$f":"IF(B1275=\"CoalST\",MATCH(E1275&\"|\"&F1275,EIA_Units!$BK$6:$BK$22655,0),\"\")","v":""},{"$f":"IF(O1275=\"\",\"\",INDEX(EIA_Units!P1275:'EIA_Units'!$P$6:$P$22655,O1275))","v":""},""]
[null,"EXCLUDE","IA","Spencer",1186,"GT1","KER","GT",23.8,null,"Electric Utility","N","Simple Cycle Turbine (PRMVR=GT or OT) unit under 25MW",null,{"$f":"IF(B1276=\"CoalST\",MATCH(E1276&\"|\"&F1276,EIA_Units!$BK$6:$BK$22655,0),\"\")","v":""},{"$f":"IF(O1276=\"\",\"\",INDEX(EIA_Units!P1276:'EIA_Units'!$P$6:$P$22655,O1276))","v":""},""]
[null,"Exclude","FL","Lauderdale",613,"8","NG","GT",34.200000000000003,null,"Electric Utility","N","Low utilization CT",null,{"$f":"IF(B1277=\"CoalST\",MATCH(E1277&\"|\"&F1277,EIA_Units!$BK$6:$BK$22655,0),\"\")","v":""},{"$f":"IF(O1277=\"\",\"\",INDEX(EIA_Units!P1277:'EIA_Units'!$P$6:$P$22655,O1277))","v":""},""]
[null,"COALST","PA","Cambria Cogen",10641,"GEN1","WC","ST",98,null,"IPP CHP","Y","",null,{"$f":"IF(B1278=\"CoalST\",MATCH(E1278&\"|\"&F1278,EIA_Units!$BK$6:$BK$22655,0),\"\")","v":1553},{"$f":"IF(O1278=\"\",\"\",INDEX(EIA_Units!P1278:'EIA_Units'!$P$6:$P$22655,O1278))","v":1991},23]
[null,"Exclude","NJ","PSEG Mercer Generating Station",2408,"3","DFO","GT",115.2,null,"Electric Utility/IPP Non-CHP","N","Low utilization CT",null,{"$f":"IF(B1279=\"CoalST\",MATCH(E1279&\"|\"&F1279,EIA_Units!$BK$6:$BK$22655,0),\"\")","v":""},{"$f":"IF(O1279=\"\",\"\",INDEX(EIA_Units!P1279:'EIA_Units'!$P$6:$P$22655,O1279))","v":""},""]
[null,"Exclude","OH","Walter C Beckjord",2830,"GT3","DFO","GT",52.9,null,"Electric Utility","N","Low utilization CT",null,{"$f":"IF(B1280=\"CoalST\",MATCH(E1280&\"|\"&F1280,EIA_Units!$BK$6:$BK$22655,0),\"\")","v":""},{"$f":"IF(O1280=\"\",\"\",INDEX(EIA_Units!P1280:'EIA_Units'!$P$6:$P$22655,O1280))","v":""},""]
[null,"EXCLUDE","NC","CPI USA NC Roxboro",10379,"GEN1","WDS","ST",67.5,null,"IPP CHP","Y","Non Fossil fuel type",null,{"$f":"IF(B1281=\"CoalST\",MATCH(E1281&\"|\"&F1281,EIA_Units!$BK$6:$BK$22655,0),\"\")","v":""},{"$f":"IF(O1281=\"\",\"\",INDEX(EIA_Units!P1281:'EIA_Units'!$P$6:$P$22655,O1281))","v":""},""]
[null,"COALST","MN","Silver Lake",2008,"4","BIT","ST",54,null,"Electric Utility","N","",null,{"$f":"IF(B1282=\"CoalST\",MATCH(E1282&\"|\"&F1282,EIA_Units!$BK$6:$BK$22655,0),\"\")","v":9816},{"$f":"IF(O1282=\"\",\"\",INDEX(EIA_Units!P1282:'EIA_Units'!$P$6:$P$22655,O1282))","v":1969},45]
[null,"EXCLUDE","VA","Multitrade of Pittsylvania LP",52118,"GEN1","WDS","ST",45,null,"Electric Utility","N","Non Fossil fuel type",null,{"$f":"IF(B1283=\"CoalST\",MATCH(E1283&\"|\"&F1283,EIA_Units!$BK$6:$BK$22655,0),\"\")","v":""},{"$f":"IF(O1283=\"\",\"\",INDEX(EIA_Units!P1283:'EIA_Units'!$P$6:$P$22655,O1283))","v":""},""]
[null,"EXCLUDE","VA","Multitrade of Pittsylvania LP",52118,"GEN2","WDS","ST",45,null,"Electric Utility","N","Non Fossil fuel type",null,{"$f":"IF(B1284=\"CoalST\",MATCH(E1284&\"|\"&F1284,EIA_Units!$BK$6:$BK$22655,0),\"\")","v":""},{"$f":"IF(O1284=\"\",\"\",INDEX(EIA_Units!P1284:'EIA_Units'!$P$6:$P$22655,O1284))","v":""},""]
[null,"COALST","IA","Fair Station",1218,"1","BIT","ST",25,null,"Electric Utility","N","",null,{"$f":"IF(B1285=\"CoalST\",MATCH(E1285&\"|\"&F1285,EIA_Units!$BK$6:$BK$22655,0),\"\")","v":1798},{"$f":"IF(O1285=\"\",\"\",INDEX(EIA_Units!P1285:'EIA_Units'!$P$6:$P$22655,O1285))","v":1960},54]
[null,"EXCLUDE","PA","Sunbury Generation LP",3152,"CTG1","DFO","GT",23.6,null,"IPP Non-CHP","N","Simple Cycle Turbine (PRMVR=GT or OT) unit under 25MW",null,{"$f":"IF(B1286=\"CoalST\",MATCH(E1286&\"|\"&F1286,EIA_Units!$BK$6:$BK$22655,0),\"\")","v":""},{"$f":"IF(O1286=\"\",\"\",INDEX(EIA_Units!P1286:'EIA_Units'!$P$6:$P$22655,O1286))","v":""},""]
[null,"EXCLUDE","PA","Sunbury Generation LP",3152,"CTG2","DFO","GT",23.6,null,"IPP Non-CHP","N","Simple Cycle Turbine (PRMVR=GT or OT) unit under 25MW",null,{"$f":"IF(B1287=\"CoalST\",MATCH(E1287&\"|\"&F1287,EIA_Units!$BK$6:$BK$22655,0),\"\")","v":""},{"$f":"IF(O1287=\"\",\"\",INDEX(EIA_Units!P1287:'EIA_Units'!$P$6:$P$22655,O1287))","v":""},{"$f":"IF(O1287=\"\",\"\",2014-P1287)","v":""}]
[null,"EXCLUDE","MA","Wheelabrator Millbury Facility",50878,"GEN1","MSB","ST",47.6,null,"IPP Non-CHP","N","Non Fossil fuel type",null,{"$f":"IF(B1288=\"CoalST\",MATCH(E1288&\"|\"&F1288,EIA_Units!$BK$6:$BK$22655,0),\"\")","v":""},{"$f":"IF(O1288=\"\",\"\",INDEX(EIA_Units!P1288:'EIA_Units'!$P$6:$P$22655,O1288))","v":""},""]
[null,"EXCLUDE","CA","Rio Bravo Rocklin",10772,"GEN1","WDS","ST",27.9,null,"IPP Non-CHP","N","Non Fossil fuel type",null,{"$f":"IF(B1289=\"CoalST\",MATCH(E1289&\"|\"&F1289,EIA_Units!$BK$6:$BK$22655,0),\"\")","v":""},{"$f":"IF(O1289=\"\",\"\",INDEX(EIA_Units!P1289:'EIA_Units'!$P$6:$P$22655,O1289))","v":""},""]
[null,"Exclude","GA","McIntosh",6124,"CT5","NG","GT",101.3,null,"Electric Utility","N","Low utilization CT",null,{"$f":"IF(B1290=\"CoalST\",MATCH(E1290&\"|\"&F1290,EIA_Units!$BK$6:$BK$22655,0),\"\")","v":""},{"$f":"IF(O1290=\"\",\"\",INDEX(EIA_Units!P1290:'EIA_Units'!$P$6:$P$22655,O1290))","v":""},""]
[null,"EXCLUDE","OH","Dover",2914,"3","BIT","ST",8,null,"Electric Utility","N","Steam unit (PRMVR=ST) under 25MW/250 MMBtu/hr",null,{"$f":"IF(B1291=\"CoalST\",MATCH(E1291&\"|\"&F1291,EIA_Units!$BK$6:$BK$22655,0),\"\")","v":""},{"$f":"IF(O1291=\"\",\"\",INDEX(EIA_Units!P1291:'EIA_Units'!$P$6:$P$22655,O1291))","v":""},""]
[null,"EXCLUDE","OH","Dover",2914,"4","BIT","ST",19.5,null,"Electric Utility","N","Steam unit (PRMVR=ST) under 25MW/250 MMBtu/hr",null,{"$f":"IF(B1292=\"CoalST\",MATCH(E1292&\"|\"&F1292,EIA_Units!$BK$6:$BK$22655,0),\"\")","v":""},{"$f":"IF(O1292=\"\",\"\",INDEX(EIA_Units!P1292:'EIA_Units'!$P$6:$P$22655,O1292))","v":""},""]
[null,"Exclude","VA","Commonwealth Chesapeake",55381,"UNT2","DFO","GT",57.5,null,"Electric Utility/IPP Non-CHP","N","Low utilization CT",null,{"$f":"IF(B1293=\"CoalST\",MATCH(E1293&\"|\"&F1293,EIA_Units!$BK$6:$BK$22655,0),\"\")","v":""},{"$f":"IF(O1293=\"\",\"\",INDEX(EIA_Units!P1293:'EIA_Units'!$P$6:$P$22655,O1293))","v":""},""]
[null,"EXCLUDE","IL","Little Company of Mary Hospital",10400,"GEN1","NG","GT",3.8,null,"Commercial CHP","Y","Simple Cycle Turbine (PRMVR=GT or OT) unit under 25MW",null,{"$f":"IF(B1294=\"CoalST\",MATCH(E1294&\"|\"&F1294,EIA_Units!$BK$6:$BK$22655,0),\"\")","v":""},{"$f":"IF(O1294=\"\",\"\",INDEX(EIA_Units!P1294:'EIA_Units'!$P$6:$P$22655,O1294))","v":""},""]
[null,"Exclude","VT","Burlington GT",3754,"GT1","RFO","GT",25.5,null,"Electric Utility","N","Low utilization CT",null,{"$f":"IF(B1295=\"CoalST\",MATCH(E1295&\"|\"&F1295,EIA_Units!$BK$6:$BK$22655,0),\"\")","v":""},{"$f":"IF(O1295=\"\",\"\",INDEX(EIA_Units!P1295:'EIA_Units'!$P$6:$P$22655,O1295))","v":""},""]
[null,"COALST","GA","Yates",728,"1","BIT","ST",122.5,null,"Electric Utility","N","",null,{"$f":"IF(B1296=\"CoalST\",MATCH(E1296&\"|\"&F1296,EIA_Units!$BK$6:$BK$22655,0),\"\")","v":4448},{"$f":"IF(O1296=\"\",\"\",INDEX(EIA_Units!P1296:'EIA_Units'!$P$6:$P$22655,O1296))","v":1950},64]
[null,"Exclude","FL","Lauderdale",613,"17","NG","GT",34.200000000000003,null,"Electric Utility","N","Low utilization CT",null,{"$f":"IF(B1297=\"CoalST\",MATCH(E1297&\"|\"&F1297,EIA_Units!$BK$6:$BK$22655,0),\"\")","v":""},{"$f":"IF(O1297=\"\",\"\",INDEX(EIA_Units!P1297:'EIA_Units'!$P$6:$P$22655,O1297))","v":""},""]
[null,"Exclude","GA","McIntosh",6124,"CT6","NG","GT",101.3,null,"Electric Utility","N","Low utilization CT",null,{"$f":"IF(B1298=\"CoalST\",MATCH(E1298&\"|\"&F1298,EIA_Units!$BK$6:$BK$22655,0),\"\")","v":""},{"$f":"IF(O1298=\"\",\"\",INDEX(EIA_Units!P1298:'EIA_Units'!$P$6:$P$22655,O1298))","v":""},""]
[null,"Exclude","FL","Lauderdale",613,"20","NG","GT",34.200000000000003,null,"Electric Utility","N","Low utilization CT",null,{"$f":"IF(B1299=\"CoalST\",MATCH(E1299&\"|\"&F1299,EIA_Units!$BK$6:$BK$22655,0),\"\")","v":""},{"$f":"IF(O1299=\"\",\"\",INDEX(EIA_Units!P1299:'EIA_Units'!$P$6:$P$22655,O1299))","v":""},""]
[null,"EXCLUDE","CA","General Mills Operations Lodi",10031,"1","NG","GT",4.5999999999999996,null,"Industrial CHP","Y","Simple Cycle Turbine (PRMVR=GT or OT) unit under 25MW",null,{"$f":"IF(B1300=\"CoalST\",MATCH(E1300&\"|\"&F1300,EIA_Units!$BK$6:$BK$22655,0),\"\")","v":""},{"$f":"IF(O1300=\"\",\"\",INDEX(EIA_Units!P1300:'EIA_Units'!$P$6:$P$22655,O1300))","v":""},""]
[null,"COALST","TX","AES Deepwater",10670,"GEN1","PC","ST",165.2,null,"IPP Non-CHP","N","",null,{"$f":"IF(B1301=\"CoalST\",MATCH(E1301&\"|\"&F1301,EIA_Units!$BK$6:$BK$22655,0),\"\")","v":29},{"$f":"IF(O1301=\"\",\"\",INDEX(EIA_Units!P1301:'EIA_Units'!$P$6:$P$22655,O1301))","v":1986},28]
[null,"Exclude","FL","Lauderdale",613,"12","NG","GT",34.200000000000003,null,"Electric Utility","N","Low utilization CT",null,{"$f":"IF(B1302=\"CoalST\",MATCH(E1302&\"|\"&F1302,EIA_Units!$BK$6:$BK$22655,0),\"\")","v":""},{"$f":"IF(O1302=\"\",\"\",INDEX(EIA_Units!P1302:'EIA_Units'!$P$6:$P$22655,O1302))","v":""},""]
[null,"EXCLUDE","CO","W N Clark",462,"1","BIT","ST",18.7,null,"Electric Utility","N","Steam unit (PRMVR=ST) under 25MW/250 MMBtu/hr",null,{"$f":"IF(B1303=\"CoalST\",MATCH(E1303&\"|\"&F1303,EIA_Units!$BK$6:$BK$22655,0),\"\")","v":""},{"$f":"IF(O1303=\"\",\"\",INDEX(EIA_Units!P1303:'EIA_Units'!$P$6:$P$22655,O1303))","v":""},""]
[null,"Exclude","IA","Marshalltown",1068,"1","DFO","GT",63,null,"Electric Utility","N","Low utilization CT",null,{"$f":"IF(B1304=\"CoalST\",MATCH(E1304&\"|\"&F1304,EIA_Units!$BK$6:$BK$22655,0),\"\")","v":""},{"$f":"IF(O1304=\"\",\"\",INDEX(EIA_Units!P1304:'EIA_Units'!$P$6:$P$22655,O1304))","v":""},""]
[null,"EXCLUDE","NH","Schiller",2367,"5","WDS","ST",50,null,"Electric Utility","N","Non Fossil fuel type",null,{"$f":"IF(B1305=\"CoalST\",MATCH(E1305&\"|\"&F1305,EIA_Units!$BK$6:$BK$22655,0),\"\")","v":""},{"$f":"IF(O1305=\"\",\"\",INDEX(EIA_Units!P1305:'EIA_Units'!$P$6:$P$22655,O1305))","v":""},""]
[null,"OGST","MA","Cleary Flood",1682,"8","RFO","ST",28.3,null,"Electric Utility","N","",null,{"$f":"IF(B1306=\"CoalST\",MATCH(E1306&\"|\"&F1306,EIA_Units!$BK$6:$BK$22655,0),\"\")","v":""},{"$f":"IF(O1306=\"\",\"\",INDEX(EIA_Units!P1306:'EIA_Units'!$P$6:$P$22655,O1306))","v":""},""]
[null,"EXCLUDE","TX","ExxonMobil Beaumont Refinery",50625,"TG34","NG","ST",30,null,"Industrial CHP","Y","Commercial/Industrial Unit",null,{"$f":"IF(B1307=\"CoalST\",MATCH(E1307&\"|\"&F1307,EIA_Units!$BK$6:$BK$22655,0),\"\")","v":""},{"$f":"IF(O1307=\"\",\"\",INDEX(EIA_Units!P1307:'EIA_Units'!$P$6:$P$22655,O1307))","v":""},""]
[null,"EXCLUDE","TX","ExxonMobil Beaumont Refinery",50625,"TG22","NG","ST",27.2,null,"Industrial CHP","Y","Commercial/Industrial Unit",null,{"$f":"IF(B1308=\"CoalST\",MATCH(E1308&\"|\"&F1308,EIA_Units!$BK$6:$BK$22655,0),\"\")","v":""},{"$f":"IF(O1308=\"\",\"\",INDEX(EIA_Units!P1308:'EIA_Units'!$P$6:$P$22655,O1308))","v":""},""]
[null,"EXCLUDE","TX","ExxonMobil Beaumont Refinery",50625,"TG32","NG","ST",25,null,"Industrial CHP","Y","Commercial/Industrial Unit",null,{"$f":"IF(B1309=\"CoalST\",MATCH(E1309&\"|\"&F1309,EIA_Units!$BK$6:$BK$22655,0),\"\")","v":""},{"$f":"IF(O1309=\"\",\"\",INDEX(EIA_Units!P1309:'EIA_Units'!$P$6:$P$22655,O1309))","v":""},""]
[null,"EXCLUDE","HI","Palaau Power",792,"15","DFO","GT",2.5,null,"Electric Utility","N","Simple Cycle Turbine (PRMVR=GT or OT) unit under 25MW",null,{"$f":"IF(B1310=\"CoalST\",MATCH(E1310&\"|\"&F1310,EIA_Units!$BK$6:$BK$22655,0),\"\")","v":""},{"$f":"IF(O1310=\"\",\"\",INDEX(EIA_Units!P1310:'EIA_Units'!$P$6:$P$22655,O1310))","v":""},""]
[null,"EXCLUDE","TX","ExxonMobil Beaumont Refinery",50625,"TG23","NG","ST",40.5,null,"Industrial CHP","Y","Commercial/Industrial Unit",null,{"$f":"IF(B1311=\"CoalST\",MATCH(E1311&\"|\"&F1311,EIA_Units!$BK$6:$BK$22655,0),\"\")","v":""},{"$f":"IF(O1311=\"\",\"\",INDEX(EIA_Units!P1311:'EIA_Units'!$P$6:$P$22655,O1311))","v":""},""]
[null,"COALST","VA","Portsmouth Genco LLC",10071,"GEN1","BIT","ST",57.4,null,"IPP Non-CHP","N","",null,{"$f":"IF(B1312=\"CoalST\",MATCH(E1312&\"|\"&F1312,EIA_Units!$BK$6:$BK$22655,0),\"\")","v":16876},{"$f":"IF(O1312=\"\",\"\",INDEX(EIA_Units!P1312:'EIA_Units'!$P$6:$P$22655,O1312))","v":1988},26]
[null,"EXCLUDE","TX","ExxonMobil Beaumont Refinery",50625,"TG33","NG","ST",20,null,"Industrial CHP","Y","Steam unit (PRMVR=ST) under 25MW/250 MMBtu/hr",null,{"$f":"IF(B1313=\"CoalST\",MATCH(E1313&\"|\"&F1313,EIA_Units!$BK$6:$BK$22655,0),\"\")","v":""},{"$f":"IF(O1313=\"\",\"\",INDEX(EIA_Units!P1313:'EIA_Units'!$P$6:$P$22655,O1313))","v":""},""]
[null,"EXCLUDE","ME","Penobscot Energy Recovery",50051,"GEN1","MSB","ST",25.3,null,"Commercial Non-CHP","N","Non Fossil fuel type",null,{"$f":"IF(B1314=\"CoalST\",MATCH(E1314&\"|\"&F1314,EIA_Units!$BK$6:$BK$22655,0),\"\")","v":""},{"$f":"IF(O1314=\"\",\"\",INDEX(EIA_Units!P1314:'EIA_Units'!$P$6:$P$22655,O1314))","v":""},""]
[null,"OGST","MS","Rex Brown",2053,"3","NG","ST",66,null,"Electric Utility","N","",null,{"$f":"IF(B1315=\"CoalST\",MATCH(E1315&\"|\"&F1315,EIA_Units!$BK$6:$BK$22655,0),\"\")","v":""},{"$f":"IF(O1315=\"\",\"\",INDEX(EIA_Units!P1315:'EIA_Units'!$P$6:$P$22655,O1315))","v":""},""]
[null,"EXCLUDE","NH","Bridgewater Power LP",10290,"GEN1","WDS","ST",20,null,"IPP Non-CHP","N","Non Fossil fuel type",null,{"$f":"IF(B1316=\"CoalST\",MATCH(E1316&\"|\"&F1316,EIA_Units!$BK$6:$BK$22655,0),\"\")","v":""},{"$f":"IF(O1316=\"\",\"\",INDEX(EIA_Units!P1316:'EIA_Units'!$P$6:$P$22655,O1316))","v":""},""]
[null,"EXCLUDE","MD","Vienna Operations",1564,"10","DFO","GT",18.600000000000001,null,"IPP Non-CHP","N","Simple Cycle Turbine (PRMVR=GT or OT) unit under 25MW",null,{"$f":"IF(B1317=\"CoalST\",MATCH(E1317&\"|\"&F1317,EIA_Units!$BK$6:$BK$22655,0),\"\")","v":""},{"$f":"IF(O1317=\"\",\"\",INDEX(EIA_Units!P1317:'EIA_Units'!$P$6:$P$22655,O1317))","v":""},""]
[null,"COALST","MI","James De Young",1830,"5","BIT","ST",29.3,null,"Electric Utility","N","",null,{"$f":"IF(B1318=\"CoalST\",MATCH(E1318&\"|\"&F1318,EIA_Units!$BK$6:$BK$22655,0),\"\")","v":5128},{"$f":"IF(O1318=\"\",\"\",INDEX(EIA_Units!P1318:'EIA_Units'!$P$6:$P$22655,O1318))","v":1969},45]
[null,"COALST","PA","Ebensburg Power",10603,"GEN1","WC","ST",57.6,null,"IPP CHP","Y","",null,{"$f":"IF(B1319=\"CoalST\",MATCH(E1319&\"|\"&F1319,EIA_Units!$BK$6:$BK$22655,0),\"\")","v":3303},{"$f":"IF(O1319=\"\",\"\",INDEX(EIA_Units!P1319:'EIA_Units'!$P$6:$P$22655,O1319))","v":1990},24]
[null,"EXCLUDE","IA","Merle Parr",1097,"1","NG","GT",18,null,"Electric Utility","N","Simple Cycle Turbine (PRMVR=GT or OT) unit under 25MW",null,{"$f":"IF(B1320=\"CoalST\",MATCH(E1320&\"|\"&F1320,EIA_Units!$BK$6:$BK$22655,0),\"\")","v":""},{"$f":"IF(O1320=\"\",\"\",INDEX(EIA_Units!P1320:'EIA_Units'!$P$6:$P$22655,O1320))","v":""},""]
[null,"EXCLUDE","IA","Merle Parr",1097,"2","NG","GT",18,null,"Electric Utility","N","Simple Cycle Turbine (PRMVR=GT or OT) unit under 25MW",null,{"$f":"IF(B1321=\"CoalST\",MATCH(E1321&\"|\"&F1321,EIA_Units!$BK$6:$BK$22655,0),\"\")","v":""},{"$f":"IF(O1321=\"\",\"\",INDEX(EIA_Units!P1321:'EIA_Units'!$P$6:$P$22655,O1321))","v":""},""]
[null,"COALST","NV","Reid Gardner",2324,"2","BIT","ST",114,null,"Electric Utility","N","",null,{"$f":"IF(B1322=\"CoalST\",MATCH(E1322&\"|\"&F1322,EIA_Units!$BK$6:$BK$22655,0),\"\")","v":7552},{"$f":"IF(O1322=\"\",\"\",INDEX(EIA_Units!P1322:'EIA_Units'!$P$6:$P$22655,O1322))","v":1968},46]
[null,"EXCLUDE","TX","Rice University",50054,"GEN2","NG","GT",3.8,null,"Commercial CHP","Y","Simple Cycle Turbine (PRMVR=GT or OT) unit under 25MW",null,{"$f":"IF(B1323=\"CoalST\",MATCH(E1323&\"|\"&F1323,EIA_Units!$BK$6:$BK$22655,0),\"\")","v":""},{"$f":"IF(O1323=\"\",\"\",INDEX(EIA_Units!P1323:'EIA_Units'!$P$6:$P$22655,O1323))","v":""},""]
[null,"EXCLUDE","TX","Rice University",50054,"GEN1","NG","GT",3.1,null,"Commercial CHP","Y","Simple Cycle Turbine (PRMVR=GT or OT) unit under 25MW",null,{"$f":"IF(B1324=\"CoalST\",MATCH(E1324&\"|\"&F1324,EIA_Units!$BK$6:$BK$22655,0),\"\")","v":""},{"$f":"IF(O1324=\"\",\"\",INDEX(EIA_Units!P1324:'EIA_Units'!$P$6:$P$22655,O1324))","v":""},""]
[null,"EXCLUDE","VA","Chesapeake",3803,"GT1","DFO","GT",18.5,null,"Electric Utility","N","Simple Cycle Turbine (PRMVR=GT or OT) unit under 25MW",null,{"$f":"IF(B1325=\"CoalST\",MATCH(E1325&\"|\"&F1325,EIA_Units!$BK$6:$BK$22655,0),\"\")","v":""},{"$f":"IF(O1325=\"\",\"\",INDEX(EIA_Units!P1325:'EIA_Units'!$P$6:$P$22655,O1325))","v":""},""]
[null,"EXCLUDE","VA","Chesapeake",3803,"6","DFO","GT",16.3,null,"Electric Utility","N","Simple Cycle Turbine (PRMVR=GT or OT) unit under 25MW",null,{"$f":"IF(B1326=\"CoalST\",MATCH(E1326&\"|\"&F1326,EIA_Units!$BK$6:$BK$22655,0),\"\")","v":""},{"$f":"IF(O1326=\"\",\"\",INDEX(EIA_Units!P1326:'EIA_Units'!$P$6:$P$22655,O1326))","v":""},""]
[null,"EXCLUDE","VA","Chesapeake",3803,"GT2","DFO","GT",16.3,null,"Electric Utility","N","Simple Cycle Turbine (PRMVR=GT or OT) unit under 25MW",null,{"$f":"IF(B1327=\"CoalST\",MATCH(E1327&\"|\"&F1327,EIA_Units!$BK$6:$BK$22655,0),\"\")","v":""},{"$f":"IF(O1327=\"\",\"\",INDEX(EIA_Units!P1327:'EIA_Units'!$P$6:$P$22655,O1327))","v":""},""]
[null,"EXCLUDE","VA","Chesapeake",3803,"GT4","DFO","GT",16.3,null,"Electric Utility","N","Simple Cycle Turbine (PRMVR=GT or OT) unit under 25MW",null,{"$f":"IF(B1328=\"CoalST\",MATCH(E1328&\"|\"&F1328,EIA_Units!$BK$6:$BK$22655,0),\"\")","v":""},{"$f":"IF(O1328=\"\",\"\",INDEX(EIA_Units!P1328:'EIA_Units'!$P$6:$P$22655,O1328))","v":""},""]
[null,"EXCLUDE","MA","Kendall Square Station",1595,"JET1","JF","GT",20,null,"IPP CHP","Y","Simple Cycle Turbine (PRMVR=GT or OT) unit under 25MW",null,{"$f":"IF(B1329=\"CoalST\",MATCH(E1329&\"|\"&F1329,EIA_Units!$BK$6:$BK$22655,0),\"\")","v":""},{"$f":"IF(O1329=\"\",\"\",INDEX(EIA_Units!P1329:'EIA_Units'!$P$6:$P$22655,O1329))","v":""},""]
[null,"EXCLUDE","OH","Orrville",2935,"7","BIT","ST",5,null,"Electric Utility","N","Steam unit (PRMVR=ST) under 25MW/250 MMBtu/hr",null,{"$f":"IF(B1330=\"CoalST\",MATCH(E1330&\"|\"&F1330,EIA_Units!$BK$6:$BK$22655,0),\"\")","v":""},{"$f":"IF(O1330=\"\",\"\",INDEX(EIA_Units!P1330:'EIA_Units'!$P$6:$P$22655,O1330))","v":""},""]
[null,"EXCLUDE","OH","Orrville",2935,"8","BIT","ST",7.5,null,"Electric Utility","N","Steam unit (PRMVR=ST) under 25MW/250 MMBtu/hr",null,{"$f":"IF(B1331=\"CoalST\",MATCH(E1331&\"|\"&F1331,EIA_Units!$BK$6:$BK$22655,0),\"\")","v":""},{"$f":"IF(O1331=\"\",\"\",INDEX(EIA_Units!P1331:'EIA_Units'!$P$6:$P$22655,O1331))","v":""},""]
[null,"COALST","OH","Orrville",2935,"10","BIT","ST",25,null,"Electric Utility","N","",null,{"$f":"IF(B1332=\"CoalST\",MATCH(E1332&\"|\"&F1332,EIA_Units!$BK$6:$BK$22655,0),\"\")","v":8247},{"$f":"IF(O1332=\"\",\"\",INDEX(EIA_Units!P1332:'EIA_Units'!$P$6:$P$22655,O1332))","v":1971},43]
[null,"COALST","OH","Orrville",2935,"11","BIT","ST",25,null,"Electric Utility","N","",null,{"$f":"IF(B1333=\"CoalST\",MATCH(E1333&\"|\"&F1333,EIA_Units!$BK$6:$BK$22655,0),\"\")","v":8248},{"$f":"IF(O1333=\"\",\"\",INDEX(EIA_Units!P1333:'EIA_Units'!$P$6:$P$22655,O1333))","v":1971},43]
[null,"EXCLUDE","OH","Orrville",2935,"9","BIT","ST",22,null,"Electric Utility","N","Steam unit (PRMVR=ST) under 25MW/250 MMBtu/hr",null,{"$f":"IF(B1334=\"CoalST\",MATCH(E1334&\"|\"&F1334,EIA_Units!$BK$6:$BK$22655,0),\"\")","v":""},{"$f":"IF(O1334=\"\",\"\",INDEX(EIA_Units!P1334:'EIA_Units'!$P$6:$P$22655,O1334))","v":""},""]
[null,"EXCLUDE","AR","Mabelvale",171,"1","NG","GT",19.5,null,"Electric Utility","N","Simple Cycle Turbine (PRMVR=GT or OT) unit under 25MW",null,{"$f":"IF(B1335=\"CoalST\",MATCH(E1335&\"|\"&F1335,EIA_Units!$BK$6:$BK$22655,0),\"\")","v":""},{"$f":"IF(O1335=\"\",\"\",INDEX(EIA_Units!P1335:'EIA_Units'!$P$6:$P$22655,O1335))","v":""},""]
[null,"EXCLUDE","AR","Mabelvale",171,"2","NG","GT",19.5,null,"Electric Utility","N","Simple Cycle Turbine (PRMVR=GT or OT) unit under 25MW",null,{"$f":"IF(B1336=\"CoalST\",MATCH(E1336&\"|\"&F1336,EIA_Units!$BK$6:$BK$22655,0),\"\")","v":""},{"$f":"IF(O1336=\"\",\"\",INDEX(EIA_Units!P1336:'EIA_Units'!$P$6:$P$22655,O1336))","v":""},""]
[null,"EXCLUDE","AR","Mabelvale",171,"3","NG","GT",19.5,null,"Electric Utility","N","Simple Cycle Turbine (PRMVR=GT or OT) unit under 25MW",null,{"$f":"IF(B1337=\"CoalST\",MATCH(E1337&\"|\"&F1337,EIA_Units!$BK$6:$BK$22655,0),\"\")","v":""},{"$f":"IF(O1337=\"\",\"\",INDEX(EIA_Units!P1337:'EIA_Units'!$P$6:$P$22655,O1337))","v":""},""]
[null,"EXCLUDE","AR","Mabelvale",171,"4","NG","GT",19.5,null,"Electric Utility","N","Simple Cycle Turbine (PRMVR=GT or OT) unit under 25MW",null,{"$f":"IF(B1338=\"CoalST\",MATCH(E1338&\"|\"&F1338,EIA_Units!$BK$6:$BK$22655,0),\"\")","v":""},{"$f":"IF(O1338=\"\",\"\",INDEX(EIA_Units!P1338:'EIA_Units'!$P$6:$P$22655,O1338))","v":""},""]
[null,"Exclude","MN","Maple Lake",2042,"5A","DFO","GT",25,null,"Electric Utility","N","Low utilization CT",null,{"$f":"IF(B1339=\"CoalST\",MATCH(E1339&\"|\"&F1339,EIA_Units!$BK$6:$BK$22655,0),\"\")","v":""},{"$f":"IF(O1339=\"\",\"\",INDEX(EIA_Units!P1339:'EIA_Units'!$P$6:$P$22655,O1339))","v":""},""]
[null,"Exclude","NJ","Carlls Corner",2379,"CA1","NG","GT",41.9,null,"Electric Utility/IPP Non-CHP","N","Low utilization CT",null,{"$f":"IF(B1340=\"CoalST\",MATCH(E1340&\"|\"&F1340,EIA_Units!$BK$6:$BK$22655,0),\"\")","v":""},{"$f":"IF(O1340=\"\",\"\",INDEX(EIA_Units!P1340:'EIA_Units'!$P$6:$P$22655,O1340))","v":""},""]
[null,"Exclude","PA","Croydon CT Generating Station",8012,"11","DFO","GT",68.3,null,"Electric Utility/IPP Non-CHP","N","Low utilization CT",null,{"$f":"IF(B1341=\"CoalST\",MATCH(E1341&\"|\"&F1341,EIA_Units!$BK$6:$BK$22655,0),\"\")","v":""},{"$f":"IF(O1341=\"\",\"\",INDEX(EIA_Units!P1341:'EIA_Units'!$P$6:$P$22655,O1341))","v":""},""]
[null,"COALST","GA","Yates",728,"5","BIT","ST",156.19999999999999,null,"Electric Utility","N","",null,{"$f":"IF(B1342=\"CoalST\",MATCH(E1342&\"|\"&F1342,EIA_Units!$BK$6:$BK$22655,0),\"\")","v":4452},{"$f":"IF(O1342=\"\",\"\",INDEX(EIA_Units!P1342:'EIA_Units'!$P$6:$P$22655,O1342))","v":1958},56]
[null,"COALST","FL","Northside Generating Station",667,"1","PC","ST",297.5,null,"Electric Utility","N","",null,{"$f":"IF(B1343=\"CoalST\",MATCH(E1343&\"|\"&F1343,EIA_Units!$BK$6:$BK$22655,0),\"\")","v":5694},{"$f":"IF(O1343=\"\",\"\",INDEX(EIA_Units!P1343:'EIA_Units'!$P$6:$P$22655,O1343))","v":1966},48]
[null,"EXCLUDE","FL","Rio Pinar",637,"P1","DFO","GT",19.2,null,"Electric Utility","N","Simple Cycle Turbine (PRMVR=GT or OT) unit under 25MW",null,{"$f":"IF(B1344=\"CoalST\",MATCH(E1344&\"|\"&F1344,EIA_Units!$BK$6:$BK$22655,0),\"\")","v":""},{"$f":"IF(O1344=\"\",\"\",INDEX(EIA_Units!P1344:'EIA_Units'!$P$6:$P$22655,O1344))","v":""},""]
[null,"COALST","IL","Prairie State Generatng Station",55856,"PC1","BIT","ST",883,null,"Electric Utility/IPP Non-CHP","N","",null,{"$f":"IF(B1345=\"CoalST\",MATCH(E1345&\"|\"&F1345,EIA_Units!$BK$6:$BK$22655,0),\"\")","v":9285},{"$f":"IF(O1345=\"\",\"\",INDEX(EIA_Units!P1345:'EIA_Units'!$P$6:$P$22655,O1345))","v":2012},2]
[null,"COALST","WV","FirstEnergy Albright",3942,"2","BIT","ST",69,null,"Electric Utility","N","",null,{"$f":"IF(B1346=\"CoalST\",MATCH(E1346&\"|\"&F1346,EIA_Units!$BK$6:$BK$22655,0),\"\")","v":20179},{"$f":"IF(O1346=\"\",\"\",INDEX(EIA_Units!P1346:'EIA_Units'!$P$6:$P$22655,O1346))","v":1952},62]
[null,"EXCLUDE","CA","Commerce Refuse To Energy",10090,"GEN1","MSB","ST",12,null,"IPP Non-CHP","N","Non Fossil fuel type",null,{"$f":"IF(B1347=\"CoalST\",MATCH(E1347&\"|\"&F1347,EIA_Units!$BK$6:$BK$22655,0),\"\")","v":""},{"$f":"IF(O1347=\"\",\"\",INDEX(EIA_Units!P1347:'EIA_Units'!$P$6:$P$22655,O1347))","v":""},""]
[null,"EXCLUDE","VA","Dominion/Lo Mar",7797,"DOM1","DFO","GT",12,null,"Electric Utility","N","Simple Cycle Turbine (PRMVR=GT or OT) unit under 25MW",null,{"$f":"IF(B1348=\"CoalST\",MATCH(E1348&\"|\"&F1348,EIA_Units!$BK$6:$BK$22655,0),\"\")","v":""},{"$f":"IF(O1348=\"\",\"\",INDEX(EIA_Units!P1348:'EIA_Units'!$P$6:$P$22655,O1348))","v":""},""]
[null,"EXCLUDE","NY","ReEnergy Chateaugay Power Station",50277,"GEN1","WDS","ST",19.7,null,"IPP Non-CHP","N","Non Fossil fuel type",null,{"$f":"IF(B1349=\"CoalST\",MATCH(E1349&\"|\"&F1349,EIA_Units!$BK$6:$BK$22655,0),\"\")","v":""},{"$f":"IF(O1349=\"\",\"\",INDEX(EIA_Units!P1349:'EIA_Units'!$P$6:$P$22655,O1349))","v":""},""]
[null,"EXCLUDE","IN","Whiting Refinery",52130,"33TG","OG","ST",18.8,null,"Industrial CHP","Y","Steam unit (PRMVR=ST) under 25MW/250 MMBtu/hr",null,{"$f":"IF(B1350=\"CoalST\",MATCH(E1350&\"|\"&F1350,EIA_Units!$BK$6:$BK$22655,0),\"\")","v":""},{"$f":"IF(O1350=\"\",\"\",INDEX(EIA_Units!P1350:'EIA_Units'!$P$6:$P$22655,O1350))","v":""},""]
[null,"EXCLUDE","IN","Whiting Refinery",52130,"32TG","OG","ST",12.5,null,"Industrial CHP","Y","Steam unit (PRMVR=ST) under 25MW/250 MMBtu/hr",null,{"$f":"IF(B1351=\"CoalST\",MATCH(E1351&\"|\"&F1351,EIA_Units!$BK$6:$BK$22655,0),\"\")","v":""},{"$f":"IF(O1351=\"\",\"\",INDEX(EIA_Units!P1351:'EIA_Units'!$P$6:$P$22655,O1351))","v":""},{"$f":"IF(O1351=\"\",\"\",2014-P1351)","v":""}]
[null,"EXCLUDE","IN","Whiting Refinery",52130,"35TG","OG","ST",30,null,"Industrial CHP","Y","Commercial/Industrial Unit",null,{"$f":"IF(B1352=\"CoalST\",MATCH(E1352&\"|\"&F1352,EIA_Units!$BK$6:$BK$22655,0),\"\")","v":""},{"$f":"IF(O1352=\"\",\"\",INDEX(EIA_Units!P1352:'EIA_Units'!$P$6:$P$22655,O1352))","v":""},""]
[null,"EXCLUDE","IN","Whiting Refinery",52130,"31TG","OG","ST",12.5,null,"Industrial CHP","Y","Steam unit (PRMVR=ST) under 25MW/250 MMBtu/hr",null,{"$f":"IF(B1353=\"CoalST\",MATCH(E1353&\"|\"&F1353,EIA_Units!$BK$6:$BK$22655,0),\"\")","v":""},{"$f":"IF(O1353=\"\",\"\",INDEX(EIA_Units!P1353:'EIA_Units'!$P$6:$P$22655,O1353))","v":""},""]
[null,"Exclude","HI","Waiau",766,"W10","DFO","GT",51.3,null,"Electric Utility","N","Low utilization CT",null,{"$f":"IF(B1354=\"CoalST\",MATCH(E1354&\"|\"&F1354,EIA_Units!$BK$6:$BK$22655,0),\"\")","v":""},{"$f":"IF(O1354=\"\",\"\",INDEX(EIA_Units!P1354:'EIA_Units'!$P$6:$P$22655,O1354))","v":""},""]
[null,"Exclude","HI","Waiau",766,"W9","DFO","GT",51.3,null,"Electric Utility","N","Low utilization CT",null,{"$f":"IF(B1355=\"CoalST\",MATCH(E1355&\"|\"&F1355,EIA_Units!$BK$6:$BK$22655,0),\"\")","v":""},{"$f":"IF(O1355=\"\",\"\",INDEX(EIA_Units!P1355:'EIA_Units'!$P$6:$P$22655,O1355))","v":""},""]
[null,"EXCLUDE","IN","Whiting Refinery",52130,"34TG","OG","ST",10,null,"Industrial CHP","Y","Steam unit (PRMVR=ST) under 25MW/250 MMBtu/hr",null,{"$f":"IF(B1356=\"CoalST\",MATCH(E1356&\"|\"&F1356,EIA_Units!$BK$6:$BK$22655,0),\"\")","v":""},{"$f":"IF(O1356=\"\",\"\",INDEX(EIA_Units!P1356:'EIA_Units'!$P$6:$P$22655,O1356))","v":""},""]
[null,"COALST","NV","Reid Gardner",2324,"3","BIT","ST",114,null,"Electric Utility","N","",null,{"$f":"IF(B1357=\"CoalST\",MATCH(E1357&\"|\"&F1357,EIA_Units!$BK$6:$BK$22655,0),\"\")","v":7553},{"$f":"IF(O1357=\"\",\"\",INDEX(EIA_Units!P1357:'EIA_Units'!$P$6:$P$22655,O1357))","v":1976},38]
[null,"EXCLUDE","LA","Stone Container Hodge",50810,"NO6","NG","ST",5,null,"Industrial CHP","Y","Steam unit (PRMVR=ST) under 25MW/250 MMBtu/hr",null,{"$f":"IF(B1358=\"CoalST\",MATCH(E1358&\"|\"&F1358,EIA_Units!$BK$6:$BK$22655,0),\"\")","v":""},{"$f":"IF(O1358=\"\",\"\",INDEX(EIA_Units!P1358:'EIA_Units'!$P$6:$P$22655,O1358))","v":""},""]
[null,"EXCLUDE","LA","Stone Container Hodge",50810,"NO4","NG","ST",3,null,"Industrial CHP","Y","Steam unit (PRMVR=ST) under 25MW/250 MMBtu/hr",null,{"$f":"IF(B1359=\"CoalST\",MATCH(E1359&\"|\"&F1359,EIA_Units!$BK$6:$BK$22655,0),\"\")","v":""},{"$f":"IF(O1359=\"\",\"\",INDEX(EIA_Units!P1359:'EIA_Units'!$P$6:$P$22655,O1359))","v":""},""]
[null,"EXCLUDE","LA","Stone Container Hodge",50810,"NO9","NG","ST",23.3,null,"Industrial CHP","Y","Steam unit (PRMVR=ST) under 25MW/250 MMBtu/hr",null,{"$f":"IF(B1360=\"CoalST\",MATCH(E1360&\"|\"&F1360,EIA_Units!$BK$6:$BK$22655,0),\"\")","v":""},{"$f":"IF(O1360=\"\",\"\",INDEX(EIA_Units!P1360:'EIA_Units'!$P$6:$P$22655,O1360))","v":""},""]
[null,"EXCLUDE","LA","Stone Container Hodge",50810,"NO8","NG","ST",27.5,null,"Industrial CHP","Y","Commercial/Industrial Unit",null,{"$f":"IF(B1361=\"CoalST\",MATCH(E1361&\"|\"&F1361,EIA_Units!$BK$6:$BK$22655,0),\"\")","v":""},{"$f":"IF(O1361=\"\",\"\",INDEX(EIA_Units!P1361:'EIA_Units'!$P$6:$P$22655,O1361))","v":""},""]
[null,"EXCLUDE","LA","Stone Container Hodge",50810,"NO7","NG","ST",15.6,null,"Industrial CHP","Y","Steam unit (PRMVR=ST) under 25MW/250 MMBtu/hr",null,{"$f":"IF(B1362=\"CoalST\",MATCH(E1362&\"|\"&F1362,EIA_Units!$BK$6:$BK$22655,0),\"\")","v":""},{"$f":"IF(O1362=\"\",\"\",INDEX(EIA_Units!P1362:'EIA_Units'!$P$6:$P$22655,O1362))","v":""},""]
[null,"EXCLUDE","MN","Windom",2023,"GT1","DFO","GT",3,null,"Electric Utility","N","Simple Cycle Turbine (PRMVR=GT or OT) unit under 25MW",null,{"$f":"IF(B1363=\"CoalST\",MATCH(E1363&\"|\"&F1363,EIA_Units!$BK$6:$BK$22655,0),\"\")","v":""},{"$f":"IF(O1363=\"\",\"\",INDEX(EIA_Units!P1363:'EIA_Units'!$P$6:$P$22655,O1363))","v":""},""]
[null,"COALST","IL","Prairie State Generatng Station",55856,"PC2","BIT","ST",883,null,"Electric Utility/IPP Non-CHP","N","",null,{"$f":"IF(B1364=\"CoalST\",MATCH(E1364&\"|\"&F1364,EIA_Units!$BK$6:$BK$22655,0),\"\")","v":9286},{"$f":"IF(O1364=\"\",\"\",INDEX(EIA_Units!P1364:'EIA_Units'!$P$6:$P$22655,O1364))","v":2012},2]
[null,"COALST","IN","Eagle Valley",991,"3","BIT","ST",50,null,"Electric Utility","N","",null,{"$f":"IF(B1365=\"CoalST\",MATCH(E1365&\"|\"&F1365,EIA_Units!$BK$6:$BK$22655,0),\"\")","v":5453},{"$f":"IF(O1365=\"\",\"\",INDEX(EIA_Units!P1365:'EIA_Units'!$P$6:$P$22655,O1365))","v":1951},63]
[null,"COALST","WI","Alma",4140,"4","BIT","ST",54.4,null,"Electric Utility","N","",null,{"$f":"IF(B1366=\"CoalST\",MATCH(E1366&\"|\"&F1366,EIA_Units!$BK$6:$BK$22655,0),\"\")","v":2579},{"$f":"IF(O1366=\"\",\"\",INDEX(EIA_Units!P1366:'EIA_Units'!$P$6:$P$22655,O1366))","v":1957},57]
[null,"EXCLUDE","UT","Kennecott Power Plant",56163,"1","BIT","ST",50,null,"Industrial CHP","N","Commercial/Industrial Unit",null,{"$f":"IF(B1367=\"CoalST\",MATCH(E1367&\"|\"&F1367,EIA_Units!$BK$6:$BK$22655,0),\"\")","v":""},{"$f":"IF(O1367=\"\",\"\",INDEX(EIA_Units!P1367:'EIA_Units'!$P$6:$P$22655,O1367))","v":""},""]
[null,"EXCLUDE","UT","Kennecott Power Plant",56163,"4","BIT","ST",82,null,"Industrial CHP","N","Commercial/Industrial Unit",null,{"$f":"IF(B1368=\"CoalST\",MATCH(E1368&\"|\"&F1368,EIA_Units!$BK$6:$BK$22655,0),\"\")","v":""},{"$f":"IF(O1368=\"\",\"\",INDEX(EIA_Units!P1368:'EIA_Units'!$P$6:$P$22655,O1368))","v":""},""]
[null,"EXCLUDE","VA","Northern Neck",3800,"GT1","DFO","GT",20.7,null,"Electric Utility","N","Simple Cycle Turbine (PRMVR=GT or OT) unit under 25MW",null,{"$f":"IF(B1369=\"CoalST\",MATCH(E1369&\"|\"&F1369,EIA_Units!$BK$6:$BK$22655,0),\"\")","v":""},{"$f":"IF(O1369=\"\",\"\",INDEX(EIA_Units!P1369:'EIA_Units'!$P$6:$P$22655,O1369))","v":""},""]
[null,"EXCLUDE","VA","Northern Neck",3800,"GT2","DFO","GT",20.7,null,"Electric Utility","N","Simple Cycle Turbine (PRMVR=GT or OT) unit under 25MW",null,{"$f":"IF(B1370=\"CoalST\",MATCH(E1370&\"|\"&F1370,EIA_Units!$BK$6:$BK$22655,0),\"\")","v":""},{"$f":"IF(O1370=\"\",\"\",INDEX(EIA_Units!P1370:'EIA_Units'!$P$6:$P$22655,O1370))","v":""},""]
[null,"EXCLUDE","VA","Northern Neck",3800,"GT3","DFO","GT",20.7,null,"Electric Utility","N","Simple Cycle Turbine (PRMVR=GT or OT) unit under 25MW",null,{"$f":"IF(B1371=\"CoalST\",MATCH(E1371&\"|\"&F1371,EIA_Units!$BK$6:$BK$22655,0),\"\")","v":""},{"$f":"IF(O1371=\"\",\"\",INDEX(EIA_Units!P1371:'EIA_Units'!$P$6:$P$22655,O1371))","v":""},""]
[null,"EXCLUDE","VA","Northern Neck",3800,"GT4","DFO","GT",20.7,null,"Electric Utility","N","Simple Cycle Turbine (PRMVR=GT or OT) unit under 25MW",null,{"$f":"IF(B1372=\"CoalST\",MATCH(E1372&\"|\"&F1372,EIA_Units!$BK$6:$BK$22655,0),\"\")","v":""},{"$f":"IF(O1372=\"\",\"\",INDEX(EIA_Units!P1372:'EIA_Units'!$P$6:$P$22655,O1372))","v":""},""]
[null,"EXCLUDE","UT","Kennecott Power Plant",56163,"3","BIT","ST",25,null,"Industrial CHP","N","Commercial/Industrial Unit",null,{"$f":"IF(B1373=\"CoalST\",MATCH(E1373&\"|\"&F1373,EIA_Units!$BK$6:$BK$22655,0),\"\")","v":""},{"$f":"IF(O1373=\"\",\"\",INDEX(EIA_Units!P1373:'EIA_Units'!$P$6:$P$22655,O1373))","v":""},""]
[null,"EXCLUDE","UT","Kennecott Power Plant",56163,"2","BIT","ST",25,null,"Industrial CHP","N","Commercial/Industrial Unit",null,{"$f":"IF(B1374=\"CoalST\",MATCH(E1374&\"|\"&F1374,EIA_Units!$BK$6:$BK$22655,0),\"\")","v":""},{"$f":"IF(O1374=\"\",\"\",INDEX(EIA_Units!P1374:'EIA_Units'!$P$6:$P$22655,O1374))","v":""},""]
[null,"EXCLUDE","CA","HL Power",10777,"GEN1","WDS","ST",36.200000000000003,null,"IPP Non-CHP","N","Non Fossil fuel type",null,{"$f":"IF(B1375=\"CoalST\",MATCH(E1375&\"|\"&F1375,EIA_Units!$BK$6:$BK$22655,0),\"\")","v":""},{"$f":"IF(O1375=\"\",\"\",INDEX(EIA_Units!P1375:'EIA_Units'!$P$6:$P$22655,O1375))","v":""},""]
[null,"Exclude","WI","Fitchburg",3991,"1","NG","GT",28.8,null,"Electric Utility","N","Low utilization CT",null,{"$f":"IF(B1376=\"CoalST\",MATCH(E1376&\"|\"&F1376,EIA_Units!$BK$6:$BK$22655,0),\"\")","v":""},{"$f":"IF(O1376=\"\",\"\",INDEX(EIA_Units!P1376:'EIA_Units'!$P$6:$P$22655,O1376))","v":""},""]
[null,"EXCLUDE","MA","Pinetree Power Fitchburg",54620,"NO-1","WDS","ST",18,null,"IPP Non-CHP","N","Non Fossil fuel type",null,{"$f":"IF(B1377=\"CoalST\",MATCH(E1377&\"|\"&F1377,EIA_Units!$BK$6:$BK$22655,0),\"\")","v":""},{"$f":"IF(O1377=\"\",\"\",INDEX(EIA_Units!P1377:'EIA_Units'!$P$6:$P$22655,O1377))","v":""},""]
[null,"Exclude","PA","Croydon CT Generating Station",8012,"21","DFO","GT",68.3,null,"Electric Utility/IPP Non-CHP","N","Low utilization CT",null,{"$f":"IF(B1378=\"CoalST\",MATCH(E1378&\"|\"&F1378,EIA_Units!$BK$6:$BK$22655,0),\"\")","v":""},{"$f":"IF(O1378=\"\",\"\",INDEX(EIA_Units!P1378:'EIA_Units'!$P$6:$P$22655,O1378))","v":""},""]
[null,"COALST","SD","Ben French",3325,"ST1","SUB","ST",25,null,"Electric Utility","N","",null,{"$f":"IF(B1379=\"CoalST\",MATCH(E1379&\"|\"&F1379,EIA_Units!$BK$6:$BK$22655,0),\"\")","v":12225},{"$f":"IF(O1379=\"\",\"\",INDEX(EIA_Units!P1379:'EIA_Units'!$P$6:$P$22655,O1379))","v":1960},54]
[null,"COALST","IN","Whitewater Valley",1040,"1","BIT","ST",33,null,"Electric Utility","N","",null,{"$f":"IF(B1380=\"CoalST\",MATCH(E1380&\"|\"&F1380,EIA_Units!$BK$6:$BK$22655,0),\"\")","v":9761},{"$f":"IF(O1380=\"\",\"\",INDEX(EIA_Units!P1380:'EIA_Units'!$P$6:$P$22655,O1380))","v":1955},59]
[null,"EXCLUDE","IN","ArcelorMittal Burns Harbor",10245,"GEN6","BFG","ST",51,null,"Industrial CHP","Y","Commercial/Industrial Unit",null,{"$f":"IF(B1381=\"CoalST\",MATCH(E1381&\"|\"&F1381,EIA_Units!$BK$6:$BK$22655,0),\"\")","v":""},{"$f":"IF(O1381=\"\",\"\",INDEX(EIA_Units!P1381:'EIA_Units'!$P$6:$P$22655,O1381))","v":""},""]
[null,"EXCLUDE","CA","Rio Bravo Fresno",10767,"GEN1","WDS","ST",28,null,"IPP Non-CHP","N","Non Fossil fuel type",null,{"$f":"IF(B1382=\"CoalST\",MATCH(E1382&\"|\"&F1382,EIA_Units!$BK$6:$BK$22655,0),\"\")","v":""},{"$f":"IF(O1382=\"\",\"\",INDEX(EIA_Units!P1382:'EIA_Units'!$P$6:$P$22655,O1382))","v":""},""]
[null,"Exclude","MN","Rock Lake CT",6741,"1","DFO","GT",25,null,"Electric Utility","N","Low utilization CT",null,{"$f":"IF(B1383=\"CoalST\",MATCH(E1383&\"|\"&F1383,EIA_Units!$BK$6:$BK$22655,0),\"\")","v":""},{"$f":"IF(O1383=\"\",\"\",INDEX(EIA_Units!P1383:'EIA_Units'!$P$6:$P$22655,O1383))","v":""},""]
[null,"OGST","KS","Coffeyville",1271,"7","NG","ST",40,null,"Electric Utility","N","",null,{"$f":"IF(B1384=\"CoalST\",MATCH(E1384&\"|\"&F1384,EIA_Units!$BK$6:$BK$22655,0),\"\")","v":""},{"$f":"IF(O1384=\"\",\"\",INDEX(EIA_Units!P1384:'EIA_Units'!$P$6:$P$22655,O1384))","v":""},""]
[null,"EXCLUDE","MO","Columbia",2123,"7","BIT","ST",22,null,"Electric Utility","N","Steam unit (PRMVR=ST) under 25MW/250 MMBtu/hr",null,{"$f":"IF(B1385=\"CoalST\",MATCH(E1385&\"|\"&F1385,EIA_Units!$BK$6:$BK$22655,0),\"\")","v":""},{"$f":"IF(O1385=\"\",\"\",INDEX(EIA_Units!P1385:'EIA_Units'!$P$6:$P$22655,O1385))","v":""},""]
[null,"COALST","MO","Columbia",2123,"8","BIT","ST",35,null,"Electric Utility","N","",null,{"$f":"IF(B1386=\"CoalST\",MATCH(E1386&\"|\"&F1386,EIA_Units!$BK$6:$BK$22655,0),\"\")","v":2162},{"$f":"IF(O1386=\"\",\"\",INDEX(EIA_Units!P1386:'EIA_Units'!$P$6:$P$22655,O1386))","v":1970},44]
[null,"EXCLUDE","MO","Columbia",2123,"5","BIT","ST",16.5,null,"Electric Utility","N","Steam unit (PRMVR=ST) under 25MW/250 MMBtu/hr",null,{"$f":"IF(B1387=\"CoalST\",MATCH(E1387&\"|\"&F1387,EIA_Units!$BK$6:$BK$22655,0),\"\")","v":""},{"$f":"IF(O1387=\"\",\"\",INDEX(EIA_Units!P1387:'EIA_Units'!$P$6:$P$22655,O1387))","v":""},""]
[null,"Exclude","FL","Lauderdale",613,"2","NG","GT",34.200000000000003,null,"Electric Utility","N","Low utilization CT",null,{"$f":"IF(B1388=\"CoalST\",MATCH(E1388&\"|\"&F1388,EIA_Units!$BK$6:$BK$22655,0),\"\")","v":""},{"$f":"IF(O1388=\"\",\"\",INDEX(EIA_Units!P1388:'EIA_Units'!$P$6:$P$22655,O1388))","v":""},""]
[null,"EXCLUDE","MN","Detroit Lakes",1970,"1","DFO","GT",12.5,null,"Electric Utility","N","Simple Cycle Turbine (PRMVR=GT or OT) unit under 25MW",null,{"$f":"IF(B1389=\"CoalST\",MATCH(E1389&\"|\"&F1389,EIA_Units!$BK$6:$BK$22655,0),\"\")","v":""},{"$f":"IF(O1389=\"\",\"\",INDEX(EIA_Units!P1389:'EIA_Units'!$P$6:$P$22655,O1389))","v":""},""]
[null,"COALST","PA","Scrubgrass Generating Company LP",50974,"GEN1","BIT","ST",94.7,null,"IPP Non-CHP/Small Power Producer","N","",null,{"$f":"IF(B1390=\"CoalST\",MATCH(E1390&\"|\"&F1390,EIA_Units!$BK$6:$BK$22655,0),\"\")","v":8851},{"$f":"IF(O1390=\"\",\"\",INDEX(EIA_Units!P1390:'EIA_Units'!$P$6:$P$22655,O1390))","v":1993},21]
[null,"COALST","KS","Nearman Creek",6064,"1","SUB","ST",261,null,"Electric Utility","N","",null,{"$f":"IF(B1391=\"CoalST\",MATCH(E1391&\"|\"&F1391,EIA_Units!$BK$6:$BK$22655,0),\"\")","v":5791},{"$f":"IF(O1391=\"\",\"\",INDEX(EIA_Units!P1391:'EIA_Units'!$P$6:$P$22655,O1391))","v":1981},33]
[null,"EXCLUDE","WA","Kettle Falls Generating Station",550,"1","WDS","ST",50.7,null,"Electric Utility","N","Non Fossil fuel type",null,{"$f":"IF(B1392=\"CoalST\",MATCH(E1392&\"|\"&F1392,EIA_Units!$BK$6:$BK$22655,0),\"\")","v":""},{"$f":"IF(O1392=\"\",\"\",INDEX(EIA_Units!P1392:'EIA_Units'!$P$6:$P$22655,O1392))","v":""},""]
[null,"COALST","VA","Mecklenburg Power Station",52007,"GEN2","BIT","ST",69.900000000000006,null,"Electric Utility","N","",null,{"$f":"IF(B1393=\"CoalST\",MATCH(E1393&\"|\"&F1393,EIA_Units!$BK$6:$BK$22655,0),\"\")","v":12555},{"$f":"IF(O1393=\"\",\"\",INDEX(EIA_Units!P1393:'EIA_Units'!$P$6:$P$22655,O1393))","v":1992},22]
[null,"COALST","MI","Eckert Station",1831,"6","SUB","ST",80,null,"Electric Utility","N","",null,{"$f":"IF(B1394=\"CoalST\",MATCH(E1394&\"|\"&F1394,EIA_Units!$BK$6:$BK$22655,0),\"\")","v":16796},{"$f":"IF(O1394=\"\",\"\",INDEX(EIA_Units!P1394:'EIA_Units'!$P$6:$P$22655,O1394))","v":1970},44]
[null,"EXCLUDE","WY","Neil Simpson",4150,"5","SUB","ST",21.7,null,"Electric Utility","N","Steam unit (PRMVR=ST) under 25MW/250 MMBtu/hr",null,{"$f":"IF(B1395=\"CoalST\",MATCH(E1395&\"|\"&F1395,EIA_Units!$BK$6:$BK$22655,0),\"\")","v":""},{"$f":"IF(O1395=\"\",\"\",INDEX(EIA_Units!P1395:'EIA_Units'!$P$6:$P$22655,O1395))","v":""},""]
[null,"Exclude","PA","Warren",3132,"3","DFO","GT",53.1,null,"Electric Utility/IPP Non-CHP","N","Low utilization CT",null,{"$f":"IF(B1396=\"CoalST\",MATCH(E1396&\"|\"&F1396,EIA_Units!$BK$6:$BK$22655,0),\"\")","v":""},{"$f":"IF(O1396=\"\",\"\",INDEX(EIA_Units!P1396:'EIA_Units'!$P$6:$P$22655,O1396))","v":""},""]
[null,"Exclude","MI","Livingston Generating Station",55102,"003","NG","GT",42.4,null,"Electric Utility/IPP Non-CHP","N","Low utilization CT",null,{"$f":"IF(B1397=\"CoalST\",MATCH(E1397&\"|\"&F1397,EIA_Units!$BK$6:$BK$22655,0),\"\")","v":""},{"$f":"IF(O1397=\"\",\"\",INDEX(EIA_Units!P1397:'EIA_Units'!$P$6:$P$22655,O1397))","v":""},""]
[null,"COALST","TN","Johnsonville",3406,"2","SUB","ST",125,null,"Electric Utility","Y","",null,{"$f":"IF(B1398=\"CoalST\",MATCH(E1398&\"|\"&F1398,EIA_Units!$BK$6:$BK$22655,0),\"\")","v":11438},{"$f":"IF(O1398=\"\",\"\",INDEX(EIA_Units!P1398:'EIA_Units'!$P$6:$P$22655,O1398))","v":1951},63]
[null,"COALST","WV","Grant Town Power Plant",10151,"GEN1","WC","ST",95.7,null,"IPP Non-CHP/Small Power Producer","N","",null,{"$f":"IF(B1399=\"CoalST\",MATCH(E1399&\"|\"&F1399,EIA_Units!$BK$6:$BK$22655,0),\"\")","v":475},{"$f":"IF(O1399=\"\",\"\",INDEX(EIA_Units!P1399:'EIA_Units'!$P$6:$P$22655,O1399))","v":1992},22]
[null,"EXCLUDE","AL","International Paper Prattville Mill",52140,"GEN2","BLQ","ST",49.3,null,"Industrial CHP/Pulp & Paper Mill","Y","Commercial/Industrial Unit",null,{"$f":"IF(B1400=\"CoalST\",MATCH(E1400&\"|\"&F1400,EIA_Units!$BK$6:$BK$22655,0),\"\")","v":""},{"$f":"IF(O1400=\"\",\"\",INDEX(EIA_Units!P1400:'EIA_Units'!$P$6:$P$22655,O1400))","v":""},""]
[null,"COALST","CT","Bridgeport Station",568,"3","SUB","ST",400,null,"Electric Utility/IPP Non-CHP","N","",null,{"$f":"IF(B1401=\"CoalST\",MATCH(E1401&\"|\"&F1401,EIA_Units!$BK$6:$BK$22655,0),\"\")","v":9382},{"$f":"IF(O1401=\"\",\"\",INDEX(EIA_Units!P1401:'EIA_Units'!$P$6:$P$22655,O1401))","v":1968},46]
[null,"EXCLUDE","TN","Allen Steam Plant",3393,"G10","NG","GT",23.9,null,"Electric Utility","N","Simple Cycle Turbine (PRMVR=GT or OT) unit under 25MW",null,{"$f":"IF(B1402=\"CoalST\",MATCH(E1402&\"|\"&F1402,EIA_Units!$BK$6:$BK$22655,0),\"\")","v":""},{"$f":"IF(O1402=\"\",\"\",INDEX(EIA_Units!P1402:'EIA_Units'!$P$6:$P$22655,O1402))","v":""},""]
[null,"EXCLUDE","TN","Allen Steam Plant",3393,"G11","NG","GT",23.9,null,"Electric Utility","N","Simple Cycle Turbine (PRMVR=GT or OT) unit under 25MW",null,{"$f":"IF(B1403=\"CoalST\",MATCH(E1403&\"|\"&F1403,EIA_Units!$BK$6:$BK$22655,0),\"\")","v":""},{"$f":"IF(O1403=\"\",\"\",INDEX(EIA_Units!P1403:'EIA_Units'!$P$6:$P$22655,O1403))","v":""},""]
[null,"EXCLUDE","TN","Allen Steam Plant",3393,"G12","NG","GT",23.9,null,"Electric Utility","N","Simple Cycle Turbine (PRMVR=GT or OT) unit under 25MW",null,{"$f":"IF(B1404=\"CoalST\",MATCH(E1404&\"|\"&F1404,EIA_Units!$BK$6:$BK$22655,0),\"\")","v":""},{"$f":"IF(O1404=\"\",\"\",INDEX(EIA_Units!P1404:'EIA_Units'!$P$6:$P$22655,O1404))","v":""},""]
[null,"EXCLUDE","TN","Allen Steam Plant",3393,"G13","NG","GT",23.9,null,"Electric Utility","N","Simple Cycle Turbine (PRMVR=GT or OT) unit under 25MW",null,{"$f":"IF(B1405=\"CoalST\",MATCH(E1405&\"|\"&F1405,EIA_Units!$BK$6:$BK$22655,0),\"\")","v":""},{"$f":"IF(O1405=\"\",\"\",INDEX(EIA_Units!P1405:'EIA_Units'!$P$6:$P$22655,O1405))","v":""},""]
[null,"EXCLUDE","TN","Allen Steam Plant",3393,"G14","NG","GT",23.9,null,"Electric Utility","N","Simple Cycle Turbine (PRMVR=GT or OT) unit under 25MW",null,{"$f":"IF(B1406=\"CoalST\",MATCH(E1406&\"|\"&F1406,EIA_Units!$BK$6:$BK$22655,0),\"\")","v":""},{"$f":"IF(O1406=\"\",\"\",INDEX(EIA_Units!P1406:'EIA_Units'!$P$6:$P$22655,O1406))","v":""},""]
[null,"EXCLUDE","TN","Allen Steam Plant",3393,"G15","NG","GT",23.9,null,"Electric Utility","N","Simple Cycle Turbine (PRMVR=GT or OT) unit under 25MW",null,{"$f":"IF(B1407=\"CoalST\",MATCH(E1407&\"|\"&F1407,EIA_Units!$BK$6:$BK$22655,0),\"\")","v":""},{"$f":"IF(O1407=\"\",\"\",INDEX(EIA_Units!P1407:'EIA_Units'!$P$6:$P$22655,O1407))","v":""},""]
[null,"EXCLUDE","TN","Allen Steam Plant",3393,"G16","NG","GT",23.9,null,"Electric Utility","N","Simple Cycle Turbine (PRMVR=GT or OT) unit under 25MW",null,{"$f":"IF(B1408=\"CoalST\",MATCH(E1408&\"|\"&F1408,EIA_Units!$BK$6:$BK$22655,0),\"\")","v":""},{"$f":"IF(O1408=\"\",\"\",INDEX(EIA_Units!P1408:'EIA_Units'!$P$6:$P$22655,O1408))","v":""},""]
[null,"EXCLUDE","TN","Allen Steam Plant",3393,"GT1","NG","GT",23.9,null,"Electric Utility","N","Simple Cycle Turbine (PRMVR=GT or OT) unit under 25MW",null,{"$f":"IF(B1409=\"CoalST\",MATCH(E1409&\"|\"&F1409,EIA_Units!$BK$6:$BK$22655,0),\"\")","v":""},{"$f":"IF(O1409=\"\",\"\",INDEX(EIA_Units!P1409:'EIA_Units'!$P$6:$P$22655,O1409))","v":""},""]
[null,"EXCLUDE","TN","Allen Steam Plant",3393,"GT2","NG","GT",23.9,null,"Electric Utility","N","Simple Cycle Turbine (PRMVR=GT or OT) unit under 25MW",null,{"$f":"IF(B1410=\"CoalST\",MATCH(E1410&\"|\"&F1410,EIA_Units!$BK$6:$BK$22655,0),\"\")","v":""},{"$f":"IF(O1410=\"\",\"\",INDEX(EIA_Units!P1410:'EIA_Units'!$P$6:$P$22655,O1410))","v":""},""]
[null,"EXCLUDE","TN","Allen Steam Plant",3393,"GT3","NG","GT",23.9,null,"Electric Utility","N","Simple Cycle Turbine (PRMVR=GT or OT) unit under 25MW",null,{"$f":"IF(B1411=\"CoalST\",MATCH(E1411&\"|\"&F1411,EIA_Units!$BK$6:$BK$22655,0),\"\")","v":""},{"$f":"IF(O1411=\"\",\"\",INDEX(EIA_Units!P1411:'EIA_Units'!$P$6:$P$22655,O1411))","v":""},""]
[null,"EXCLUDE","TN","Allen Steam Plant",3393,"GT4","NG","GT",23.9,null,"Electric Utility","N","Simple Cycle Turbine (PRMVR=GT or OT) unit under 25MW",null,{"$f":"IF(B1412=\"CoalST\",MATCH(E1412&\"|\"&F1412,EIA_Units!$BK$6:$BK$22655,0),\"\")","v":""},{"$f":"IF(O1412=\"\",\"\",INDEX(EIA_Units!P1412:'EIA_Units'!$P$6:$P$22655,O1412))","v":""},""]
[null,"EXCLUDE","TN","Allen Steam Plant",3393,"GT5","NG","GT",23.9,null,"Electric Utility","N","Simple Cycle Turbine (PRMVR=GT or OT) unit under 25MW",null,{"$f":"IF(B1413=\"CoalST\",MATCH(E1413&\"|\"&F1413,EIA_Units!$BK$6:$BK$22655,0),\"\")","v":""},{"$f":"IF(O1413=\"\",\"\",INDEX(EIA_Units!P1413:'EIA_Units'!$P$6:$P$22655,O1413))","v":""},""]
[null,"EXCLUDE","TN","Allen Steam Plant",3393,"GT6","NG","GT",23.9,null,"Electric Utility","N","Simple Cycle Turbine (PRMVR=GT or OT) unit under 25MW",null,{"$f":"IF(B1414=\"CoalST\",MATCH(E1414&\"|\"&F1414,EIA_Units!$BK$6:$BK$22655,0),\"\")","v":""},{"$f":"IF(O1414=\"\",\"\",INDEX(EIA_Units!P1414:'EIA_Units'!$P$6:$P$22655,O1414))","v":""},""]
[null,"EXCLUDE","TN","Allen Steam Plant",3393,"GT7","NG","GT",23.9,null,"Electric Utility","N","Simple Cycle Turbine (PRMVR=GT or OT) unit under 25MW",null,{"$f":"IF(B1415=\"CoalST\",MATCH(E1415&\"|\"&F1415,EIA_Units!$BK$6:$BK$22655,0),\"\")","v":""},{"$f":"IF(O1415=\"\",\"\",INDEX(EIA_Units!P1415:'EIA_Units'!$P$6:$P$22655,O1415))","v":""},{"$f":"IF(O1415=\"\",\"\",2014-P1415)","v":""}]
[null,"EXCLUDE","TN","Allen Steam Plant",3393,"GT8","NG","GT",23.9,null,"Electric Utility","N","Simple Cycle Turbine (PRMVR=GT or OT) unit under 25MW",null,{"$f":"IF(B1416=\"CoalST\",MATCH(E1416&\"|\"&F1416,EIA_Units!$BK$6:$BK$22655,0),\"\")","v":""},{"$f":"IF(O1416=\"\",\"\",INDEX(EIA_Units!P1416:'EIA_Units'!$P$6:$P$22655,O1416))","v":""},""]
[null,"EXCLUDE","TN","Allen Steam Plant",3393,"GT9","NG","GT",23.9,null,"Electric Utility","N","Simple Cycle Turbine (PRMVR=GT or OT) unit under 25MW",null,{"$f":"IF(B1417=\"CoalST\",MATCH(E1417&\"|\"&F1417,EIA_Units!$BK$6:$BK$22655,0),\"\")","v":""},{"$f":"IF(O1417=\"\",\"\",INDEX(EIA_Units!P1417:'EIA_Units'!$P$6:$P$22655,O1417))","v":""},""]
[null,"Exclude","TN","Allen Steam Plant",3393,"G17","NG","GT",59.6,null,"Electric Utility","N","Low utilization CT",null,{"$f":"IF(B1418=\"CoalST\",MATCH(E1418&\"|\"&F1418,EIA_Units!$BK$6:$BK$22655,0),\"\")","v":""},{"$f":"IF(O1418=\"\",\"\",INDEX(EIA_Units!P1418:'EIA_Units'!$P$6:$P$22655,O1418))","v":""},""]
[null,"Exclude","TN","Allen Steam Plant",3393,"G18","NG","GT",59.6,null,"Electric Utility","N","Low utilization CT",null,{"$f":"IF(B1419=\"CoalST\",MATCH(E1419&\"|\"&F1419,EIA_Units!$BK$6:$BK$22655,0),\"\")","v":""},{"$f":"IF(O1419=\"\",\"\",INDEX(EIA_Units!P1419:'EIA_Units'!$P$6:$P$22655,O1419))","v":""},""]
[null,"Exclude","TN","Allen Steam Plant",3393,"G19","NG","GT",59.6,null,"Electric Utility","N","Low utilization CT",null,{"$f":"IF(B1420=\"CoalST\",MATCH(E1420&\"|\"&F1420,EIA_Units!$BK$6:$BK$22655,0),\"\")","v":""},{"$f":"IF(O1420=\"\",\"\",INDEX(EIA_Units!P1420:'EIA_Units'!$P$6:$P$22655,O1420))","v":""},""]
[null,"Exclude","TN","Allen Steam Plant",3393,"G20","NG","GT",59.6,null,"Electric Utility","N","Low utilization CT",null,{"$f":"IF(B1421=\"CoalST\",MATCH(E1421&\"|\"&F1421,EIA_Units!$BK$6:$BK$22655,0),\"\")","v":""},{"$f":"IF(O1421=\"\",\"\",INDEX(EIA_Units!P1421:'EIA_Units'!$P$6:$P$22655,O1421))","v":""},""]
[null,"Exclude","GA","McIntosh",6124,"CT2","NG","GT",101.3,null,"Electric Utility","N","Low utilization CT",null,{"$f":"IF(B1422=\"CoalST\",MATCH(E1422&\"|\"&F1422,EIA_Units!$BK$6:$BK$22655,0),\"\")","v":""},{"$f":"IF(O1422=\"\",\"\",INDEX(EIA_Units!P1422:'EIA_Units'!$P$6:$P$22655,O1422))","v":""},""]
[null,"EXCLUDE","UT","US Magnesium",58191,"GT1","NG","GT",16,null,"Industrial Non-CHP","N","Simple Cycle Turbine (PRMVR=GT or OT) unit under 25MW",null,{"$f":"IF(B1423=\"CoalST\",MATCH(E1423&\"|\"&F1423,EIA_Units!$BK$6:$BK$22655,0),\"\")","v":""},{"$f":"IF(O1423=\"\",\"\",INDEX(EIA_Units!P1423:'EIA_Units'!$P$6:$P$22655,O1423))","v":""},""]
[null,"EXCLUDE","UT","US Magnesium",58191,"GT2","NG","GT",16,null,"Industrial Non-CHP","N","Simple Cycle Turbine (PRMVR=GT or OT) unit under 25MW",null,{"$f":"IF(B1424=\"CoalST\",MATCH(E1424&\"|\"&F1424,EIA_Units!$BK$6:$BK$22655,0),\"\")","v":""},{"$f":"IF(O1424=\"\",\"\",INDEX(EIA_Units!P1424:'EIA_Units'!$P$6:$P$22655,O1424))","v":""},""]
[null,"EXCLUDE","UT","US Magnesium",58191,"GT3","NG","GT",16,null,"Industrial Non-CHP","N","Simple Cycle Turbine (PRMVR=GT or OT) unit under 25MW",null,{"$f":"IF(B1425=\"CoalST\",MATCH(E1425&\"|\"&F1425,EIA_Units!$BK$6:$BK$22655,0),\"\")","v":""},{"$f":"IF(O1425=\"\",\"\",INDEX(EIA_Units!P1425:'EIA_Units'!$P$6:$P$22655,O1425))","v":""},""]
[null,"Exclude","MO","Northeast",2081,"17","DFO","GT",64,null,"Electric Utility","N","Low utilization CT",null,{"$f":"IF(B1426=\"CoalST\",MATCH(E1426&\"|\"&F1426,EIA_Units!$BK$6:$BK$22655,0),\"\")","v":""},{"$f":"IF(O1426=\"\",\"\",INDEX(EIA_Units!P1426:'EIA_Units'!$P$6:$P$22655,O1426))","v":""},""]
[null,"EXCLUDE","FL","Cutrale Citrus Juices USA II",10188,"GEN4","NG","CC",3.5,null,"Industrial CHP","Y","Combined Cycle (PRMVR=CC) unit under 25MW",null,{"$f":"IF(B1427=\"CoalST\",MATCH(E1427&\"|\"&F1427,EIA_Units!$BK$6:$BK$22655,0),\"\")","v":""},{"$f":"IF(O1427=\"\",\"\",INDEX(EIA_Units!P1427:'EIA_Units'!$P$6:$P$22655,O1427))","v":""},""]
[null,"EXCLUDE","FL","Cutrale Citrus Juices USA II",10188,"GEN5","NG","CC",3.5,null,"Industrial CHP","Y","Combined Cycle (PRMVR=CC) unit under 25MW",null,{"$f":"IF(B1428=\"CoalST\",MATCH(E1428&\"|\"&F1428,EIA_Units!$BK$6:$BK$22655,0),\"\")","v":""},{"$f":"IF(O1428=\"\",\"\",INDEX(EIA_Units!P1428:'EIA_Units'!$P$6:$P$22655,O1428))","v":""},""]
[null,"EXCLUDE","FL","Cutrale Citrus Juices USA II",10188,"GEN3","NG","CC",1.5,null,"Industrial CHP","Y","Combined Cycle (PRMVR=CC) unit under 25MW",null,{"$f":"IF(B1429=\"CoalST\",MATCH(E1429&\"|\"&F1429,EIA_Units!$BK$6:$BK$22655,0),\"\")","v":""},{"$f":"IF(O1429=\"\",\"\",INDEX(EIA_Units!P1429:'EIA_Units'!$P$6:$P$22655,O1429))","v":""},""]
[null,"EXCLUDE","FL","Cutrale Citrus Juices USA I",10020,"GEN2","NG","GT",3.5,null,"Industrial CHP","Y","Simple Cycle Turbine (PRMVR=GT or OT) unit under 25MW",null,{"$f":"IF(B1430=\"CoalST\",MATCH(E1430&\"|\"&F1430,EIA_Units!$BK$6:$BK$22655,0),\"\")","v":""},{"$f":"IF(O1430=\"\",\"\",INDEX(EIA_Units!P1430:'EIA_Units'!$P$6:$P$22655,O1430))","v":""},""]
[null,"OGST","TX","Powerlane Plant",4195,"ST2","NG","ST",25,null,"Electric Utility","N","",null,{"$f":"IF(B1431=\"CoalST\",MATCH(E1431&\"|\"&F1431,EIA_Units!$BK$6:$BK$22655,0),\"\")","v":""},{"$f":"IF(O1431=\"\",\"\",INDEX(EIA_Units!P1431:'EIA_Units'!$P$6:$P$22655,O1431))","v":""},""]
[null,"EXCLUDE","IN","ArcelorMittal Burns Harbor",10245,"GEN7","BFG","ST",63.2,null,"Industrial CHP","Y","Commercial/Industrial Unit",null,{"$f":"IF(B1432=\"CoalST\",MATCH(E1432&\"|\"&F1432,EIA_Units!$BK$6:$BK$22655,0),\"\")","v":""},{"$f":"IF(O1432=\"\",\"\",INDEX(EIA_Units!P1432:'EIA_Units'!$P$6:$P$22655,O1432))","v":""},""]
[null,"EXCLUDE","MO","Marshall",2144,"4","BIT","ST",6,null,"Electric Utility","N","Steam unit (PRMVR=ST) under 25MW/250 MMBtu/hr",null,{"$f":"IF(B1433=\"CoalST\",MATCH(E1433&\"|\"&F1433,EIA_Units!$BK$6:$BK$22655,0),\"\")","v":""},{"$f":"IF(O1433=\"\",\"\",INDEX(EIA_Units!P1433:'EIA_Units'!$P$6:$P$22655,O1433))","v":""},""]
[null,"EXCLUDE","TN","Opryland USA",55037,"GTO1","NG","GT",4.5,null,"Commercial CHP","Y","Simple Cycle Turbine (PRMVR=GT or OT) unit under 25MW",null,{"$f":"IF(B1434=\"CoalST\",MATCH(E1434&\"|\"&F1434,EIA_Units!$BK$6:$BK$22655,0),\"\")","v":""},{"$f":"IF(O1434=\"\",\"\",INDEX(EIA_Units!P1434:'EIA_Units'!$P$6:$P$22655,O1434))","v":""},""]
[null,"COALST","TN","Johnsonville",3406,"3","SUB","ST",125,null,"Electric Utility","Y","",null,{"$f":"IF(B1435=\"CoalST\",MATCH(E1435&\"|\"&F1435,EIA_Units!$BK$6:$BK$22655,0),\"\")","v":11439},{"$f":"IF(O1435=\"\",\"\",INDEX(EIA_Units!P1435:'EIA_Units'!$P$6:$P$22655,O1435))","v":1952},62]
[null,"COALST","MI","Eckert Station",1831,"3","SUB","ST",47,null,"Electric Utility","N","",null,{"$f":"IF(B1436=\"CoalST\",MATCH(E1436&\"|\"&F1436,EIA_Units!$BK$6:$BK$22655,0),\"\")","v":16793},{"$f":"IF(O1436=\"\",\"\",INDEX(EIA_Units!P1436:'EIA_Units'!$P$6:$P$22655,O1436))","v":1960},54]
[null,"EXCLUDE","HI","Kahului",6056,"1","RFO","ST",5,null,"Electric Utility","N","Steam unit (PRMVR=ST) under 25MW/250 MMBtu/hr",null,{"$f":"IF(B1437=\"CoalST\",MATCH(E1437&\"|\"&F1437,EIA_Units!$BK$6:$BK$22655,0),\"\")","v":""},{"$f":"IF(O1437=\"\",\"\",INDEX(EIA_Units!P1437:'EIA_Units'!$P$6:$P$22655,O1437))","v":""},""]
[null,"COALST","PA","John B Rich Memorial Power Station",10113,"GEN1","WC","ST",88.4,null,"IPP CHP","Y","",null,{"$f":"IF(B1438=\"CoalST\",MATCH(E1438&\"|\"&F1438,EIA_Units!$BK$6:$BK$22655,0),\"\")","v":4543},{"$f":"IF(O1438=\"\",\"\",INDEX(EIA_Units!P1438:'EIA_Units'!$P$6:$P$22655,O1438))","v":1988},26]
[null,"EXCLUDE","IA","Streeter Station",1131,"6","BIT","ST",16.5,null,"Electric Utility","N","Steam unit (PRMVR=ST) under 25MW/250 MMBtu/hr",null,{"$f":"IF(B1439=\"CoalST\",MATCH(E1439&\"|\"&F1439,EIA_Units!$BK$6:$BK$22655,0),\"\")","v":""},{"$f":"IF(O1439=\"\",\"\",INDEX(EIA_Units!P1439:'EIA_Units'!$P$6:$P$22655,O1439))","v":""},""]
[null,"Exclude","FL","Lauderdale",613,"18","NG","GT",34.200000000000003,null,"Electric Utility","N","Low utilization CT",null,{"$f":"IF(B1440=\"CoalST\",MATCH(E1440&\"|\"&F1440,EIA_Units!$BK$6:$BK$22655,0),\"\")","v":""},{"$f":"IF(O1440=\"\",\"\",INDEX(EIA_Units!P1440:'EIA_Units'!$P$6:$P$22655,O1440))","v":""},""]
[null,"Exclude","FL","Lauderdale",613,"1","NG","GT",34.200000000000003,null,"Electric Utility","N","Low utilization CT",null,{"$f":"IF(B1441=\"CoalST\",MATCH(E1441&\"|\"&F1441,EIA_Units!$BK$6:$BK$22655,0),\"\")","v":""},{"$f":"IF(O1441=\"\",\"\",INDEX(EIA_Units!P1441:'EIA_Units'!$P$6:$P$22655,O1441))","v":""},""]
[null,"EXCLUDE","IA","Burlington",1104,"GT1","NG","GT",19.7,null,"Electric Utility","N","Simple Cycle Turbine (PRMVR=GT or OT) unit under 25MW",null,{"$f":"IF(B1442=\"CoalST\",MATCH(E1442&\"|\"&F1442,EIA_Units!$BK$6:$BK$22655,0),\"\")","v":""},{"$f":"IF(O1442=\"\",\"\",INDEX(EIA_Units!P1442:'EIA_Units'!$P$6:$P$22655,O1442))","v":""},""]
[null,"EXCLUDE","IA","Burlington",1104,"GT2","NG","GT",19.7,null,"Electric Utility","N","Simple Cycle Turbine (PRMVR=GT or OT) unit under 25MW",null,{"$f":"IF(B1443=\"CoalST\",MATCH(E1443&\"|\"&F1443,EIA_Units!$BK$6:$BK$22655,0),\"\")","v":""},{"$f":"IF(O1443=\"\",\"\",INDEX(EIA_Units!P1443:'EIA_Units'!$P$6:$P$22655,O1443))","v":""},""]
[null,"EXCLUDE","IA","Burlington",1104,"GT3","NG","GT",19.7,null,"Electric Utility","N","Simple Cycle Turbine (PRMVR=GT or OT) unit under 25MW",null,{"$f":"IF(B1444=\"CoalST\",MATCH(E1444&\"|\"&F1444,EIA_Units!$BK$6:$BK$22655,0),\"\")","v":""},{"$f":"IF(O1444=\"\",\"\",INDEX(EIA_Units!P1444:'EIA_Units'!$P$6:$P$22655,O1444))","v":""},""]
[null,"EXCLUDE","IA","Burlington",1104,"GT4","NG","GT",19.7,null,"Electric Utility","N","Simple Cycle Turbine (PRMVR=GT or OT) unit under 25MW",null,{"$f":"IF(B1445=\"CoalST\",MATCH(E1445&\"|\"&F1445,EIA_Units!$BK$6:$BK$22655,0),\"\")","v":""},{"$f":"IF(O1445=\"\",\"\",INDEX(EIA_Units!P1445:'EIA_Units'!$P$6:$P$22655,O1445))","v":""},""]
[null,"COALST","WI","Edgewater",4050,"3","SUB","ST",60,null,"Electric Utility","N","",null,{"$f":"IF(B1446=\"CoalST\",MATCH(E1446&\"|\"&F1446,EIA_Units!$BK$6:$BK$22655,0),\"\")","v":12957},{"$f":"IF(O1446=\"\",\"\",INDEX(EIA_Units!P1446:'EIA_Units'!$P$6:$P$22655,O1446))","v":1951},63]
[null,"OGST","HI","Honolulu",764,"H9","RFO","ST",54.4,null,"Electric Utility","N","",null,{"$f":"IF(B1447=\"CoalST\",MATCH(E1447&\"|\"&F1447,EIA_Units!$BK$6:$BK$22655,0),\"\")","v":""},{"$f":"IF(O1447=\"\",\"\",INDEX(EIA_Units!P1447:'EIA_Units'!$P$6:$P$22655,O1447))","v":""},""]
[null,"COALST","IL","Marion",976,"2","BIT","ST",33,null,"Electric Utility","N","",null,{"$f":"IF(B1448=\"CoalST\",MATCH(E1448&\"|\"&F1448,EIA_Units!$BK$6:$BK$22655,0),\"\")","v":10781},{"$f":"IF(O1448=\"\",\"\",INDEX(EIA_Units!P1448:'EIA_Units'!$P$6:$P$22655,O1448))","v":1963},51]
[null,"COALST","IL","Marion",976,"3","BIT","ST",33,null,"Electric Utility","N","",null,{"$f":"IF(B1449=\"CoalST\",MATCH(E1449&\"|\"&F1449,EIA_Units!$BK$6:$BK$22655,0),\"\")","v":10782},{"$f":"IF(O1449=\"\",\"\",INDEX(EIA_Units!P1449:'EIA_Units'!$P$6:$P$22655,O1449))","v":1963},51]
[null,"COALST","IA","Walter Scott Jr Energy Center",1082,"1","SUB","ST",49,null,"Electric Utility","N","",null,{"$f":"IF(B1450=\"CoalST\",MATCH(E1450&\"|\"&F1450,EIA_Units!$BK$6:$BK$22655,0),\"\")","v":6923},{"$f":"IF(O1450=\"\",\"\",INDEX(EIA_Units!P1450:'EIA_Units'!$P$6:$P$22655,O1450))","v":1954},60]
[null,"COALST","IL","Marion",976,"4","BIT","ST",173,null,"Electric Utility","N","",null,{"$f":"IF(B1451=\"CoalST\",MATCH(E1451&\"|\"&F1451,EIA_Units!$BK$6:$BK$22655,0),\"\")","v":10783},{"$f":"IF(O1451=\"\",\"\",INDEX(EIA_Units!P1451:'EIA_Units'!$P$6:$P$22655,O1451))","v":1978},36]
[null,"COALST","IL","Marion",976,"1","BIT","ST",33,null,"Electric Utility","N","",null,{"$f":"IF(B1452=\"CoalST\",MATCH(E1452&\"|\"&F1452,EIA_Units!$BK$6:$BK$22655,0),\"\")","v":10780},{"$f":"IF(O1452=\"\",\"\",INDEX(EIA_Units!P1452:'EIA_Units'!$P$6:$P$22655,O1452))","v":1963},51]
[null,"EXCLUDE","IA","Pella",1175,"5","SUB","ST",11.5,null,"Electric Utility","N","Steam unit (PRMVR=ST) under 25MW/250 MMBtu/hr",null,{"$f":"IF(B1453=\"CoalST\",MATCH(E1453&\"|\"&F1453,EIA_Units!$BK$6:$BK$22655,0),\"\")","v":""},{"$f":"IF(O1453=\"\",\"\",INDEX(EIA_Units!P1453:'EIA_Units'!$P$6:$P$22655,O1453))","v":""},""]
[null,"COALST","TN","Johnsonville",3406,"4","SUB","ST",125,null,"Electric Utility","Y","",null,{"$f":"IF(B1454=\"CoalST\",MATCH(E1454&\"|\"&F1454,EIA_Units!$BK$6:$BK$22655,0),\"\")","v":11440},{"$f":"IF(O1454=\"\",\"\",INDEX(EIA_Units!P1454:'EIA_Units'!$P$6:$P$22655,O1454))","v":1952},62]
[null,"EXCLUDE","NC","DSM Pharmaceuticals",54887,"GEN1","DFO","GT",4,null,"Industrial CHP","Y","Simple Cycle Turbine (PRMVR=GT or OT) unit under 25MW",null,{"$f":"IF(B1455=\"CoalST\",MATCH(E1455&\"|\"&F1455,EIA_Units!$BK$6:$BK$22655,0),\"\")","v":""},{"$f":"IF(O1455=\"\",\"\",INDEX(EIA_Units!P1455:'EIA_Units'!$P$6:$P$22655,O1455))","v":""},""]
[null,"COALST","CA","Stockton Cogen",10640,"GEN1","BIT","ST",60,null,"IPP CHP","Y","",null,{"$f":"IF(B1456=\"CoalST\",MATCH(E1456&\"|\"&F1456,EIA_Units!$BK$6:$BK$22655,0),\"\")","v":373},{"$f":"IF(O1456=\"\",\"\",INDEX(EIA_Units!P1456:'EIA_Units'!$P$6:$P$22655,O1456))","v":1988},26]
[null,"EXCLUDE","CA","Wilbur East Power Plant",10370,"GEN1","PC","ST",20.5,null,"IPP Non-CHP","N","Steam unit (PRMVR=ST) under 25MW/250 MMBtu/hr",null,{"$f":"IF(B1457=\"CoalST\",MATCH(E1457&\"|\"&F1457,EIA_Units!$BK$6:$BK$22655,0),\"\")","v":""},{"$f":"IF(O1457=\"\",\"\",INDEX(EIA_Units!P1457:'EIA_Units'!$P$6:$P$22655,O1457))","v":""},""]
[null,"EXCLUDE","MI","James De Young",1830,"3","BIT","ST",11.5,null,"Electric Utility","N","Steam unit (PRMVR=ST) under 25MW/250 MMBtu/hr",null,{"$f":"IF(B1458=\"CoalST\",MATCH(E1458&\"|\"&F1458,EIA_Units!$BK$6:$BK$22655,0),\"\")","v":""},{"$f":"IF(O1458=\"\",\"\",INDEX(EIA_Units!P1458:'EIA_Units'!$P$6:$P$22655,O1458))","v":""},""]
[null,"EXCLUDE","NE","Don Henry",2243,"1","NG","GT",22,null,"Electric Utility","N","Simple Cycle Turbine (PRMVR=GT or OT) unit under 25MW",null,{"$f":"IF(B1459=\"CoalST\",MATCH(E1459&\"|\"&F1459,EIA_Units!$BK$6:$BK$22655,0),\"\")","v":""},{"$f":"IF(O1459=\"\",\"\",INDEX(EIA_Units!P1459:'EIA_Units'!$P$6:$P$22655,O1459))","v":""},""]
[null,"EXCLUDE","CA","Nichols Road Power Plant",10371,"GEN1","PC","ST",20.5,null,"IPP Non-CHP","N","Steam unit (PRMVR=ST) under 25MW/250 MMBtu/hr",null,{"$f":"IF(B1460=\"CoalST\",MATCH(E1460&\"|\"&F1460,EIA_Units!$BK$6:$BK$22655,0),\"\")","v":""},{"$f":"IF(O1460=\"\",\"\",INDEX(EIA_Units!P1460:'EIA_Units'!$P$6:$P$22655,O1460))","v":""},""]
[null,"Exclude","AL","Greene County",10,"GT3","NG","GT",80,null,"Electric Utility","N","Low utilization CT",null,{"$f":"IF(B1461=\"CoalST\",MATCH(E1461&\"|\"&F1461,EIA_Units!$BK$6:$BK$22655,0),\"\")","v":""},{"$f":"IF(O1461=\"\",\"\",INDEX(EIA_Units!P1461:'EIA_Units'!$P$6:$P$22655,O1461))","v":""},""]
[null,"OGST","MA","Canal",1599,"1","RFO","ST",585,null,"Electric Utility/IPP Non-CHP","N","",null,{"$f":"IF(B1462=\"CoalST\",MATCH(E1462&\"|\"&F1462,EIA_Units!$BK$6:$BK$22655,0),\"\")","v":""},{"$f":"IF(O1462=\"\",\"\",INDEX(EIA_Units!P1462:'EIA_Units'!$P$6:$P$22655,O1462))","v":""},""]
[null,"EXCLUDE","MO","James River Power Station",2161,"1","SUB","ST",22,null,"Electric Utility","N","Steam unit (PRMVR=ST) under 25MW/250 MMBtu/hr",null,{"$f":"IF(B1463=\"CoalST\",MATCH(E1463&\"|\"&F1463,EIA_Units!$BK$6:$BK$22655,0),\"\")","v":""},{"$f":"IF(O1463=\"\",\"\",INDEX(EIA_Units!P1463:'EIA_Units'!$P$6:$P$22655,O1463))","v":""},""]
[null,"COALST","TN","Johnsonville",3406,"1","SUB","ST",125,null,"Electric Utility","Y","",null,{"$f":"IF(B1464=\"CoalST\",MATCH(E1464&\"|\"&F1464,EIA_Units!$BK$6:$BK$22655,0),\"\")","v":11436},{"$f":"IF(O1464=\"\",\"\",INDEX(EIA_Units!P1464:'EIA_Units'!$P$6:$P$22655,O1464))","v":1951},63]
[null,"EXCLUDE","MN","Austin Downtown",1960,"5","NG","GT",6,null,"Electric Utility","N","Simple Cycle Turbine (PRMVR=GT or OT) unit under 25MW",null,{"$f":"IF(B1465=\"CoalST\",MATCH(E1465&\"|\"&F1465,EIA_Units!$BK$6:$BK$22655,0),\"\")","v":""},{"$f":"IF(O1465=\"\",\"\",INDEX(EIA_Units!P1465:'EIA_Units'!$P$6:$P$22655,O1465))","v":""},""]
[null,"EXCLUDE","VA","Low Moor",3799,"GT1","DFO","GT",20.7,null,"Electric Utility","N","Simple Cycle Turbine (PRMVR=GT or OT) unit under 25MW",null,{"$f":"IF(B1466=\"CoalST\",MATCH(E1466&\"|\"&F1466,EIA_Units!$BK$6:$BK$22655,0),\"\")","v":""},{"$f":"IF(O1466=\"\",\"\",INDEX(EIA_Units!P1466:'EIA_Units'!$P$6:$P$22655,O1466))","v":""},""]
[null,"EXCLUDE","VA","Low Moor",3799,"GT2","DFO","GT",20.7,null,"Electric Utility","N","Simple Cycle Turbine (PRMVR=GT or OT) unit under 25MW",null,{"$f":"IF(B1467=\"CoalST\",MATCH(E1467&\"|\"&F1467,EIA_Units!$BK$6:$BK$22655,0),\"\")","v":""},{"$f":"IF(O1467=\"\",\"\",INDEX(EIA_Units!P1467:'EIA_Units'!$P$6:$P$22655,O1467))","v":""},""]
[null,"EXCLUDE","VA","Low Moor",3799,"GT3","DFO","GT",20.7,null,"Electric Utility","N","Simple Cycle Turbine (PRMVR=GT or OT) unit under 25MW",null,{"$f":"IF(B1468=\"CoalST\",MATCH(E1468&\"|\"&F1468,EIA_Units!$BK$6:$BK$22655,0),\"\")","v":""},{"$f":"IF(O1468=\"\",\"\",INDEX(EIA_Units!P1468:'EIA_Units'!$P$6:$P$22655,O1468))","v":""},""]
[null,"EXCLUDE","VA","Low Moor",3799,"GT4","DFO","GT",20.7,null,"Electric Utility","N","Simple Cycle Turbine (PRMVR=GT or OT) unit under 25MW",null,{"$f":"IF(B1469=\"CoalST\",MATCH(E1469&\"|\"&F1469,EIA_Units!$BK$6:$BK$22655,0),\"\")","v":""},{"$f":"IF(O1469=\"\",\"\",INDEX(EIA_Units!P1469:'EIA_Units'!$P$6:$P$22655,O1469))","v":""},""]
[null,"COALST","CO","Cherokee",469,"1","BIT","ST",125,null,"Electric Utility","N","",null,{"$f":"IF(B1470=\"CoalST\",MATCH(E1470&\"|\"&F1470,EIA_Units!$BK$6:$BK$22655,0),\"\")","v":20550},{"$f":"IF(O1470=\"\",\"\",INDEX(EIA_Units!P1470:'EIA_Units'!$P$6:$P$22655,O1470))","v":1957},57]
[null,"EXCLUDE","HI","H Power",10334,"GEN2","MSB","ST",33.6,null,"Commercial Non-CHP","N","Non Fossil fuel type",null,{"$f":"IF(B1471=\"CoalST\",MATCH(E1471&\"|\"&F1471,EIA_Units!$BK$6:$BK$22655,0),\"\")","v":""},{"$f":"IF(O1471=\"\",\"\",INDEX(EIA_Units!P1471:'EIA_Units'!$P$6:$P$22655,O1471))","v":""},""]
[null,"EXCLUDE","TX","Mont Belvieu Cogeneration Unit",57322,"GT01","NG","GT",15,null,"Industrial CHP","Y","Simple Cycle Turbine (PRMVR=GT or OT) unit under 25MW",null,{"$f":"IF(B1472=\"CoalST\",MATCH(E1472&\"|\"&F1472,EIA_Units!$BK$6:$BK$22655,0),\"\")","v":""},{"$f":"IF(O1472=\"\",\"\",INDEX(EIA_Units!P1472:'EIA_Units'!$P$6:$P$22655,O1472))","v":""},""]
[null,"EXCLUDE","GA","Crisp Plant",753,"1","BIT","ST",12.5,null,"Electric Utility","N","Steam unit (PRMVR=ST) under 25MW/250 MMBtu/hr",null,{"$f":"IF(B1473=\"CoalST\",MATCH(E1473&\"|\"&F1473,EIA_Units!$BK$6:$BK$22655,0),\"\")","v":""},{"$f":"IF(O1473=\"\",\"\",INDEX(EIA_Units!P1473:'EIA_Units'!$P$6:$P$22655,O1473))","v":""},""]
[null,"Exclude","FL","Lauderdale",613,"9","NG","GT",34.200000000000003,null,"Electric Utility","N","Low utilization CT",null,{"$f":"IF(B1474=\"CoalST\",MATCH(E1474&\"|\"&F1474,EIA_Units!$BK$6:$BK$22655,0),\"\")","v":""},{"$f":"IF(O1474=\"\",\"\",INDEX(EIA_Units!P1474:'EIA_Units'!$P$6:$P$22655,O1474))","v":""},""]
[null,"EXCLUDE","HI","H Power",10334,"GEN1","MSB","ST",63.7,null,"Commercial Non-CHP","N","Non Fossil fuel type",null,{"$f":"IF(B1475=\"CoalST\",MATCH(E1475&\"|\"&F1475,EIA_Units!$BK$6:$BK$22655,0),\"\")","v":""},{"$f":"IF(O1475=\"\",\"\",INDEX(EIA_Units!P1475:'EIA_Units'!$P$6:$P$22655,O1475))","v":""},""]
[null,"EXCLUDE","NE","Lon Wright",2240,"6","SUB","ST",16.5,null,"Electric Utility","N","Steam unit (PRMVR=ST) under 25MW/250 MMBtu/hr",null,{"$f":"IF(B1476=\"CoalST\",MATCH(E1476&\"|\"&F1476,EIA_Units!$BK$6:$BK$22655,0),\"\")","v":""},{"$f":"IF(O1476=\"\",\"\",INDEX(EIA_Units!P1476:'EIA_Units'!$P$6:$P$22655,O1476))","v":""},""]
[null,"OGST","IA","Sutherland",1077,"1","NG","ST",37.5,null,"Electric Utility","N","",null,{"$f":"IF(B1477=\"CoalST\",MATCH(E1477&\"|\"&F1477,EIA_Units!$BK$6:$BK$22655,0),\"\")","v":""},{"$f":"IF(O1477=\"\",\"\",INDEX(EIA_Units!P1477:'EIA_Units'!$P$6:$P$22655,O1477))","v":""},""]
[null,"Exclude","VA","Commonwealth Chesapeake",55381,"UNT1","DFO","GT",57.5,null,"Electric Utility/IPP Non-CHP","N","Low utilization CT",null,{"$f":"IF(B1478=\"CoalST\",MATCH(E1478&\"|\"&F1478,EIA_Units!$BK$6:$BK$22655,0),\"\")","v":""},{"$f":"IF(O1478=\"\",\"\",INDEX(EIA_Units!P1478:'EIA_Units'!$P$6:$P$22655,O1478))","v":""},""]
[null,"COALST","VA","Mecklenburg Power Station",52007,"GEN1","BIT","ST",69.900000000000006,null,"Electric Utility","N","",null,{"$f":"IF(B1479=\"CoalST\",MATCH(E1479&\"|\"&F1479,EIA_Units!$BK$6:$BK$22655,0),\"\")","v":12554},{"$f":"IF(O1479=\"\",\"\",INDEX(EIA_Units!P1479:'EIA_Units'!$P$6:$P$22655,O1479))","v":1992},{"$f":"IF(O1479=\"\",\"\",2014-P1479)","v":22}]
[null,"Exclude","KY","E W Brown",1355,"7","NG","GT",176.8,null,"Electric Utility","N","Low utilization CT",null,{"$f":"IF(B1480=\"CoalST\",MATCH(E1480&\"|\"&F1480,EIA_Units!$BK$6:$BK$22655,0),\"\")","v":""},{"$f":"IF(O1480=\"\",\"\",INDEX(EIA_Units!P1480:'EIA_Units'!$P$6:$P$22655,O1480))","v":""},""]
[null,"EXCLUDE","MN","Silver Bay Power",10849,"GEN1","SUB","ST",50,null,"Industrial CHP","Y","Commercial/Industrial Unit",null,{"$f":"IF(B1481=\"CoalST\",MATCH(E1481&\"|\"&F1481,EIA_Units!$BK$6:$BK$22655,0),\"\")","v":""},{"$f":"IF(O1481=\"\",\"\",INDEX(EIA_Units!P1481:'EIA_Units'!$P$6:$P$22655,O1481))","v":""},""]
[null,"EXCLUDE","NY","Hudson Avenue",2496,"4","KER","GT",16.3,null,"Electric Utility","N","Simple Cycle Turbine (PRMVR=GT or OT) unit under 25MW",null,{"$f":"IF(B1482=\"CoalST\",MATCH(E1482&\"|\"&F1482,EIA_Units!$BK$6:$BK$22655,0),\"\")","v":""},{"$f":"IF(O1482=\"\",\"\",INDEX(EIA_Units!P1482:'EIA_Units'!$P$6:$P$22655,O1482))","v":""},""]
[null,"EXCLUDE","NY","Hudson Avenue",2496,"GT3","KER","GT",16.3,null,"Electric Utility","N","Simple Cycle Turbine (PRMVR=GT or OT) unit under 25MW",null,{"$f":"IF(B1483=\"CoalST\",MATCH(E1483&\"|\"&F1483,EIA_Units!$BK$6:$BK$22655,0),\"\")","v":""},{"$f":"IF(O1483=\"\",\"\",INDEX(EIA_Units!P1483:'EIA_Units'!$P$6:$P$22655,O1483))","v":""},""]
[null,"EXCLUDE","NY","Hudson Avenue",2496,"GT5","KER","GT",16.3,null,"Electric Utility","N","Simple Cycle Turbine (PRMVR=GT or OT) unit under 25MW",null,{"$f":"IF(B1484=\"CoalST\",MATCH(E1484&\"|\"&F1484,EIA_Units!$BK$6:$BK$22655,0),\"\")","v":""},{"$f":"IF(O1484=\"\",\"\",INDEX(EIA_Units!P1484:'EIA_Units'!$P$6:$P$22655,O1484))","v":""},""]
[null,"EXCLUDE","HI","Port Allen",6474,"ST1","DFO","CC",10,null,"Electric Utility","N","Combined Cycle (PRMVR=CC) unit under 25MW",null,{"$f":"IF(B1485=\"CoalST\",MATCH(E1485&\"|\"&F1485,EIA_Units!$BK$6:$BK$22655,0),\"\")","v":""},{"$f":"IF(O1485=\"\",\"\",INDEX(EIA_Units!P1485:'EIA_Units'!$P$6:$P$22655,O1485))","v":""},""]
[null,"EXCLUDE","HI","Port Allen",6474,"GT1","DFO","CC",19.2,null,"Electric Utility","N","Combined Cycle (PRMVR=CC) unit under 25MW",null,{"$f":"IF(B1486=\"CoalST\",MATCH(E1486&\"|\"&F1486,EIA_Units!$BK$6:$BK$22655,0),\"\")","v":""},{"$f":"IF(O1486=\"\",\"\",INDEX(EIA_Units!P1486:'EIA_Units'!$P$6:$P$22655,O1486))","v":""},""]
[null,"EXCLUDE","HI","Port Allen",6474,"GT2","DFO","CC",23.8,null,"Electric Utility","N","Combined Cycle (PRMVR=CC) unit under 25MW",null,{"$f":"IF(B1487=\"CoalST\",MATCH(E1487&\"|\"&F1487,EIA_Units!$BK$6:$BK$22655,0),\"\")","v":""},{"$f":"IF(O1487=\"\",\"\",INDEX(EIA_Units!P1487:'EIA_Units'!$P$6:$P$22655,O1487))","v":""},""]
[null,"COALST","IA","Prairie Creek",1073,"4","SUB","ST",148.80000000000001,null,"Electric Utility","Y","",null,{"$f":"IF(B1488=\"CoalST\",MATCH(E1488&\"|\"&F1488,EIA_Units!$BK$6:$BK$22655,0),\"\")","v":5609},{"$f":"IF(O1488=\"\",\"\",INDEX(EIA_Units!P1488:'EIA_Units'!$P$6:$P$22655,O1488))","v":1967},47]
[null,"COALST","OH","Walter C Beckjord",2830,"3","BIT","ST",125,null,"Electric Utility","N","",null,{"$f":"IF(B1489=\"CoalST\",MATCH(E1489&\"|\"&F1489,EIA_Units!$BK$6:$BK$22655,0),\"\")","v":1927},{"$f":"IF(O1489=\"\",\"\",INDEX(EIA_Units!P1489:'EIA_Units'!$P$6:$P$22655,O1489))","v":1954},60]
[null,"Exclude","IL","Factory",8016,"1","DFO","GT",26.6,null,"Electric Utility","N","Low utilization CT",null,{"$f":"IF(B1490=\"CoalST\",MATCH(E1490&\"|\"&F1490,EIA_Units!$BK$6:$BK$22655,0),\"\")","v":""},{"$f":"IF(O1490=\"\",\"\",INDEX(EIA_Units!P1490:'EIA_Units'!$P$6:$P$22655,O1490))","v":""},""]
[null,"COALST","MN","Taconite Harbor Energy Center",10075,"GEN1","SUB","ST",84,null,"Electric Utility","N","",null,{"$f":"IF(B1491=\"CoalST\",MATCH(E1491&\"|\"&F1491,EIA_Units!$BK$6:$BK$22655,0),\"\")","v":7227},{"$f":"IF(O1491=\"\",\"\",INDEX(EIA_Units!P1491:'EIA_Units'!$P$6:$P$22655,O1491))","v":1957},57]
[null,"EXCLUDE","NC","Craven County Wood Energy LP",10525,"1UNI","WDS","ST",50,null,"Electric Utility/IPP Non-CHP","N","Non Fossil fuel type",null,{"$f":"IF(B1492=\"CoalST\",MATCH(E1492&\"|\"&F1492,EIA_Units!$BK$6:$BK$22655,0),\"\")","v":""},{"$f":"IF(O1492=\"\",\"\",INDEX(EIA_Units!P1492:'EIA_Units'!$P$6:$P$22655,O1492))","v":""},""]
[null,"EXCLUDE","PA","PPL Martins Creek LLC Williamsport",3155,"CTG1","DFO","GT",16,null,"IPP Non-CHP","N","Simple Cycle Turbine (PRMVR=GT or OT) unit under 25MW",null,{"$f":"IF(B1493=\"CoalST\",MATCH(E1493&\"|\"&F1493,EIA_Units!$BK$6:$BK$22655,0),\"\")","v":""},{"$f":"IF(O1493=\"\",\"\",INDEX(EIA_Units!P1493:'EIA_Units'!$P$6:$P$22655,O1493))","v":""},""]
[null,"EXCLUDE","PA","PPL Martins Creek LLC Williamsport",3155,"CTG2","DFO","GT",16,null,"IPP Non-CHP","N","Simple Cycle Turbine (PRMVR=GT or OT) unit under 25MW",null,{"$f":"IF(B1494=\"CoalST\",MATCH(E1494&\"|\"&F1494,EIA_Units!$BK$6:$BK$22655,0),\"\")","v":""},{"$f":"IF(O1494=\"\",\"\",INDEX(EIA_Units!P1494:'EIA_Units'!$P$6:$P$22655,O1494))","v":""},""]
[null,"EXCLUDE","NY","Starrett City Cogen Facility",50743,"GEN1","NG","ST",6,null,"Commercial CHP","Y","Steam unit (PRMVR=ST) under 25MW/250 MMBtu/hr",null,{"$f":"IF(B1495=\"CoalST\",MATCH(E1495&\"|\"&F1495,EIA_Units!$BK$6:$BK$22655,0),\"\")","v":""},{"$f":"IF(O1495=\"\",\"\",INDEX(EIA_Units!P1495:'EIA_Units'!$P$6:$P$22655,O1495))","v":""},""]
[null,"EXCLUDE","NY","Starrett City Cogen Facility",50743,"GEN2","NG","ST",6,null,"Commercial CHP","Y","Steam unit (PRMVR=ST) under 25MW/250 MMBtu/hr",null,{"$f":"IF(B1496=\"CoalST\",MATCH(E1496&\"|\"&F1496,EIA_Units!$BK$6:$BK$22655,0),\"\")","v":""},{"$f":"IF(O1496=\"\",\"\",INDEX(EIA_Units!P1496:'EIA_Units'!$P$6:$P$22655,O1496))","v":""},""]
[null,"EXCLUDE","MN","St Paul Cogeneration",56643,"1","WDS","ST",37,null,"IPP CHP","Y","Non Fossil fuel type",null,{"$f":"IF(B1497=\"CoalST\",MATCH(E1497&\"|\"&F1497,EIA_Units!$BK$6:$BK$22655,0),\"\")","v":""},{"$f":"IF(O1497=\"\",\"\",INDEX(EIA_Units!P1497:'EIA_Units'!$P$6:$P$22655,O1497))","v":""},""]
[null,"COALST","VA","Glen Lyn",3776,"5","BIT","ST",100,null,"Electric Utility","N","",null,{"$f":"IF(B1498=\"CoalST\",MATCH(E1498&\"|\"&F1498,EIA_Units!$BK$6:$BK$22655,0),\"\")","v":525},{"$f":"IF(O1498=\"\",\"\",INDEX(EIA_Units!P1498:'EIA_Units'!$P$6:$P$22655,O1498))","v":1944},70]
[null,"Exclude","KS","Garden City",1336,"S4","NG","GT",71.2,null,"Electric Utility","N","Low utilization CT",null,{"$f":"IF(B1499=\"CoalST\",MATCH(E1499&\"|\"&F1499,EIA_Units!$BK$6:$BK$22655,0),\"\")","v":""},{"$f":"IF(O1499=\"\",\"\",INDEX(EIA_Units!P1499:'EIA_Units'!$P$6:$P$22655,O1499))","v":""},""]
[null,"Exclude","KS","Garden City",1336,"S5","NG","GT",71.2,null,"Electric Utility","N","Low utilization CT",null,{"$f":"IF(B1500=\"CoalST\",MATCH(E1500&\"|\"&F1500,EIA_Units!$BK$6:$BK$22655,0),\"\")","v":""},{"$f":"IF(O1500=\"\",\"\",INDEX(EIA_Units!P1500:'EIA_Units'!$P$6:$P$22655,O1500))","v":""},""]
[null,"EXCLUDE","KS","Garden City",1336,"S3","NG","GT",16,null,"Electric Utility","N","Simple Cycle Turbine (PRMVR=GT or OT) unit under 25MW",null,{"$f":"IF(B1501=\"CoalST\",MATCH(E1501&\"|\"&F1501,EIA_Units!$BK$6:$BK$22655,0),\"\")","v":""},{"$f":"IF(O1501=\"\",\"\",INDEX(EIA_Units!P1501:'EIA_Units'!$P$6:$P$22655,O1501))","v":""},""]
[null,"COALST","MI","Eckert Station",1831,"5","SUB","ST",80,null,"Electric Utility","N","",null,{"$f":"IF(B1502=\"CoalST\",MATCH(E1502&\"|\"&F1502,EIA_Units!$BK$6:$BK$22655,0),\"\")","v":16795},{"$f":"IF(O1502=\"\",\"\",INDEX(EIA_Units!P1502:'EIA_Units'!$P$6:$P$22655,O1502))","v":1968},46]
[null,"COALST","OH","FirstEnergy Bay Shore",2878,"3","SUB","ST",140.6,null,"Electric Utility/IPP Non-CHP","N","",null,{"$f":"IF(B1503=\"CoalST\",MATCH(E1503&\"|\"&F1503,EIA_Units!$BK$6:$BK$22655,0),\"\")","v":19622},{"$f":"IF(O1503=\"\",\"\",INDEX(EIA_Units!P1503:'EIA_Units'!$P$6:$P$22655,O1503))","v":1963},51]
[null,"COALST","MD","C P Crane",1552,"2","SUB","ST",209.4,null,"Electric Utility/IPP Non-CHP","N","",null,{"$f":"IF(B1504=\"CoalST\",MATCH(E1504&\"|\"&F1504,EIA_Units!$BK$6:$BK$22655,0),\"\")","v":18788},{"$f":"IF(O1504=\"\",\"\",INDEX(EIA_Units!P1504:'EIA_Units'!$P$6:$P$22655,O1504))","v":1963},51]
[null,"Exclude","MD","Morgantown Generating Plant",1573,"3","DFO","GT",65,null,"Electric Utility/IPP Non-CHP","N","Low utilization CT",null,{"$f":"IF(B1505=\"CoalST\",MATCH(E1505&\"|\"&F1505,EIA_Units!$BK$6:$BK$22655,0),\"\")","v":""},{"$f":"IF(O1505=\"\",\"\",INDEX(EIA_Units!P1505:'EIA_Units'!$P$6:$P$22655,O1505))","v":""},""]
[null,"Exclude","MD","Morgantown Generating Plant",1573,"4","DFO","GT",65,null,"Electric Utility/IPP Non-CHP","N","Low utilization CT",null,{"$f":"IF(B1506=\"CoalST\",MATCH(E1506&\"|\"&F1506,EIA_Units!$BK$6:$BK$22655,0),\"\")","v":""},{"$f":"IF(O1506=\"\",\"\",INDEX(EIA_Units!P1506:'EIA_Units'!$P$6:$P$22655,O1506))","v":""},""]
[null,"Exclude","MD","Morgantown Generating Plant",1573,"5","DFO","GT",65,null,"Electric Utility/IPP Non-CHP","N","Low utilization CT",null,{"$f":"IF(B1507=\"CoalST\",MATCH(E1507&\"|\"&F1507,EIA_Units!$BK$6:$BK$22655,0),\"\")","v":""},{"$f":"IF(O1507=\"\",\"\",INDEX(EIA_Units!P1507:'EIA_Units'!$P$6:$P$22655,O1507))","v":""},""]
[null,"Exclude","MD","Morgantown Generating Plant",1573,"6","DFO","GT",65,null,"Electric Utility/IPP Non-CHP","N","Low utilization CT",null,{"$f":"IF(B1508=\"CoalST\",MATCH(E1508&\"|\"&F1508,EIA_Units!$BK$6:$BK$22655,0),\"\")","v":""},{"$f":"IF(O1508=\"\",\"\",INDEX(EIA_Units!P1508:'EIA_Units'!$P$6:$P$22655,O1508))","v":""},""]
[null,"EXCLUDE","MD","Morgantown Generating Plant",1573,"GT1","DFO","GT",18,null,"Electric Utility/IPP Non-CHP","N","Simple Cycle Turbine (PRMVR=GT or OT) unit under 25MW",null,{"$f":"IF(B1509=\"CoalST\",MATCH(E1509&\"|\"&F1509,EIA_Units!$BK$6:$BK$22655,0),\"\")","v":""},{"$f":"IF(O1509=\"\",\"\",INDEX(EIA_Units!P1509:'EIA_Units'!$P$6:$P$22655,O1509))","v":""},""]
[null,"EXCLUDE","MD","Morgantown Generating Plant",1573,"GT2","DFO","GT",18,null,"Electric Utility/IPP Non-CHP","N","Simple Cycle Turbine (PRMVR=GT or OT) unit under 25MW",null,{"$f":"IF(B1510=\"CoalST\",MATCH(E1510&\"|\"&F1510,EIA_Units!$BK$6:$BK$22655,0),\"\")","v":""},{"$f":"IF(O1510=\"\",\"\",INDEX(EIA_Units!P1510:'EIA_Units'!$P$6:$P$22655,O1510))","v":""},""]
[null,"COALST","MI","Eckert Station",1831,"1","SUB","ST",44,null,"Electric Utility","N","",null,{"$f":"IF(B1511=\"CoalST\",MATCH(E1511&\"|\"&F1511,EIA_Units!$BK$6:$BK$22655,0),\"\")","v":16791},{"$f":"IF(O1511=\"\",\"\",INDEX(EIA_Units!P1511:'EIA_Units'!$P$6:$P$22655,O1511))","v":1954},60]
[null,"EXCLUDE","MD","C P Crane",1552,"GT1","DFO","GT",16,null,"IPP Non-CHP","N","Simple Cycle Turbine (PRMVR=GT or OT) unit under 25MW",null,{"$f":"IF(B1512=\"CoalST\",MATCH(E1512&\"|\"&F1512,EIA_Units!$BK$6:$BK$22655,0),\"\")","v":""},{"$f":"IF(O1512=\"\",\"\",INDEX(EIA_Units!P1512:'EIA_Units'!$P$6:$P$22655,O1512))","v":""},""]
[null,"Exclude","FL","Port Everglades",617,"GT3","NG","GT",34.200000000000003,null,"Electric Utility","N","Low utilization CT",null,{"$f":"IF(B1513=\"CoalST\",MATCH(E1513&\"|\"&F1513,EIA_Units!$BK$6:$BK$22655,0),\"\")","v":""},{"$f":"IF(O1513=\"\",\"\",INDEX(EIA_Units!P1513:'EIA_Units'!$P$6:$P$22655,O1513))","v":""},""]
[null,"Exclude","IL","Pinckneyville",55202,"2","NG","GT",45,null,"Electric Utility","N","Low utilization CT",null,{"$f":"IF(B1514=\"CoalST\",MATCH(E1514&\"|\"&F1514,EIA_Units!$BK$6:$BK$22655,0),\"\")","v":""},{"$f":"IF(O1514=\"\",\"\",INDEX(EIA_Units!P1514:'EIA_Units'!$P$6:$P$22655,O1514))","v":""},""]
[null,"COALST","MT","Colstrip Energy LP",10784,"GEN1","WC","ST",46.1,null,"IPP Non-CHP","N","",null,{"$f":"IF(B1515=\"CoalST\",MATCH(E1515&\"|\"&F1515,EIA_Units!$BK$6:$BK$22655,0),\"\")","v":2257},{"$f":"IF(O1515=\"\",\"\",INDEX(EIA_Units!P1515:'EIA_Units'!$P$6:$P$22655,O1515))","v":1990},24]
[null,"COALST","MS","Red Hills Generating Facility",55076,"RHGF","LIG","ST",513.70000000000005,null,"Electric Utility/IPP Non-CHP","N","",null,{"$f":"IF(B1516=\"CoalST\",MATCH(E1516&\"|\"&F1516,EIA_Units!$BK$6:$BK$22655,0),\"\")","v":1954},{"$f":"IF(O1516=\"\",\"\",INDEX(EIA_Units!P1516:'EIA_Units'!$P$6:$P$22655,O1516))","v":2001},13]
[null,"COALST","IN","Bailly",995,"7","BIT","ST",190.4,null,"Electric Utility","N","",null,{"$f":"IF(B1517=\"CoalST\",MATCH(E1517&\"|\"&F1517,EIA_Units!$BK$6:$BK$22655,0),\"\")","v":7753},{"$f":"IF(O1517=\"\",\"\",INDEX(EIA_Units!P1517:'EIA_Units'!$P$6:$P$22655,O1517))","v":1962},52]
[null,"EXCLUDE","NH","Springfield Power LLC",10838,"GEN1","WDS","ST",20,null,"IPP Non-CHP","N","Non Fossil fuel type",null,{"$f":"IF(B1518=\"CoalST\",MATCH(E1518&\"|\"&F1518,EIA_Units!$BK$6:$BK$22655,0),\"\")","v":""},{"$f":"IF(O1518=\"\",\"\",INDEX(EIA_Units!P1518:'EIA_Units'!$P$6:$P$22655,O1518))","v":""},""]
[null,"Exclude","MD","Perryman",1556,"GT5","NG","GT",192,null,"Electric Utility/IPP Non-CHP","N","Low utilization CT",null,{"$f":"IF(B1519=\"CoalST\",MATCH(E1519&\"|\"&F1519,EIA_Units!$BK$6:$BK$22655,0),\"\")","v":""},{"$f":"IF(O1519=\"\",\"\",INDEX(EIA_Units!P1519:'EIA_Units'!$P$6:$P$22655,O1519))","v":""},""]
[null,"EXCLUDE","PA","PPL Martins Creek LLC Jenkins",3146,"CTG1","DFO","GT",16,null,"IPP Non-CHP","N","Simple Cycle Turbine (PRMVR=GT or OT) unit under 25MW",null,{"$f":"IF(B1520=\"CoalST\",MATCH(E1520&\"|\"&F1520,EIA_Units!$BK$6:$BK$22655,0),\"\")","v":""},{"$f":"IF(O1520=\"\",\"\",INDEX(EIA_Units!P1520:'EIA_Units'!$P$6:$P$22655,O1520))","v":""},""]
[null,"EXCLUDE","PA","PPL Martins Creek LLC Jenkins",3146,"CTG2","DFO","GT",16,null,"IPP Non-CHP","N","Simple Cycle Turbine (PRMVR=GT or OT) unit under 25MW",null,{"$f":"IF(B1521=\"CoalST\",MATCH(E1521&\"|\"&F1521,EIA_Units!$BK$6:$BK$22655,0),\"\")","v":""},{"$f":"IF(O1521=\"\",\"\",INDEX(EIA_Units!P1521:'EIA_Units'!$P$6:$P$22655,O1521))","v":""},""]
[null,"COALST","IL","Dallman",963,"1","BIT","ST",90.2,null,"Electric Utility","N","",null,{"$f":"IF(B1522=\"CoalST\",MATCH(E1522&\"|\"&F1522,EIA_Units!$BK$6:$BK$22655,0),\"\")","v":10926},{"$f":"IF(O1522=\"\",\"\",INDEX(EIA_Units!P1522:'EIA_Units'!$P$6:$P$22655,O1522))","v":1968},46]
[null,"COALST","IN","Whitewater Valley",1040,"2","BIT","ST",60.9,null,"Electric Utility","N","",null,{"$f":"IF(B1523=\"CoalST\",MATCH(E1523&\"|\"&F1523,EIA_Units!$BK$6:$BK$22655,0),\"\")","v":9762},{"$f":"IF(O1523=\"\",\"\",INDEX(EIA_Units!P1523:'EIA_Units'!$P$6:$P$22655,O1523))","v":1973},41]
[null,"COALST","MI","Harbor Beach",1731,"1","BIT","ST",121,null,"Electric Utility","N","",null,{"$f":"IF(B1524=\"CoalST\",MATCH(E1524&\"|\"&F1524,EIA_Units!$BK$6:$BK$22655,0),\"\")","v":2774},{"$f":"IF(O1524=\"\",\"\",INDEX(EIA_Units!P1524:'EIA_Units'!$P$6:$P$22655,O1524))","v":1968},46]
[null,"COALST","AL","Gorgas",8,"6","BIT","ST",125,null,"Electric Utility","N","",null,{"$f":"IF(B1525=\"CoalST\",MATCH(E1525&\"|\"&F1525,EIA_Units!$BK$6:$BK$22655,0),\"\")","v":87},{"$f":"IF(O1525=\"\",\"\",INDEX(EIA_Units!P1525:'EIA_Units'!$P$6:$P$22655,O1525))","v":1951},63]
[null,"EXCLUDE","IL","Pearl Station",6238,"GT1","DFO","GT",24,null,"Electric Utility","N","Simple Cycle Turbine (PRMVR=GT or OT) unit under 25MW",null,{"$f":"IF(B1526=\"CoalST\",MATCH(E1526&\"|\"&F1526,EIA_Units!$BK$6:$BK$22655,0),\"\")","v":""},{"$f":"IF(O1526=\"\",\"\",INDEX(EIA_Units!P1526:'EIA_Units'!$P$6:$P$22655,O1526))","v":""},""]
[null,"Exclude","FL","Lauderdale",613,"19","NG","GT",34.200000000000003,null,"Electric Utility","N","Low utilization CT",null,{"$f":"IF(B1527=\"CoalST\",MATCH(E1527&\"|\"&F1527,EIA_Units!$BK$6:$BK$22655,0),\"\")","v":""},{"$f":"IF(O1527=\"\",\"\",INDEX(EIA_Units!P1527:'EIA_Units'!$P$6:$P$22655,O1527))","v":""},""]
[null,"Exclude","FL","Lauderdale",613,"11","NG","GT",34.200000000000003,null,"Electric Utility","N","Low utilization CT",null,{"$f":"IF(B1528=\"CoalST\",MATCH(E1528&\"|\"&F1528,EIA_Units!$BK$6:$BK$22655,0),\"\")","v":""},{"$f":"IF(O1528=\"\",\"\",INDEX(EIA_Units!P1528:'EIA_Units'!$P$6:$P$22655,O1528))","v":""},""]
[null,"EXCLUDE","HI","Shipman",6478,"3","RFO","ST",7.5,null,"Electric Utility","N","Steam unit (PRMVR=ST) under 25MW/250 MMBtu/hr",null,{"$f":"IF(B1529=\"CoalST\",MATCH(E1529&\"|\"&F1529,EIA_Units!$BK$6:$BK$22655,0),\"\")","v":""},{"$f":"IF(O1529=\"\",\"\",INDEX(EIA_Units!P1529:'EIA_Units'!$P$6:$P$22655,O1529))","v":""},""]
[null,"EXCLUDE","HI","Shipman",6478,"4","RFO","ST",7.5,null,"Electric Utility","N","Steam unit (PRMVR=ST) under 25MW/250 MMBtu/hr",null,{"$f":"IF(B1530=\"CoalST\",MATCH(E1530&\"|\"&F1530,EIA_Units!$BK$6:$BK$22655,0),\"\")","v":""},{"$f":"IF(O1530=\"\",\"\",INDEX(EIA_Units!P1530:'EIA_Units'!$P$6:$P$22655,O1530))","v":""},""]
[null,"Exclude","CA","McClure",151,"1","DFO","GT",71.2,null,"Electric Utility","N","Low utilization CT",null,{"$f":"IF(B1531=\"CoalST\",MATCH(E1531&\"|\"&F1531,EIA_Units!$BK$6:$BK$22655,0),\"\")","v":""},{"$f":"IF(O1531=\"\",\"\",INDEX(EIA_Units!P1531:'EIA_Units'!$P$6:$P$22655,O1531))","v":""},""]
[null,"Exclude","CA","McClure",151,"2","DFO","GT",71.2,null,"Electric Utility","N","Low utilization CT",null,{"$f":"IF(B1532=\"CoalST\",MATCH(E1532&\"|\"&F1532,EIA_Units!$BK$6:$BK$22655,0),\"\")","v":""},{"$f":"IF(O1532=\"\",\"\",INDEX(EIA_Units!P1532:'EIA_Units'!$P$6:$P$22655,O1532))","v":""},""]
[null,"Exclude","GA","Robins",7348,"1","NG","GT",91.9,null,"Electric Utility","N","Low utilization CT",null,{"$f":"IF(B1533=\"CoalST\",MATCH(E1533&\"|\"&F1533,EIA_Units!$BK$6:$BK$22655,0),\"\")","v":""},{"$f":"IF(O1533=\"\",\"\",INDEX(EIA_Units!P1533:'EIA_Units'!$P$6:$P$22655,O1533))","v":""},""]
[null,"EXCLUDE","IL","Pearl Station",6238,"1","BIT","ST",22,null,"Electric Utility","N","Steam unit (PRMVR=ST) under 25MW/250 MMBtu/hr",null,{"$f":"IF(B1534=\"CoalST\",MATCH(E1534&\"|\"&F1534,EIA_Units!$BK$6:$BK$22655,0),\"\")","v":""},{"$f":"IF(O1534=\"\",\"\",INDEX(EIA_Units!P1534:'EIA_Units'!$P$6:$P$22655,O1534))","v":""},""]
[null,"COALST","WI","Pulliam",4072,"5","SUB","ST",50,null,"Electric Utility","N","",null,{"$f":"IF(B1535=\"CoalST\",MATCH(E1535&\"|\"&F1535,EIA_Units!$BK$6:$BK$22655,0),\"\")","v":13025},{"$f":"IF(O1535=\"\",\"\",INDEX(EIA_Units!P1535:'EIA_Units'!$P$6:$P$22655,O1535))","v":1949},65]
[null,"COALST","WI","Nelson Dewey Coal Refining Facility",4054,"2","SUB","ST",100,null,"Electric Utility","N","",null,{"$f":"IF(B1536=\"CoalST\",MATCH(E1536&\"|\"&F1536,EIA_Units!$BK$6:$BK$22655,0),\"\")","v":12965},{"$f":"IF(O1536=\"\",\"\",INDEX(EIA_Units!P1536:'EIA_Units'!$P$6:$P$22655,O1536))","v":1962},52]
[null,"COALST","IL","Dallman",963,"2","BIT","ST",90.2,null,"Electric Utility","N","",null,{"$f":"IF(B1537=\"CoalST\",MATCH(E1537&\"|\"&F1537,EIA_Units!$BK$6:$BK$22655,0),\"\")","v":10927},{"$f":"IF(O1537=\"\",\"\",INDEX(EIA_Units!P1537:'EIA_Units'!$P$6:$P$22655,O1537))","v":1972},42]
[null,"EXCLUDE","PA","Hunterstown",3110,"1","DFO","GT",20,null,"IPP Non-CHP","N","Simple Cycle Turbine (PRMVR=GT or OT) unit under 25MW",null,{"$f":"IF(B1538=\"CoalST\",MATCH(E1538&\"|\"&F1538,EIA_Units!$BK$6:$BK$22655,0),\"\")","v":""},{"$f":"IF(O1538=\"\",\"\",INDEX(EIA_Units!P1538:'EIA_Units'!$P$6:$P$22655,O1538))","v":""},""]
[null,"EXCLUDE","PA","Hunterstown",3110,"2","DFO","GT",20,null,"IPP Non-CHP","N","Simple Cycle Turbine (PRMVR=GT or OT) unit under 25MW",null,{"$f":"IF(B1539=\"CoalST\",MATCH(E1539&\"|\"&F1539,EIA_Units!$BK$6:$BK$22655,0),\"\")","v":""},{"$f":"IF(O1539=\"\",\"\",INDEX(EIA_Units!P1539:'EIA_Units'!$P$6:$P$22655,O1539))","v":""},""]
[null,"EXCLUDE","PA","Hunterstown",3110,"3","DFO","GT",20,null,"IPP Non-CHP","N","Simple Cycle Turbine (PRMVR=GT or OT) unit under 25MW",null,{"$f":"IF(B1540=\"CoalST\",MATCH(E1540&\"|\"&F1540,EIA_Units!$BK$6:$BK$22655,0),\"\")","v":""},{"$f":"IF(O1540=\"\",\"\",INDEX(EIA_Units!P1540:'EIA_Units'!$P$6:$P$22655,O1540))","v":""},""]
[null,"EXCLUDE","MI","Tower",1873,"GT4","DFO","GT",21.3,null,"Electric Utility","N","Simple Cycle Turbine (PRMVR=GT or OT) unit under 25MW",null,{"$f":"IF(B1541=\"CoalST\",MATCH(E1541&\"|\"&F1541,EIA_Units!$BK$6:$BK$22655,0),\"\")","v":""},{"$f":"IF(O1541=\"\",\"\",INDEX(EIA_Units!P1541:'EIA_Units'!$P$6:$P$22655,O1541))","v":""},""]
[null,"COALST","PA","Piney Creek Project",54144,"GEN1","WC","ST",36.200000000000003,null,"IPP Non-CHP/Small Power Producer","N","",null,{"$f":"IF(B1542=\"CoalST\",MATCH(E1542&\"|\"&F1542,EIA_Units!$BK$6:$BK$22655,0),\"\")","v":2192},{"$f":"IF(O1542=\"\",\"\",INDEX(EIA_Units!P1542:'EIA_Units'!$P$6:$P$22655,O1542))","v":1992},22]
[null,"EXCLUDE","OH","P H Glatfelter Co -Chillicothe Facility",10244,"T-12","BLQ","ST",31,null,"Industrial CHP/Pulp & Paper Mill","Y","Commercial/Industrial Unit",null,{"$f":"IF(B1543=\"CoalST\",MATCH(E1543&\"|\"&F1543,EIA_Units!$BK$6:$BK$22655,0),\"\")","v":""},{"$f":"IF(O1543=\"\",\"\",INDEX(EIA_Units!P1543:'EIA_Units'!$P$6:$P$22655,O1543))","v":""},{"$f":"IF(O1543=\"\",\"\",2014-P1543)","v":""}]
[null,"COALST","MA","Mount Tom",1606,"1","BIT","ST",136,null,"Electric Utility/IPP Non-CHP","N","",null,{"$f":"IF(B1544=\"CoalST\",MATCH(E1544&\"|\"&F1544,EIA_Units!$BK$6:$BK$22655,0),\"\")","v":18808},{"$f":"IF(O1544=\"\",\"\",INDEX(EIA_Units!P1544:'EIA_Units'!$P$6:$P$22655,O1544))","v":1960},54]
[null,"EXCLUDE","OH","P H Glatfelter Co -Chillicothe Facility",10244,"T-13","BIT","ST",27.2,null,"Industrial CHP/Pulp & Paper Mill","Y","Commercial/Industrial Unit",null,{"$f":"IF(B1545=\"CoalST\",MATCH(E1545&\"|\"&F1545,EIA_Units!$BK$6:$BK$22655,0),\"\")","v":""},{"$f":"IF(O1545=\"\",\"\",INDEX(EIA_Units!P1545:'EIA_Units'!$P$6:$P$22655,O1545))","v":""},""]
[null,"EXCLUDE","OH","P H Glatfelter Co -Chillicothe Facility",10244,"T-10","BLQ","ST",10.6,null,"Industrial CHP/Pulp & Paper Mill","Y","Steam unit (PRMVR=ST) under 25MW/250 MMBtu/hr",null,{"$f":"IF(B1546=\"CoalST\",MATCH(E1546&\"|\"&F1546,EIA_Units!$BK$6:$BK$22655,0),\"\")","v":""},{"$f":"IF(O1546=\"\",\"\",INDEX(EIA_Units!P1546:'EIA_Units'!$P$6:$P$22655,O1546))","v":""},""]
[null,"EXCLUDE","OH","P H Glatfelter Co -Chillicothe Facility",10244,"T-11","BLQ","ST",24,null,"Industrial CHP/Pulp & Paper Mill","Y","Steam unit (PRMVR=ST) under 25MW/250 MMBtu/hr",null,{"$f":"IF(B1547=\"CoalST\",MATCH(E1547&\"|\"&F1547,EIA_Units!$BK$6:$BK$22655,0),\"\")","v":""},{"$f":"IF(O1547=\"\",\"\",INDEX(EIA_Units!P1547:'EIA_Units'!$P$6:$P$22655,O1547))","v":""},""]
[null,"EXCLUDE","KS","Quindaro",1295,"GT1","NG","GT",17.899999999999999,null,"Electric Utility","N","Simple Cycle Turbine (PRMVR=GT or OT) unit under 25MW",null,{"$f":"IF(B1548=\"CoalST\",MATCH(E1548&\"|\"&F1548,EIA_Units!$BK$6:$BK$22655,0),\"\")","v":""},{"$f":"IF(O1548=\"\",\"\",INDEX(EIA_Units!P1548:'EIA_Units'!$P$6:$P$22655,O1548))","v":""},""]
[null,"EXCLUDE","CA","Loveridge Road Power Plant",10368,"GEN1","PC","ST",20.5,null,"IPP Non-CHP","N","Steam unit (PRMVR=ST) under 25MW/250 MMBtu/hr",null,{"$f":"IF(B1549=\"CoalST\",MATCH(E1549&\"|\"&F1549,EIA_Units!$BK$6:$BK$22655,0),\"\")","v":""},{"$f":"IF(O1549=\"\",\"\",INDEX(EIA_Units!P1549:'EIA_Units'!$P$6:$P$22655,O1549))","v":""},""]
[null,"COALST","OH","FirstEnergy Ashtabula",2835,"5","BIT","ST",256,null,"Electric Utility/IPP Non-CHP","N","",null,{"$f":"IF(B1550=\"CoalST\",MATCH(E1550&\"|\"&F1550,EIA_Units!$BK$6:$BK$22655,0),\"\")","v":4041},{"$f":"IF(O1550=\"\",\"\",INDEX(EIA_Units!P1550:'EIA_Units'!$P$6:$P$22655,O1550))","v":1958},56]
[null,"COALST","AK","Healy",6288,"1","SUB","ST",28,null,"Electric Utility","N","",null,{"$f":"IF(B1551=\"CoalST\",MATCH(E1551&\"|\"&F1551,EIA_Units!$BK$6:$BK$22655,0),\"\")","v":4604},{"$f":"IF(O1551=\"\",\"\",INDEX(EIA_Units!P1551:'EIA_Units'!$P$6:$P$22655,O1551))","v":1967},47]
[null,"Exclude","NJ","Cumberland",5083,"CUMB","NG","GT",99.4,null,"Electric Utility/IPP Non-CHP","N","Low utilization CT",null,{"$f":"IF(B1552=\"CoalST\",MATCH(E1552&\"|\"&F1552,EIA_Units!$BK$6:$BK$22655,0),\"\")","v":""},{"$f":"IF(O1552=\"\",\"\",INDEX(EIA_Units!P1552:'EIA_Units'!$P$6:$P$22655,O1552))","v":""},""]
[null,"EXCLUDE","DC","Buzzard Point",604,"E1","DFO","GT",18,null,"IPP Non-CHP","N","Simple Cycle Turbine (PRMVR=GT or OT) unit under 25MW",null,{"$f":"IF(B1553=\"CoalST\",MATCH(E1553&\"|\"&F1553,EIA_Units!$BK$6:$BK$22655,0),\"\")","v":""},{"$f":"IF(O1553=\"\",\"\",INDEX(EIA_Units!P1553:'EIA_Units'!$P$6:$P$22655,O1553))","v":""},""]
[null,"EXCLUDE","DC","Buzzard Point",604,"E2","DFO","GT",18,null,"IPP Non-CHP","N","Simple Cycle Turbine (PRMVR=GT or OT) unit under 25MW",null,{"$f":"IF(B1554=\"CoalST\",MATCH(E1554&\"|\"&F1554,EIA_Units!$BK$6:$BK$22655,0),\"\")","v":""},{"$f":"IF(O1554=\"\",\"\",INDEX(EIA_Units!P1554:'EIA_Units'!$P$6:$P$22655,O1554))","v":""},""]
[null,"EXCLUDE","DC","Buzzard Point",604,"E4","DFO","GT",18,null,"IPP Non-CHP","N","Simple Cycle Turbine (PRMVR=GT or OT) unit under 25MW",null,{"$f":"IF(B1555=\"CoalST\",MATCH(E1555&\"|\"&F1555,EIA_Units!$BK$6:$BK$22655,0),\"\")","v":""},{"$f":"IF(O1555=\"\",\"\",INDEX(EIA_Units!P1555:'EIA_Units'!$P$6:$P$22655,O1555))","v":""},""]
[null,"EXCLUDE","DC","Buzzard Point",604,"E5","DFO","GT",18,null,"IPP Non-CHP","N","Simple Cycle Turbine (PRMVR=GT or OT) unit under 25MW",null,{"$f":"IF(B1556=\"CoalST\",MATCH(E1556&\"|\"&F1556,EIA_Units!$BK$6:$BK$22655,0),\"\")","v":""},{"$f":"IF(O1556=\"\",\"\",INDEX(EIA_Units!P1556:'EIA_Units'!$P$6:$P$22655,O1556))","v":""},""]
[null,"EXCLUDE","DC","Buzzard Point",604,"E6","DFO","GT",18,null,"IPP Non-CHP","N","Simple Cycle Turbine (PRMVR=GT or OT) unit under 25MW",null,{"$f":"IF(B1557=\"CoalST\",MATCH(E1557&\"|\"&F1557,EIA_Units!$BK$6:$BK$22655,0),\"\")","v":""},{"$f":"IF(O1557=\"\",\"\",INDEX(EIA_Units!P1557:'EIA_Units'!$P$6:$P$22655,O1557))","v":""},""]
[null,"EXCLUDE","DC","Buzzard Point",604,"E7","DFO","GT",18,null,"IPP Non-CHP","N","Simple Cycle Turbine (PRMVR=GT or OT) unit under 25MW",null,{"$f":"IF(B1558=\"CoalST\",MATCH(E1558&\"|\"&F1558,EIA_Units!$BK$6:$BK$22655,0),\"\")","v":""},{"$f":"IF(O1558=\"\",\"\",INDEX(EIA_Units!P1558:'EIA_Units'!$P$6:$P$22655,O1558))","v":""},""]
[null,"EXCLUDE","DC","Buzzard Point",604,"E8","DFO","GT",18,null,"IPP Non-CHP","N","Simple Cycle Turbine (PRMVR=GT or OT) unit under 25MW",null,{"$f":"IF(B1559=\"CoalST\",MATCH(E1559&\"|\"&F1559,EIA_Units!$BK$6:$BK$22655,0),\"\")","v":""},{"$f":"IF(O1559=\"\",\"\",INDEX(EIA_Units!P1559:'EIA_Units'!$P$6:$P$22655,O1559))","v":""},""]
[null,"EXCLUDE","DC","Buzzard Point",604,"W10","DFO","GT",18,null,"IPP Non-CHP","N","Simple Cycle Turbine (PRMVR=GT or OT) unit under 25MW",null,{"$f":"IF(B1560=\"CoalST\",MATCH(E1560&\"|\"&F1560,EIA_Units!$BK$6:$BK$22655,0),\"\")","v":""},{"$f":"IF(O1560=\"\",\"\",INDEX(EIA_Units!P1560:'EIA_Units'!$P$6:$P$22655,O1560))","v":""},""]
[null,"EXCLUDE","DC","Buzzard Point",604,"W11","DFO","GT",18,null,"IPP Non-CHP","N","Simple Cycle Turbine (PRMVR=GT or OT) unit under 25MW",null,{"$f":"IF(B1561=\"CoalST\",MATCH(E1561&\"|\"&F1561,EIA_Units!$BK$6:$BK$22655,0),\"\")","v":""},{"$f":"IF(O1561=\"\",\"\",INDEX(EIA_Units!P1561:'EIA_Units'!$P$6:$P$22655,O1561))","v":""},""]
[null,"EXCLUDE","DC","Buzzard Point",604,"W12","DFO","GT",18,null,"IPP Non-CHP","N","Simple Cycle Turbine (PRMVR=GT or OT) unit under 25MW",null,{"$f":"IF(B1562=\"CoalST\",MATCH(E1562&\"|\"&F1562,EIA_Units!$BK$6:$BK$22655,0),\"\")","v":""},{"$f":"IF(O1562=\"\",\"\",INDEX(EIA_Units!P1562:'EIA_Units'!$P$6:$P$22655,O1562))","v":""},""]
[null,"EXCLUDE","DC","Buzzard Point",604,"W13","DFO","GT",18,null,"IPP Non-CHP","N","Simple Cycle Turbine (PRMVR=GT or OT) unit under 25MW",null,{"$f":"IF(B1563=\"CoalST\",MATCH(E1563&\"|\"&F1563,EIA_Units!$BK$6:$BK$22655,0),\"\")","v":""},{"$f":"IF(O1563=\"\",\"\",INDEX(EIA_Units!P1563:'EIA_Units'!$P$6:$P$22655,O1563))","v":""},""]
[null,"EXCLUDE","DC","Buzzard Point",604,"W14","DFO","GT",18,null,"IPP Non-CHP","N","Simple Cycle Turbine (PRMVR=GT or OT) unit under 25MW",null,{"$f":"IF(B1564=\"CoalST\",MATCH(E1564&\"|\"&F1564,EIA_Units!$BK$6:$BK$22655,0),\"\")","v":""},{"$f":"IF(O1564=\"\",\"\",INDEX(EIA_Units!P1564:'EIA_Units'!$P$6:$P$22655,O1564))","v":""},""]
[null,"EXCLUDE","DC","Buzzard Point",604,"W15","DFO","GT",18,null,"IPP Non-CHP","N","Simple Cycle Turbine (PRMVR=GT or OT) unit under 25MW",null,{"$f":"IF(B1565=\"CoalST\",MATCH(E1565&\"|\"&F1565,EIA_Units!$BK$6:$BK$22655,0),\"\")","v":""},{"$f":"IF(O1565=\"\",\"\",INDEX(EIA_Units!P1565:'EIA_Units'!$P$6:$P$22655,O1565))","v":""},""]
[null,"EXCLUDE","DC","Buzzard Point",604,"W16","DFO","GT",18,null,"IPP Non-CHP","N","Simple Cycle Turbine (PRMVR=GT or OT) unit under 25MW",null,{"$f":"IF(B1566=\"CoalST\",MATCH(E1566&\"|\"&F1566,EIA_Units!$BK$6:$BK$22655,0),\"\")","v":""},{"$f":"IF(O1566=\"\",\"\",INDEX(EIA_Units!P1566:'EIA_Units'!$P$6:$P$22655,O1566))","v":""},""]
[null,"EXCLUDE","DC","Buzzard Point",604,"W9","DFO","GT",18,null,"IPP Non-CHP","N","Simple Cycle Turbine (PRMVR=GT or OT) unit under 25MW",null,{"$f":"IF(B1567=\"CoalST\",MATCH(E1567&\"|\"&F1567,EIA_Units!$BK$6:$BK$22655,0),\"\")","v":""},{"$f":"IF(O1567=\"\",\"\",INDEX(EIA_Units!P1567:'EIA_Units'!$P$6:$P$22655,O1567))","v":""},""]
[null,"EXCLUDE","NY","Ticonderoga Mill",54099,"GEN1","RFO","ST",42.1,null,"Industrial CHP/Pulp & Paper Mill","Y","Commercial/Industrial Unit",null,{"$f":"IF(B1568=\"CoalST\",MATCH(E1568&\"|\"&F1568,EIA_Units!$BK$6:$BK$22655,0),\"\")","v":""},{"$f":"IF(O1568=\"\",\"\",INDEX(EIA_Units!P1568:'EIA_Units'!$P$6:$P$22655,O1568))","v":""},""]
[null,"EXCLUDE","IA","River Hills",1084,"1","NG","GT",16,null,"Electric Utility","N","Simple Cycle Turbine (PRMVR=GT or OT) unit under 25MW",null,{"$f":"IF(B1569=\"CoalST\",MATCH(E1569&\"|\"&F1569,EIA_Units!$BK$6:$BK$22655,0),\"\")","v":""},{"$f":"IF(O1569=\"\",\"\",INDEX(EIA_Units!P1569:'EIA_Units'!$P$6:$P$22655,O1569))","v":""},""]
[null,"EXCLUDE","IA","River Hills",1084,"2","NG","GT",16,null,"Electric Utility","N","Simple Cycle Turbine (PRMVR=GT or OT) unit under 25MW",null,{"$f":"IF(B1570=\"CoalST\",MATCH(E1570&\"|\"&F1570,EIA_Units!$BK$6:$BK$22655,0),\"\")","v":""},{"$f":"IF(O1570=\"\",\"\",INDEX(EIA_Units!P1570:'EIA_Units'!$P$6:$P$22655,O1570))","v":""},""]
[null,"EXCLUDE","IA","River Hills",1084,"3","NG","GT",16,null,"Electric Utility","N","Simple Cycle Turbine (PRMVR=GT or OT) unit under 25MW",null,{"$f":"IF(B1571=\"CoalST\",MATCH(E1571&\"|\"&F1571,EIA_Units!$BK$6:$BK$22655,0),\"\")","v":""},{"$f":"IF(O1571=\"\",\"\",INDEX(EIA_Units!P1571:'EIA_Units'!$P$6:$P$22655,O1571))","v":""},""]
[null,"EXCLUDE","IA","River Hills",1084,"4","NG","GT",16,null,"Electric Utility","N","Simple Cycle Turbine (PRMVR=GT or OT) unit under 25MW",null,{"$f":"IF(B1572=\"CoalST\",MATCH(E1572&\"|\"&F1572,EIA_Units!$BK$6:$BK$22655,0),\"\")","v":""},{"$f":"IF(O1572=\"\",\"\",INDEX(EIA_Units!P1572:'EIA_Units'!$P$6:$P$22655,O1572))","v":""},""]
[null,"EXCLUDE","IA","River Hills",1084,"5","NG","GT",16,null,"Electric Utility","N","Simple Cycle Turbine (PRMVR=GT or OT) unit under 25MW",null,{"$f":"IF(B1573=\"CoalST\",MATCH(E1573&\"|\"&F1573,EIA_Units!$BK$6:$BK$22655,0),\"\")","v":""},{"$f":"IF(O1573=\"\",\"\",INDEX(EIA_Units!P1573:'EIA_Units'!$P$6:$P$22655,O1573))","v":""},""]
[null,"EXCLUDE","IA","River Hills",1084,"6","NG","GT",16,null,"Electric Utility","N","Simple Cycle Turbine (PRMVR=GT or OT) unit under 25MW",null,{"$f":"IF(B1574=\"CoalST\",MATCH(E1574&\"|\"&F1574,EIA_Units!$BK$6:$BK$22655,0),\"\")","v":""},{"$f":"IF(O1574=\"\",\"\",INDEX(EIA_Units!P1574:'EIA_Units'!$P$6:$P$22655,O1574))","v":""},""]
[null,"EXCLUDE","IA","River Hills",1084,"7","NG","GT",16,null,"Electric Utility","N","Simple Cycle Turbine (PRMVR=GT or OT) unit under 25MW",null,{"$f":"IF(B1575=\"CoalST\",MATCH(E1575&\"|\"&F1575,EIA_Units!$BK$6:$BK$22655,0),\"\")","v":""},{"$f":"IF(O1575=\"\",\"\",INDEX(EIA_Units!P1575:'EIA_Units'!$P$6:$P$22655,O1575))","v":""},""]
[null,"EXCLUDE","IA","River Hills",1084,"8","NG","GT",16,null,"Electric Utility","N","Simple Cycle Turbine (PRMVR=GT or OT) unit under 25MW",null,{"$f":"IF(B1576=\"CoalST\",MATCH(E1576&\"|\"&F1576,EIA_Units!$BK$6:$BK$22655,0),\"\")","v":""},{"$f":"IF(O1576=\"\",\"\",INDEX(EIA_Units!P1576:'EIA_Units'!$P$6:$P$22655,O1576))","v":""},""]
[null,"EXCLUDE","WI","Juneau",8050,"31","DFO","GT",16,null,"Electric Utility","N","Simple Cycle Turbine (PRMVR=GT or OT) unit under 25MW",null,{"$f":"IF(B1577=\"CoalST\",MATCH(E1577&\"|\"&F1577,EIA_Units!$BK$6:$BK$22655,0),\"\")","v":""},{"$f":"IF(O1577=\"\",\"\",INDEX(EIA_Units!P1577:'EIA_Units'!$P$6:$P$22655,O1577))","v":""},""]
[null,"COALST","IA","Ames Electric Services Power Plant",1122,"8","SUB","ST",71.3,null,"Electric Utility","N","",null,{"$f":"IF(B1578=\"CoalST\",MATCH(E1578&\"|\"&F1578,EIA_Units!$BK$6:$BK$22655,0),\"\")","v":472},{"$f":"IF(O1578=\"\",\"\",INDEX(EIA_Units!P1578:'EIA_Units'!$P$6:$P$22655,O1578))","v":1982},32]
[null,"EXCLUDE","CA","Taylor Farms Salinas",58303,"TLR","NG","FC",1.1000000000000001,null,"IPP Non-CHP","N","Fuel Cell (PRMVR=FC)",null,{"$f":"IF(B1579=\"CoalST\",MATCH(E1579&\"|\"&F1579,EIA_Units!$BK$6:$BK$22655,0),\"\")","v":""},{"$f":"IF(O1579=\"\",\"\",INDEX(EIA_Units!P1579:'EIA_Units'!$P$6:$P$22655,O1579))","v":""},""]
[null,"EXCLUDE","AZ","Snowflake White Mountain Power LLC",56616,"G3","WDS","ST",27.2,null,"IPP Non-CHP","N","Non Fossil fuel type",null,{"$f":"IF(B1580=\"CoalST\",MATCH(E1580&\"|\"&F1580,EIA_Units!$BK$6:$BK$22655,0),\"\")","v":""},{"$f":"IF(O1580=\"\",\"\",INDEX(EIA_Units!P1580:'EIA_Units'!$P$6:$P$22655,O1580))","v":""},""]
[null,"EXCLUDE","TX","CFB Power Plant",56708,"G2101","PC","ST",155,null,"Industrial Non-CHP","N","Commercial/Industrial Unit",null,{"$f":"IF(B1581=\"CoalST\",MATCH(E1581&\"|\"&F1581,EIA_Units!$BK$6:$BK$22655,0),\"\")","v":""},{"$f":"IF(O1581=\"\",\"\",INDEX(EIA_Units!P1581:'EIA_Units'!$P$6:$P$22655,O1581))","v":""},""]
[null,"COALST","OH","O H Hutchings",2848,"6","BIT","ST",69,null,"Electric Utility","N","",null,{"$f":"IF(B1582=\"CoalST\",MATCH(E1582&\"|\"&F1582,EIA_Units!$BK$6:$BK$22655,0),\"\")","v":2632},{"$f":"IF(O1582=\"\",\"\",INDEX(EIA_Units!P1582:'EIA_Units'!$P$6:$P$22655,O1582))","v":1953},61]
[null,"EXCLUDE","NE","Lon Wright",2240,"7","SUB","ST",22,null,"Electric Utility","N","Steam unit (PRMVR=ST) under 25MW/250 MMBtu/hr",null,{"$f":"IF(B1583=\"CoalST\",MATCH(E1583&\"|\"&F1583,EIA_Units!$BK$6:$BK$22655,0),\"\")","v":""},{"$f":"IF(O1583=\"\",\"\",INDEX(EIA_Units!P1583:'EIA_Units'!$P$6:$P$22655,O1583))","v":""},""]
[null,"COALST","OH","FirstEnergy Bay Shore",2878,"1","PC","ST",140.6,null,"Electric Utility/IPP Non-CHP","N","",null,{"$f":"IF(B1584=\"CoalST\",MATCH(E1584&\"|\"&F1584,EIA_Units!$BK$6:$BK$22655,0),\"\")","v":4073},{"$f":"IF(O1584=\"\",\"\",INDEX(EIA_Units!P1584:'EIA_Units'!$P$6:$P$22655,O1584))","v":1955},59]
[null,"EXCLUDE","MO","James River Power Station",2161,"2","SUB","ST",22,null,"Electric Utility","N","Steam unit (PRMVR=ST) under 25MW/250 MMBtu/hr",null,{"$f":"IF(B1585=\"CoalST\",MATCH(E1585&\"|\"&F1585,EIA_Units!$BK$6:$BK$22655,0),\"\")","v":""},{"$f":"IF(O1585=\"\",\"\",INDEX(EIA_Units!P1585:'EIA_Units'!$P$6:$P$22655,O1585))","v":""},""]
[null,"EXCLUDE","MA","Exelon L Street",1587,"GT1","DFO","GT",18.600000000000001,null,"IPP Non-CHP","N","Simple Cycle Turbine (PRMVR=GT or OT) unit under 25MW",null,{"$f":"IF(B1586=\"CoalST\",MATCH(E1586&\"|\"&F1586,EIA_Units!$BK$6:$BK$22655,0),\"\")","v":""},{"$f":"IF(O1586=\"\",\"\",INDEX(EIA_Units!P1586:'EIA_Units'!$P$6:$P$22655,O1586))","v":""},""]
[null,"Exclude","NY","Holtsville",8007,"5","DFO","GT",56.7,null,"Electric Utility","N","Low utilization CT",null,{"$f":"IF(B1587=\"CoalST\",MATCH(E1587&\"|\"&F1587,EIA_Units!$BK$6:$BK$22655,0),\"\")","v":""},{"$f":"IF(O1587=\"\",\"\",INDEX(EIA_Units!P1587:'EIA_Units'!$P$6:$P$22655,O1587))","v":""},""]
[null,"Exclude","NY","Holtsville",8007,"6","DFO","GT",56.7,null,"Electric Utility","N","Low utilization CT",null,{"$f":"IF(B1588=\"CoalST\",MATCH(E1588&\"|\"&F1588,EIA_Units!$BK$6:$BK$22655,0),\"\")","v":""},{"$f":"IF(O1588=\"\",\"\",INDEX(EIA_Units!P1588:'EIA_Units'!$P$6:$P$22655,O1588))","v":""},""]
[null,"Exclude","FL","Indian River Plant",683,"C","NG","GT",130,null,"Electric Utility","N","Low utilization CT",null,{"$f":"IF(B1589=\"CoalST\",MATCH(E1589&\"|\"&F1589,EIA_Units!$BK$6:$BK$22655,0),\"\")","v":""},{"$f":"IF(O1589=\"\",\"\",INDEX(EIA_Units!P1589:'EIA_Units'!$P$6:$P$22655,O1589))","v":""},""]
[null,"EXCLUDE","KS","Ottawa",1316,"GT1","NG","GT",11.5,null,"Electric Utility","N","Simple Cycle Turbine (PRMVR=GT or OT) unit under 25MW",null,{"$f":"IF(B1590=\"CoalST\",MATCH(E1590&\"|\"&F1590,EIA_Units!$BK$6:$BK$22655,0),\"\")","v":""},{"$f":"IF(O1590=\"\",\"\",INDEX(EIA_Units!P1590:'EIA_Units'!$P$6:$P$22655,O1590))","v":""},""]
[null,"EXCLUDE","MN","Fibrominn Biomass Power Plant",55867,"G1","AB","ST",64,null,"IPP Non-CHP/Small Power Producer","N","Non Fossil fuel type",null,{"$f":"IF(B1591=\"CoalST\",MATCH(E1591&\"|\"&F1591,EIA_Units!$BK$6:$BK$22655,0),\"\")","v":""},{"$f":"IF(O1591=\"\",\"\",INDEX(EIA_Units!P1591:'EIA_Units'!$P$6:$P$22655,O1591))","v":""},""]
[null,"COALST","MN","Syl Laskin",1891,"2","SUB","ST",58,null,"Electric Utility","N","",null,{"$f":"IF(B1592=\"CoalST\",MATCH(E1592&\"|\"&F1592,EIA_Units!$BK$6:$BK$22655,0),\"\")","v":7189},{"$f":"IF(O1592=\"\",\"\",INDEX(EIA_Units!P1592:'EIA_Units'!$P$6:$P$22655,O1592))","v":1953},61]
[null,"EXCLUDE","MI","John H Warden",1772,"1","WDS","ST",18.7,null,"IPP Non-CHP","N","Non Fossil fuel type",null,{"$f":"IF(B1593=\"CoalST\",MATCH(E1593&\"|\"&F1593,EIA_Units!$BK$6:$BK$22655,0),\"\")","v":""},{"$f":"IF(O1593=\"\",\"\",INDEX(EIA_Units!P1593:'EIA_Units'!$P$6:$P$22655,O1593))","v":""},""]
[null,"Exclude","FL","Port Everglades",617,"8","NG","GT",34.200000000000003,null,"Electric Utility","N","Low utilization CT",null,{"$f":"IF(B1594=\"CoalST\",MATCH(E1594&\"|\"&F1594,EIA_Units!$BK$6:$BK$22655,0),\"\")","v":""},{"$f":"IF(O1594=\"\",\"\",INDEX(EIA_Units!P1594:'EIA_Units'!$P$6:$P$22655,O1594))","v":""},""]
[null,"EXCLUDE","NY","ReEnergy Biomass LLC",54526,"STG","WDS","ST",21.1,null,"IPP CHP","Y","Non Fossil fuel type",null,{"$f":"IF(B1595=\"CoalST\",MATCH(E1595&\"|\"&F1595,EIA_Units!$BK$6:$BK$22655,0),\"\")","v":""},{"$f":"IF(O1595=\"\",\"\",INDEX(EIA_Units!P1595:'EIA_Units'!$P$6:$P$22655,O1595))","v":""},""]
[null,"COALST","OH","Kyger Creek",2876,"2","BIT","ST",217.3,null,"Electric Utility","N","",null,{"$f":"IF(B1596=\"CoalST\",MATCH(E1596&\"|\"&F1596,EIA_Units!$BK$6:$BK$22655,0),\"\")","v":8120},{"$f":"IF(O1596=\"\",\"\",INDEX(EIA_Units!P1596:'EIA_Units'!$P$6:$P$22655,O1596))","v":1955},59]
[null,"COALST","IA","Fair Station",1218,"2","BIT","ST",37.5,null,"Electric Utility","N","",null,{"$f":"IF(B1597=\"CoalST\",MATCH(E1597&\"|\"&F1597,EIA_Units!$BK$6:$BK$22655,0),\"\")","v":1799},{"$f":"IF(O1597=\"\",\"\",INDEX(EIA_Units!P1597:'EIA_Units'!$P$6:$P$22655,O1597))","v":1967},47]
[null,"EXCLUDE","MD","Philadelphia",1557,"GT1","DFO","GT",20.7,null,"IPP Non-CHP","N","Simple Cycle Turbine (PRMVR=GT or OT) unit under 25MW",null,{"$f":"IF(B1598=\"CoalST\",MATCH(E1598&\"|\"&F1598,EIA_Units!$BK$6:$BK$22655,0),\"\")","v":""},{"$f":"IF(O1598=\"\",\"\",INDEX(EIA_Units!P1598:'EIA_Units'!$P$6:$P$22655,O1598))","v":""},""]
[null,"EXCLUDE","MD","Philadelphia",1557,"GT2","DFO","GT",20.7,null,"IPP Non-CHP","N","Simple Cycle Turbine (PRMVR=GT or OT) unit under 25MW",null,{"$f":"IF(B1599=\"CoalST\",MATCH(E1599&\"|\"&F1599,EIA_Units!$BK$6:$BK$22655,0),\"\")","v":""},{"$f":"IF(O1599=\"\",\"\",INDEX(EIA_Units!P1599:'EIA_Units'!$P$6:$P$22655,O1599))","v":""},""]
[null,"EXCLUDE","MD","Philadelphia",1557,"GT3","DFO","GT",20.7,null,"IPP Non-CHP","N","Simple Cycle Turbine (PRMVR=GT or OT) unit under 25MW",null,{"$f":"IF(B1600=\"CoalST\",MATCH(E1600&\"|\"&F1600,EIA_Units!$BK$6:$BK$22655,0),\"\")","v":""},{"$f":"IF(O1600=\"\",\"\",INDEX(EIA_Units!P1600:'EIA_Units'!$P$6:$P$22655,O1600))","v":""},""]
[null,"EXCLUDE","MD","Philadelphia",1557,"GT4","DFO","GT",20.7,null,"IPP Non-CHP","N","Simple Cycle Turbine (PRMVR=GT or OT) unit under 25MW",null,{"$f":"IF(B1601=\"CoalST\",MATCH(E1601&\"|\"&F1601,EIA_Units!$BK$6:$BK$22655,0),\"\")","v":""},{"$f":"IF(O1601=\"\",\"\",INDEX(EIA_Units!P1601:'EIA_Units'!$P$6:$P$22655,O1601))","v":""},""]
[null,"EXCLUDE","VA","Possum Point",3804,"GT1","DFO","GT",16,null,"Electric Utility","N","Simple Cycle Turbine (PRMVR=GT or OT) unit under 25MW",null,{"$f":"IF(B1602=\"CoalST\",MATCH(E1602&\"|\"&F1602,EIA_Units!$BK$6:$BK$22655,0),\"\")","v":""},{"$f":"IF(O1602=\"\",\"\",INDEX(EIA_Units!P1602:'EIA_Units'!$P$6:$P$22655,O1602))","v":""},""]
[null,"EXCLUDE","VA","Possum Point",3804,"GT2","DFO","GT",16,null,"Electric Utility","N","Simple Cycle Turbine (PRMVR=GT or OT) unit under 25MW",null,{"$f":"IF(B1603=\"CoalST\",MATCH(E1603&\"|\"&F1603,EIA_Units!$BK$6:$BK$22655,0),\"\")","v":""},{"$f":"IF(O1603=\"\",\"\",INDEX(EIA_Units!P1603:'EIA_Units'!$P$6:$P$22655,O1603))","v":""},""]
[null,"EXCLUDE","VA","Possum Point",3804,"GT3","DFO","GT",16,null,"Electric Utility","N","Simple Cycle Turbine (PRMVR=GT or OT) unit under 25MW",null,{"$f":"IF(B1604=\"CoalST\",MATCH(E1604&\"|\"&F1604,EIA_Units!$BK$6:$BK$22655,0),\"\")","v":""},{"$f":"IF(O1604=\"\",\"\",INDEX(EIA_Units!P1604:'EIA_Units'!$P$6:$P$22655,O1604))","v":""},""]
[null,"EXCLUDE","VA","Possum Point",3804,"GT4","DFO","GT",16,null,"Electric Utility","N","Simple Cycle Turbine (PRMVR=GT or OT) unit under 25MW",null,{"$f":"IF(B1605=\"CoalST\",MATCH(E1605&\"|\"&F1605,EIA_Units!$BK$6:$BK$22655,0),\"\")","v":""},{"$f":"IF(O1605=\"\",\"\",INDEX(EIA_Units!P1605:'EIA_Units'!$P$6:$P$22655,O1605))","v":""},""]
[null,"EXCLUDE","VA","Possum Point",3804,"GT5","DFO","GT",16,null,"Electric Utility","N","Simple Cycle Turbine (PRMVR=GT or OT) unit under 25MW",null,{"$f":"IF(B1606=\"CoalST\",MATCH(E1606&\"|\"&F1606,EIA_Units!$BK$6:$BK$22655,0),\"\")","v":""},{"$f":"IF(O1606=\"\",\"\",INDEX(EIA_Units!P1606:'EIA_Units'!$P$6:$P$22655,O1606))","v":""},""]
[null,"EXCLUDE","VA","Possum Point",3804,"GT6","DFO","GT",16,null,"Electric Utility","N","Simple Cycle Turbine (PRMVR=GT or OT) unit under 25MW",null,{"$f":"IF(B1607=\"CoalST\",MATCH(E1607&\"|\"&F1607,EIA_Units!$BK$6:$BK$22655,0),\"\")","v":""},{"$f":"IF(O1607=\"\",\"\",INDEX(EIA_Units!P1607:'EIA_Units'!$P$6:$P$22655,O1607))","v":""},{"$f":"IF(O1607=\"\",\"\",2014-P1607)","v":""}]
[null,"EXCLUDE","IN","Jasper 2",6225,"1","BIT","ST",14.5,null,"Electric Utility","N","Steam unit (PRMVR=ST) under 25MW/250 MMBtu/hr",null,{"$f":"IF(B1608=\"CoalST\",MATCH(E1608&\"|\"&F1608,EIA_Units!$BK$6:$BK$22655,0),\"\")","v":""},{"$f":"IF(O1608=\"\",\"\",INDEX(EIA_Units!P1608:'EIA_Units'!$P$6:$P$22655,O1608))","v":""},""]
[null,"COALST","OH","O H Hutchings",2848,"5","BIT","ST",69,null,"Electric Utility","N","",null,{"$f":"IF(B1609=\"CoalST\",MATCH(E1609&\"|\"&F1609,EIA_Units!$BK$6:$BK$22655,0),\"\")","v":2631},{"$f":"IF(O1609=\"\",\"\",INDEX(EIA_Units!P1609:'EIA_Units'!$P$6:$P$22655,O1609))","v":1952},62]
[null,"COALST","VA","Hopewell Power Station",10771,"1","BIT","ST",71.099999999999994,null,"Electric Utility","N","",null,{"$f":"IF(B1610=\"CoalST\",MATCH(E1610&\"|\"&F1610,EIA_Units!$BK$6:$BK$22655,0),\"\")","v":12545},{"$f":"IF(O1610=\"\",\"\",INDEX(EIA_Units!P1610:'EIA_Units'!$P$6:$P$22655,O1610))","v":1992},22]
[null,"COALST","OH","O H Hutchings",2848,"3","BIT","ST",69,null,"Electric Utility","N","",null,{"$f":"IF(B1611=\"CoalST\",MATCH(E1611&\"|\"&F1611,EIA_Units!$BK$6:$BK$22655,0),\"\")","v":2629},{"$f":"IF(O1611=\"\",\"\",INDEX(EIA_Units!P1611:'EIA_Units'!$P$6:$P$22655,O1611))","v":1950},64]
[null,"Exclude","PA","Marcus Hook Refinery Cogen",50074,"GEN1","NG","GT",50.5,null,"IPP CHP","Y","Low utilization CT",null,{"$f":"IF(B1612=\"CoalST\",MATCH(E1612&\"|\"&F1612,EIA_Units!$BK$6:$BK$22655,0),\"\")","v":""},{"$f":"IF(O1612=\"\",\"\",INDEX(EIA_Units!P1612:'EIA_Units'!$P$6:$P$22655,O1612))","v":""},""]
[null,"EXCLUDE","IL","University of Illinois Abbott Power Plt",54780,"T3","NG","ST",3,null,"Commercial CHP","Y","Steam unit (PRMVR=ST) under 25MW/250 MMBtu/hr",null,{"$f":"IF(B1613=\"CoalST\",MATCH(E1613&\"|\"&F1613,EIA_Units!$BK$6:$BK$22655,0),\"\")","v":""},{"$f":"IF(O1613=\"\",\"\",INDEX(EIA_Units!P1613:'EIA_Units'!$P$6:$P$22655,O1613))","v":""},""]
[null,"EXCLUDE","IL","University of Illinois Abbott Power Plt",54780,"T4","NG","ST",3,null,"Commercial CHP","Y","Steam unit (PRMVR=ST) under 25MW/250 MMBtu/hr",null,{"$f":"IF(B1614=\"CoalST\",MATCH(E1614&\"|\"&F1614,EIA_Units!$BK$6:$BK$22655,0),\"\")","v":""},{"$f":"IF(O1614=\"\",\"\",INDEX(EIA_Units!P1614:'EIA_Units'!$P$6:$P$22655,O1614))","v":""},""]
[null,"EXCLUDE","IL","University of Illinois Abbott Power Plt",54780,"T2","NG","ST",3,null,"Commercial CHP","Y","Steam unit (PRMVR=ST) under 25MW/250 MMBtu/hr",null,{"$f":"IF(B1615=\"CoalST\",MATCH(E1615&\"|\"&F1615,EIA_Units!$BK$6:$BK$22655,0),\"\")","v":""},{"$f":"IF(O1615=\"\",\"\",INDEX(EIA_Units!P1615:'EIA_Units'!$P$6:$P$22655,O1615))","v":""},""]
[null,"EXCLUDE","CA","Dome Project",54449,"T1","NG","GT",3,null,"Industrial CHP","Y","Simple Cycle Turbine (PRMVR=GT or OT) unit under 25MW",null,{"$f":"IF(B1616=\"CoalST\",MATCH(E1616&\"|\"&F1616,EIA_Units!$BK$6:$BK$22655,0),\"\")","v":""},{"$f":"IF(O1616=\"\",\"\",INDEX(EIA_Units!P1616:'EIA_Units'!$P$6:$P$22655,O1616))","v":""},""]
[null,"EXCLUDE","CA","Dome Project",54449,"T2","NG","GT",3,null,"Industrial CHP","Y","Simple Cycle Turbine (PRMVR=GT or OT) unit under 25MW",null,{"$f":"IF(B1617=\"CoalST\",MATCH(E1617&\"|\"&F1617,EIA_Units!$BK$6:$BK$22655,0),\"\")","v":""},{"$f":"IF(O1617=\"\",\"\",INDEX(EIA_Units!P1617:'EIA_Units'!$P$6:$P$22655,O1617))","v":""},""]
[null,"EXCLUDE","IL","University of Illinois Abbott Power Plt",54780,"T1","NG","ST",3,null,"Commercial CHP","Y","Steam unit (PRMVR=ST) under 25MW/250 MMBtu/hr",null,{"$f":"IF(B1618=\"CoalST\",MATCH(E1618&\"|\"&F1618,EIA_Units!$BK$6:$BK$22655,0),\"\")","v":""},{"$f":"IF(O1618=\"\",\"\",INDEX(EIA_Units!P1618:'EIA_Units'!$P$6:$P$22655,O1618))","v":""},""]
[null,"COALST","OH","Picway",2843,"5","BIT","ST",106.2,null,"Electric Utility","N","",null,{"$f":"IF(B1619=\"CoalST\",MATCH(E1619&\"|\"&F1619,EIA_Units!$BK$6:$BK$22655,0),\"\")","v":8094},{"$f":"IF(O1619=\"\",\"\",INDEX(EIA_Units!P1619:'EIA_Units'!$P$6:$P$22655,O1619))","v":1955},59]
[null,"Exclude","NC","Lincoln Combustion",7277,"14","NG","GT",109.6,null,"Electric Utility","N","Low utilization CT",null,{"$f":"IF(B1620=\"CoalST\",MATCH(E1620&\"|\"&F1620,EIA_Units!$BK$6:$BK$22655,0),\"\")","v":""},{"$f":"IF(O1620=\"\",\"\",INDEX(EIA_Units!P1620:'EIA_Units'!$P$6:$P$22655,O1620))","v":""},""]
[null,"COALST","WI","Nelson Dewey Coal Refining Facility",4054,"1","SUB","ST",100,null,"Electric Utility","N","",null,{"$f":"IF(B1621=\"CoalST\",MATCH(E1621&\"|\"&F1621,EIA_Units!$BK$6:$BK$22655,0),\"\")","v":12964},{"$f":"IF(O1621=\"\",\"\",INDEX(EIA_Units!P1621:'EIA_Units'!$P$6:$P$22655,O1621))","v":1959},55]
[null,"COALST","OH","FirstEnergy Bay Shore",2878,"4","SUB","ST",217.6,null,"Electric Utility/IPP Non-CHP","N","",null,{"$f":"IF(B1622=\"CoalST\",MATCH(E1622&\"|\"&F1622,EIA_Units!$BK$6:$BK$22655,0),\"\")","v":19623},{"$f":"IF(O1622=\"\",\"\",INDEX(EIA_Units!P1622:'EIA_Units'!$P$6:$P$22655,O1622))","v":1968},46]
[null,"COALST","CO","Martin Drake",492,"6","SUB","ST",75,null,"Electric Utility","N","",null,{"$f":"IF(B1623=\"CoalST\",MATCH(E1623&\"|\"&F1623,EIA_Units!$BK$6:$BK$22655,0),\"\")","v":2133},{"$f":"IF(O1623=\"\",\"\",INDEX(EIA_Units!P1623:'EIA_Units'!$P$6:$P$22655,O1623))","v":1968},46]
[null,"COALST","VA","Potomac River",3788,"4","BIT","ST",110,null,"Electric Utility/IPP Non-CHP","N","",null,{"$f":"IF(B1624=\"CoalST\",MATCH(E1624&\"|\"&F1624,EIA_Units!$BK$6:$BK$22655,0),\"\")","v":20143},{"$f":"IF(O1624=\"\",\"\",INDEX(EIA_Units!P1624:'EIA_Units'!$P$6:$P$22655,O1624))","v":1956},58]
[null,"COALST","PA","Sunbury Generation LP",3152,"4","BIT","ST",156.19999999999999,null,"Electric Utility/IPP Non-CHP","N","",null,{"$f":"IF(B1625=\"CoalST\",MATCH(E1625&\"|\"&F1625,EIA_Units!$BK$6:$BK$22655,0),\"\")","v":13248},{"$f":"IF(O1625=\"\",\"\",INDEX(EIA_Units!P1625:'EIA_Units'!$P$6:$P$22655,O1625))","v":1953},61]
[null,"COALST","PA","Sunbury Generation LP",3152,"3","BIT","ST",103.5,null,"Electric Utility/IPP Non-CHP","N","",null,{"$f":"IF(B1626=\"CoalST\",MATCH(E1626&\"|\"&F1626,EIA_Units!$BK$6:$BK$22655,0),\"\")","v":13247},{"$f":"IF(O1626=\"\",\"\",INDEX(EIA_Units!P1626:'EIA_Units'!$P$6:$P$22655,O1626))","v":1951},63]
[null,"COALST","PA","Sunbury Generation LP",3152,"1","BIT","ST",89.1,null,"Electric Utility/IPP Non-CHP","N","",null,{"$f":"IF(B1627=\"CoalST\",MATCH(E1627&\"|\"&F1627,EIA_Units!$BK$6:$BK$22655,0),\"\")","v":13245},{"$f":"IF(O1627=\"\",\"\",INDEX(EIA_Units!P1627:'EIA_Units'!$P$6:$P$22655,O1627))","v":1949},65]
[null,"Exclude","OH","Frank M Tait",2847,"GT3","NG","GT",84.2,null,"Electric Utility","N","Low utilization CT",null,{"$f":"IF(B1628=\"CoalST\",MATCH(E1628&\"|\"&F1628,EIA_Units!$BK$6:$BK$22655,0),\"\")","v":""},{"$f":"IF(O1628=\"\",\"\",INDEX(EIA_Units!P1628:'EIA_Units'!$P$6:$P$22655,O1628))","v":""},""]
[null,"COALST","PA","Sunbury Generation LP",3152,"2","BIT","ST",89.1,null,"Electric Utility/IPP Non-CHP","N","",null,{"$f":"IF(B1629=\"CoalST\",MATCH(E1629&\"|\"&F1629,EIA_Units!$BK$6:$BK$22655,0),\"\")","v":13246},{"$f":"IF(O1629=\"\",\"\",INDEX(EIA_Units!P1629:'EIA_Units'!$P$6:$P$22655,O1629))","v":1949},65]
[null,"EXCLUDE","KY","Haefling",1358,"1","NG","GT",20.7,null,"Electric Utility","N","Simple Cycle Turbine (PRMVR=GT or OT) unit under 25MW",null,{"$f":"IF(B1630=\"CoalST\",MATCH(E1630&\"|\"&F1630,EIA_Units!$BK$6:$BK$22655,0),\"\")","v":""},{"$f":"IF(O1630=\"\",\"\",INDEX(EIA_Units!P1630:'EIA_Units'!$P$6:$P$22655,O1630))","v":""},""]
[null,"EXCLUDE","KY","Haefling",1358,"2","NG","GT",20.7,null,"Electric Utility","N","Simple Cycle Turbine (PRMVR=GT or OT) unit under 25MW",null,{"$f":"IF(B1631=\"CoalST\",MATCH(E1631&\"|\"&F1631,EIA_Units!$BK$6:$BK$22655,0),\"\")","v":""},{"$f":"IF(O1631=\"\",\"\",INDEX(EIA_Units!P1631:'EIA_Units'!$P$6:$P$22655,O1631))","v":""},""]
[null,"EXCLUDE","KY","Haefling",1358,"3","NG","GT",20.7,null,"Electric Utility","N","Simple Cycle Turbine (PRMVR=GT or OT) unit under 25MW",null,{"$f":"IF(B1632=\"CoalST\",MATCH(E1632&\"|\"&F1632,EIA_Units!$BK$6:$BK$22655,0),\"\")","v":""},{"$f":"IF(O1632=\"\",\"\",INDEX(EIA_Units!P1632:'EIA_Units'!$P$6:$P$22655,O1632))","v":""},""]
[null,"EXCLUDE","NY","West Coxsackie",2487,"GT1","KER","GT",21.6,null,"Electric Utility","N","Simple Cycle Turbine (PRMVR=GT or OT) unit under 25MW",null,{"$f":"IF(B1633=\"CoalST\",MATCH(E1633&\"|\"&F1633,EIA_Units!$BK$6:$BK$22655,0),\"\")","v":""},{"$f":"IF(O1633=\"\",\"\",INDEX(EIA_Units!P1633:'EIA_Units'!$P$6:$P$22655,O1633))","v":""},""]
[null,"Exclude","MA","M Street Jet",10176,"NO.6","KER","GT",69,null,"Electric Utility/IPP Non-CHP","N","Low utilization CT",null,{"$f":"IF(B1634=\"CoalST\",MATCH(E1634&\"|\"&F1634,EIA_Units!$BK$6:$BK$22655,0),\"\")","v":""},{"$f":"IF(O1634=\"\",\"\",INDEX(EIA_Units!P1634:'EIA_Units'!$P$6:$P$22655,O1634))","v":""},""]
[null,"COALST","IN","F B Culley",1012,"2","BIT","ST",103.7,null,"Electric Utility","N","",null,{"$f":"IF(B1635=\"CoalST\",MATCH(E1635&\"|\"&F1635,EIA_Units!$BK$6:$BK$22655,0),\"\")","v":10788},{"$f":"IF(O1635=\"\",\"\",INDEX(EIA_Units!P1635:'EIA_Units'!$P$6:$P$22655,O1635))","v":1966},48]
[null,"Exclude","IA","Sycamore",8029,"1","NG","GT",78.8,null,"Electric Utility","N","Low utilization CT",null,{"$f":"IF(B1636=\"CoalST\",MATCH(E1636&\"|\"&F1636,EIA_Units!$BK$6:$BK$22655,0),\"\")","v":""},{"$f":"IF(O1636=\"\",\"\",INDEX(EIA_Units!P1636:'EIA_Units'!$P$6:$P$22655,O1636))","v":""},""]
[null,"COALST","MN","Syl Laskin",1891,"1","SUB","ST",58,null,"Electric Utility","N","",null,{"$f":"IF(B1637=\"CoalST\",MATCH(E1637&\"|\"&F1637,EIA_Units!$BK$6:$BK$22655,0),\"\")","v":7188},{"$f":"IF(O1637=\"\",\"\",INDEX(EIA_Units!P1637:'EIA_Units'!$P$6:$P$22655,O1637))","v":1953},61]
[null,"COALST","CA","ACE Cogeneration Facility",10002,"GEN1","BIT","ST",108,null,"IPP CHP","Y","",null,{"$f":"IF(B1638=\"CoalST\",MATCH(E1638&\"|\"&F1638,EIA_Units!$BK$6:$BK$22655,0),\"\")","v":12},{"$f":"IF(O1638=\"\",\"\",INDEX(EIA_Units!P1638:'EIA_Units'!$P$6:$P$22655,O1638))","v":1990},24]
[null,"EXCLUDE","PA","Procter & Gamble Mehoopany Mill",50463,"GEN2","NG","ST",2.6,null,"Industrial CHP","Y","Steam unit (PRMVR=ST) under 25MW/250 MMBtu/hr",null,{"$f":"IF(B1639=\"CoalST\",MATCH(E1639&\"|\"&F1639,EIA_Units!$BK$6:$BK$22655,0),\"\")","v":""},{"$f":"IF(O1639=\"\",\"\",INDEX(EIA_Units!P1639:'EIA_Units'!$P$6:$P$22655,O1639))","v":""},""]
[null,"COALST","NH","Schiller",2367,"6","BIT","ST",50,null,"Electric Utility","N","",null,{"$f":"IF(B1640=\"CoalST\",MATCH(E1640&\"|\"&F1640,EIA_Units!$BK$6:$BK$22655,0),\"\")","v":9519},{"$f":"IF(O1640=\"\",\"\",INDEX(EIA_Units!P1640:'EIA_Units'!$P$6:$P$22655,O1640))","v":1957},57]
[null,"EXCLUDE","NY","Gowanus Gas Turbines Generating",2494,"GT11","DFO","GT",20,null,"IPP Non-CHP","N","Simple Cycle Turbine (PRMVR=GT or OT) unit under 25MW",null,{"$f":"IF(B1641=\"CoalST\",MATCH(E1641&\"|\"&F1641,EIA_Units!$BK$6:$BK$22655,0),\"\")","v":""},{"$f":"IF(O1641=\"\",\"\",INDEX(EIA_Units!P1641:'EIA_Units'!$P$6:$P$22655,O1641))","v":""},""]
[null,"EXCLUDE","NY","Gowanus Gas Turbines Generating",2494,"GT12","DFO","GT",20,null,"IPP Non-CHP","N","Simple Cycle Turbine (PRMVR=GT or OT) unit under 25MW",null,{"$f":"IF(B1642=\"CoalST\",MATCH(E1642&\"|\"&F1642,EIA_Units!$BK$6:$BK$22655,0),\"\")","v":""},{"$f":"IF(O1642=\"\",\"\",INDEX(EIA_Units!P1642:'EIA_Units'!$P$6:$P$22655,O1642))","v":""},""]
[null,"EXCLUDE","NY","Gowanus Gas Turbines Generating",2494,"GT13","DFO","GT",20,null,"IPP Non-CHP","N","Simple Cycle Turbine (PRMVR=GT or OT) unit under 25MW",null,{"$f":"IF(B1643=\"CoalST\",MATCH(E1643&\"|\"&F1643,EIA_Units!$BK$6:$BK$22655,0),\"\")","v":""},{"$f":"IF(O1643=\"\",\"\",INDEX(EIA_Units!P1643:'EIA_Units'!$P$6:$P$22655,O1643))","v":""},""]
[null,"EXCLUDE","NY","Gowanus Gas Turbines Generating",2494,"GT14","DFO","GT",20,null,"IPP Non-CHP","N","Simple Cycle Turbine (PRMVR=GT or OT) unit under 25MW",null,{"$f":"IF(B1644=\"CoalST\",MATCH(E1644&\"|\"&F1644,EIA_Units!$BK$6:$BK$22655,0),\"\")","v":""},{"$f":"IF(O1644=\"\",\"\",INDEX(EIA_Units!P1644:'EIA_Units'!$P$6:$P$22655,O1644))","v":""},""]
[null,"EXCLUDE","NY","Gowanus Gas Turbines Generating",2494,"GT15","DFO","GT",20,null,"IPP Non-CHP","N","Simple Cycle Turbine (PRMVR=GT or OT) unit under 25MW",null,{"$f":"IF(B1645=\"CoalST\",MATCH(E1645&\"|\"&F1645,EIA_Units!$BK$6:$BK$22655,0),\"\")","v":""},{"$f":"IF(O1645=\"\",\"\",INDEX(EIA_Units!P1645:'EIA_Units'!$P$6:$P$22655,O1645))","v":""},""]
[null,"EXCLUDE","NY","Gowanus Gas Turbines Generating",2494,"GT16","DFO","GT",20,null,"IPP Non-CHP","N","Simple Cycle Turbine (PRMVR=GT or OT) unit under 25MW",null,{"$f":"IF(B1646=\"CoalST\",MATCH(E1646&\"|\"&F1646,EIA_Units!$BK$6:$BK$22655,0),\"\")","v":""},{"$f":"IF(O1646=\"\",\"\",INDEX(EIA_Units!P1646:'EIA_Units'!$P$6:$P$22655,O1646))","v":""},""]
[null,"EXCLUDE","NY","Gowanus Gas Turbines Generating",2494,"GT17","DFO","GT",20,null,"IPP Non-CHP","N","Simple Cycle Turbine (PRMVR=GT or OT) unit under 25MW",null,{"$f":"IF(B1647=\"CoalST\",MATCH(E1647&\"|\"&F1647,EIA_Units!$BK$6:$BK$22655,0),\"\")","v":""},{"$f":"IF(O1647=\"\",\"\",INDEX(EIA_Units!P1647:'EIA_Units'!$P$6:$P$22655,O1647))","v":""},""]
[null,"EXCLUDE","NY","Gowanus Gas Turbines Generating",2494,"GT18","DFO","GT",20,null,"IPP Non-CHP","N","Simple Cycle Turbine (PRMVR=GT or OT) unit under 25MW",null,{"$f":"IF(B1648=\"CoalST\",MATCH(E1648&\"|\"&F1648,EIA_Units!$BK$6:$BK$22655,0),\"\")","v":""},{"$f":"IF(O1648=\"\",\"\",INDEX(EIA_Units!P1648:'EIA_Units'!$P$6:$P$22655,O1648))","v":""},""]
[null,"EXCLUDE","NY","Gowanus Gas Turbines Generating",2494,"GT41","DFO","GT",20,null,"IPP Non-CHP","N","Simple Cycle Turbine (PRMVR=GT or OT) unit under 25MW",null,{"$f":"IF(B1649=\"CoalST\",MATCH(E1649&\"|\"&F1649,EIA_Units!$BK$6:$BK$22655,0),\"\")","v":""},{"$f":"IF(O1649=\"\",\"\",INDEX(EIA_Units!P1649:'EIA_Units'!$P$6:$P$22655,O1649))","v":""},""]
[null,"EXCLUDE","NY","Gowanus Gas Turbines Generating",2494,"GT42","DFO","GT",20,null,"IPP Non-CHP","N","Simple Cycle Turbine (PRMVR=GT or OT) unit under 25MW",null,{"$f":"IF(B1650=\"CoalST\",MATCH(E1650&\"|\"&F1650,EIA_Units!$BK$6:$BK$22655,0),\"\")","v":""},{"$f":"IF(O1650=\"\",\"\",INDEX(EIA_Units!P1650:'EIA_Units'!$P$6:$P$22655,O1650))","v":""},""]
[null,"EXCLUDE","NY","Gowanus Gas Turbines Generating",2494,"GT43","DFO","GT",20,null,"IPP Non-CHP","N","Simple Cycle Turbine (PRMVR=GT or OT) unit under 25MW",null,{"$f":"IF(B1651=\"CoalST\",MATCH(E1651&\"|\"&F1651,EIA_Units!$BK$6:$BK$22655,0),\"\")","v":""},{"$f":"IF(O1651=\"\",\"\",INDEX(EIA_Units!P1651:'EIA_Units'!$P$6:$P$22655,O1651))","v":""},""]
[null,"EXCLUDE","NY","Gowanus Gas Turbines Generating",2494,"GT44","DFO","GT",20,null,"IPP Non-CHP","N","Simple Cycle Turbine (PRMVR=GT or OT) unit under 25MW",null,{"$f":"IF(B1652=\"CoalST\",MATCH(E1652&\"|\"&F1652,EIA_Units!$BK$6:$BK$22655,0),\"\")","v":""},{"$f":"IF(O1652=\"\",\"\",INDEX(EIA_Units!P1652:'EIA_Units'!$P$6:$P$22655,O1652))","v":""},""]
[null,"EXCLUDE","NY","Gowanus Gas Turbines Generating",2494,"GT45","DFO","GT",20,null,"IPP Non-CHP","N","Simple Cycle Turbine (PRMVR=GT or OT) unit under 25MW",null,{"$f":"IF(B1653=\"CoalST\",MATCH(E1653&\"|\"&F1653,EIA_Units!$BK$6:$BK$22655,0),\"\")","v":""},{"$f":"IF(O1653=\"\",\"\",INDEX(EIA_Units!P1653:'EIA_Units'!$P$6:$P$22655,O1653))","v":""},""]
[null,"EXCLUDE","NY","Gowanus Gas Turbines Generating",2494,"GT46","DFO","GT",20,null,"IPP Non-CHP","N","Simple Cycle Turbine (PRMVR=GT or OT) unit under 25MW",null,{"$f":"IF(B1654=\"CoalST\",MATCH(E1654&\"|\"&F1654,EIA_Units!$BK$6:$BK$22655,0),\"\")","v":""},{"$f":"IF(O1654=\"\",\"\",INDEX(EIA_Units!P1654:'EIA_Units'!$P$6:$P$22655,O1654))","v":""},""]
[null,"EXCLUDE","NY","Gowanus Gas Turbines Generating",2494,"GT47","DFO","GT",20,null,"IPP Non-CHP","N","Simple Cycle Turbine (PRMVR=GT or OT) unit under 25MW",null,{"$f":"IF(B1655=\"CoalST\",MATCH(E1655&\"|\"&F1655,EIA_Units!$BK$6:$BK$22655,0),\"\")","v":""},{"$f":"IF(O1655=\"\",\"\",INDEX(EIA_Units!P1655:'EIA_Units'!$P$6:$P$22655,O1655))","v":""},""]
[null,"EXCLUDE","NY","Gowanus Gas Turbines Generating",2494,"GT48","DFO","GT",20,null,"IPP Non-CHP","N","Simple Cycle Turbine (PRMVR=GT or OT) unit under 25MW",null,{"$f":"IF(B1656=\"CoalST\",MATCH(E1656&\"|\"&F1656,EIA_Units!$BK$6:$BK$22655,0),\"\")","v":""},{"$f":"IF(O1656=\"\",\"\",INDEX(EIA_Units!P1656:'EIA_Units'!$P$6:$P$22655,O1656))","v":""},""]
[null,"COALST","WI","Pulliam",4072,"6","SUB","ST",69,null,"Electric Utility","N","",null,{"$f":"IF(B1657=\"CoalST\",MATCH(E1657&\"|\"&F1657,EIA_Units!$BK$6:$BK$22655,0),\"\")","v":13026},{"$f":"IF(O1657=\"\",\"\",INDEX(EIA_Units!P1657:'EIA_Units'!$P$6:$P$22655,O1657))","v":1951},63]
[null,"Exclude","FL","Tom G Smith",673,"GT1","DFO","GT",30.8,null,"Electric Utility","N","Low utilization CT",null,{"$f":"IF(B1658=\"CoalST\",MATCH(E1658&\"|\"&F1658,EIA_Units!$BK$6:$BK$22655,0),\"\")","v":""},{"$f":"IF(O1658=\"\",\"\",INDEX(EIA_Units!P1658:'EIA_Units'!$P$6:$P$22655,O1658))","v":""},""]
[null,"COALST","MT","Hardin Generator Project",55749,"UNT1","SUB","ST",115.7,null,"Electric Utility/IPP Non-CHP","N","",null,{"$f":"IF(B1659=\"CoalST\",MATCH(E1659&\"|\"&F1659,EIA_Units!$BK$6:$BK$22655,0),\"\")","v":9863},{"$f":"IF(O1659=\"\",\"\",INDEX(EIA_Units!P1659:'EIA_Units'!$P$6:$P$22655,O1659))","v":2006},8]
[null,"Exclude","NJ","Werner",2385,"GT1","DFO","GT",53,null,"Electric Utility/IPP Non-CHP","N","Low utilization CT",null,{"$f":"IF(B1660=\"CoalST\",MATCH(E1660&\"|\"&F1660,EIA_Units!$BK$6:$BK$22655,0),\"\")","v":""},{"$f":"IF(O1660=\"\",\"\",INDEX(EIA_Units!P1660:'EIA_Units'!$P$6:$P$22655,O1660))","v":""},""]
[null,"Exclude","NJ","Werner",2385,"GT2","DFO","GT",53,null,"Electric Utility/IPP Non-CHP","N","Low utilization CT",null,{"$f":"IF(B1661=\"CoalST\",MATCH(E1661&\"|\"&F1661,EIA_Units!$BK$6:$BK$22655,0),\"\")","v":""},{"$f":"IF(O1661=\"\",\"\",INDEX(EIA_Units!P1661:'EIA_Units'!$P$6:$P$22655,O1661))","v":""},""]
[null,"Exclude","NJ","Werner",2385,"GT3","DFO","GT",53,null,"Electric Utility/IPP Non-CHP","N","Low utilization CT",null,{"$f":"IF(B1662=\"CoalST\",MATCH(E1662&\"|\"&F1662,EIA_Units!$BK$6:$BK$22655,0),\"\")","v":""},{"$f":"IF(O1662=\"\",\"\",INDEX(EIA_Units!P1662:'EIA_Units'!$P$6:$P$22655,O1662))","v":""},""]
[null,"Exclude","NJ","Werner",2385,"GT4","DFO","GT",53,null,"Electric Utility/IPP Non-CHP","N","Low utilization CT",null,{"$f":"IF(B1663=\"CoalST\",MATCH(E1663&\"|\"&F1663,EIA_Units!$BK$6:$BK$22655,0),\"\")","v":""},{"$f":"IF(O1663=\"\",\"\",INDEX(EIA_Units!P1663:'EIA_Units'!$P$6:$P$22655,O1663))","v":""},""]
[null,"COALST","NC","Riverbend",2732,"5","BIT","ST",100,null,"Electric Utility","N","",null,{"$f":"IF(B1664=\"CoalST\",MATCH(E1664&\"|\"&F1664,EIA_Units!$BK$6:$BK$22655,0),\"\")","v":3039},{"$f":"IF(O1664=\"\",\"\",INDEX(EIA_Units!P1664:'EIA_Units'!$P$6:$P$22655,O1664))","v":1952},62]
[null,"COALST","WY","Neil Simpson II",7504,"2","SUB","ST",80,null,"Electric Utility","N","",null,{"$f":"IF(B1665=\"CoalST\",MATCH(E1665&\"|\"&F1665,EIA_Units!$BK$6:$BK$22655,0),\"\")","v":12230},{"$f":"IF(O1665=\"\",\"\",INDEX(EIA_Units!P1665:'EIA_Units'!$P$6:$P$22655,O1665))","v":1995},19]
[null,"COALST","MI","TES Filer City Station",50835,"GEN1","BIT","ST",70,null,"IPP CHP","Y","",null,{"$f":"IF(B1666=\"CoalST\",MATCH(E1666&\"|\"&F1666,EIA_Units!$BK$6:$BK$22655,0),\"\")","v":11176},{"$f":"IF(O1666=\"\",\"\",INDEX(EIA_Units!P1666:'EIA_Units'!$P$6:$P$22655,O1666))","v":1990},24]
[null,"Exclude","FL","Bayboro",627,"P2","DFO","GT",56.7,null,"Electric Utility","N","Low utilization CT",null,{"$f":"IF(B1667=\"CoalST\",MATCH(E1667&\"|\"&F1667,EIA_Units!$BK$6:$BK$22655,0),\"\")","v":""},{"$f":"IF(O1667=\"\",\"\",INDEX(EIA_Units!P1667:'EIA_Units'!$P$6:$P$22655,O1667))","v":""},""]
[null,"COALST","NV","Reid Gardner",2324,"1","BIT","ST",114,null,"Electric Utility","N","",null,{"$f":"IF(B1668=\"CoalST\",MATCH(E1668&\"|\"&F1668,EIA_Units!$BK$6:$BK$22655,0),\"\")","v":7551},{"$f":"IF(O1668=\"\",\"\",INDEX(EIA_Units!P1668:'EIA_Units'!$P$6:$P$22655,O1668))","v":1965},49]
[null,"Exclude","GA","Mitchell",727,"4A","DFO","GT",41.8,null,"Electric Utility","N","Low utilization CT",null,{"$f":"IF(B1669=\"CoalST\",MATCH(E1669&\"|\"&F1669,EIA_Units!$BK$6:$BK$22655,0),\"\")","v":""},{"$f":"IF(O1669=\"\",\"\",INDEX(EIA_Units!P1669:'EIA_Units'!$P$6:$P$22655,O1669))","v":""},""]
[null,"Exclude","GA","Mitchell",727,"4B","DFO","GT",41.8,null,"Electric Utility","N","Low utilization CT",null,{"$f":"IF(B1670=\"CoalST\",MATCH(E1670&\"|\"&F1670,EIA_Units!$BK$6:$BK$22655,0),\"\")","v":""},{"$f":"IF(O1670=\"\",\"\",INDEX(EIA_Units!P1670:'EIA_Units'!$P$6:$P$22655,O1670))","v":""},""]
[null,"Exclude","GA","Mitchell",727,"4C","DFO","GT",41.8,null,"Electric Utility","N","Low utilization CT",null,{"$f":"IF(B1671=\"CoalST\",MATCH(E1671&\"|\"&F1671,EIA_Units!$BK$6:$BK$22655,0),\"\")","v":""},{"$f":"IF(O1671=\"\",\"\",INDEX(EIA_Units!P1671:'EIA_Units'!$P$6:$P$22655,O1671))","v":""},{"$f":"IF(O1671=\"\",\"\",2014-P1671)","v":""}]
[null,"EXCLUDE","MN","Silver Bay Power",10849,"GEN2","SUB","ST",81.599999999999994,null,"Industrial CHP","Y","Commercial/Industrial Unit",null,{"$f":"IF(B1672=\"CoalST\",MATCH(E1672&\"|\"&F1672,EIA_Units!$BK$6:$BK$22655,0),\"\")","v":""},{"$f":"IF(O1672=\"\",\"\",INDEX(EIA_Units!P1672:'EIA_Units'!$P$6:$P$22655,O1672))","v":""},""]
[null,"Exclude","MO","Northeast",2081,"14","DFO","GT",64,null,"Electric Utility","N","Low utilization CT",null,{"$f":"IF(B1673=\"CoalST\",MATCH(E1673&\"|\"&F1673,EIA_Units!$BK$6:$BK$22655,0),\"\")","v":""},{"$f":"IF(O1673=\"\",\"\",INDEX(EIA_Units!P1673:'EIA_Units'!$P$6:$P$22655,O1673))","v":""},""]
[null,"COALST","PA","AES Beaver Valley Partners Beaver Valley",10676,"GEN2","BIT","ST",35,null,"IPP CHP","Y","",null,{"$f":"IF(B1674=\"CoalST\",MATCH(E1674&\"|\"&F1674,EIA_Units!$BK$6:$BK$22655,0),\"\")","v":26},{"$f":"IF(O1674=\"\",\"\",INDEX(EIA_Units!P1674:'EIA_Units'!$P$6:$P$22655,O1674))","v":1987},27]
[null,"COALST","PA","AES Beaver Valley Partners Beaver Valley",10676,"GEN3","BIT","ST",114,null,"IPP CHP","Y","",null,{"$f":"IF(B1675=\"CoalST\",MATCH(E1675&\"|\"&F1675,EIA_Units!$BK$6:$BK$22655,0),\"\")","v":27},{"$f":"IF(O1675=\"\",\"\",INDEX(EIA_Units!P1675:'EIA_Units'!$P$6:$P$22655,O1675))","v":1987},27]
[null,"Exclude","GA","Talbot County Energy",7916,"1","NG","GT",121,null,"Electric Utility","N","Low utilization CT",null,{"$f":"IF(B1676=\"CoalST\",MATCH(E1676&\"|\"&F1676,EIA_Units!$BK$6:$BK$22655,0),\"\")","v":""},{"$f":"IF(O1676=\"\",\"\",INDEX(EIA_Units!P1676:'EIA_Units'!$P$6:$P$22655,O1676))","v":""},""]
[null,"OGST","DC","Benning",603,"16","DFO","ST",290,null,"Electric Utility/IPP Non-CHP","N","",null,{"$f":"IF(B1677=\"CoalST\",MATCH(E1677&\"|\"&F1677,EIA_Units!$BK$6:$BK$22655,0),\"\")","v":""},{"$f":"IF(O1677=\"\",\"\",INDEX(EIA_Units!P1677:'EIA_Units'!$P$6:$P$22655,O1677))","v":""},""]
[null,"Exclude","VA","Commonwealth Chesapeake",55381,"UNT3","DFO","GT",57.5,null,"Electric Utility/IPP Non-CHP","N","Low utilization CT",null,{"$f":"IF(B1678=\"CoalST\",MATCH(E1678&\"|\"&F1678,EIA_Units!$BK$6:$BK$22655,0),\"\")","v":""},{"$f":"IF(O1678=\"\",\"\",INDEX(EIA_Units!P1678:'EIA_Units'!$P$6:$P$22655,O1678))","v":""},""]
[null,"COALST","NH","Schiller",2367,"4","BIT","ST",50,null,"Electric Utility","N","",null,{"$f":"IF(B1679=\"CoalST\",MATCH(E1679&\"|\"&F1679,EIA_Units!$BK$6:$BK$22655,0),\"\")","v":9517},{"$f":"IF(O1679=\"\",\"\",INDEX(EIA_Units!P1679:'EIA_Units'!$P$6:$P$22655,O1679))","v":1952},62]
[null,"EXCLUDE","PA","PPL Martins Creek LLC Harwood",3144,"CTG1","DFO","GT",16,null,"IPP Non-CHP","N","Simple Cycle Turbine (PRMVR=GT or OT) unit under 25MW",null,{"$f":"IF(B1680=\"CoalST\",MATCH(E1680&\"|\"&F1680,EIA_Units!$BK$6:$BK$22655,0),\"\")","v":""},{"$f":"IF(O1680=\"\",\"\",INDEX(EIA_Units!P1680:'EIA_Units'!$P$6:$P$22655,O1680))","v":""},""]
[null,"EXCLUDE","PA","PPL Martins Creek LLC Harwood",3144,"CTG2","DFO","GT",16,null,"IPP Non-CHP","N","Simple Cycle Turbine (PRMVR=GT or OT) unit under 25MW",null,{"$f":"IF(B1681=\"CoalST\",MATCH(E1681&\"|\"&F1681,EIA_Units!$BK$6:$BK$22655,0),\"\")","v":""},{"$f":"IF(O1681=\"\",\"\",INDEX(EIA_Units!P1681:'EIA_Units'!$P$6:$P$22655,O1681))","v":""},""]
[null,"COALST","MI","Eckert Station",1831,"4","SUB","ST",80,null,"Electric Utility","N","",null,{"$f":"IF(B1682=\"CoalST\",MATCH(E1682&\"|\"&F1682,EIA_Units!$BK$6:$BK$22655,0),\"\")","v":16794},{"$f":"IF(O1682=\"\",\"\",INDEX(EIA_Units!P1682:'EIA_Units'!$P$6:$P$22655,O1682))","v":1964},50]
[null,"COALST","FL","Crist",641,"4","BIT","ST",93.7,null,"Electric Utility","N","",null,{"$f":"IF(B1683=\"CoalST\",MATCH(E1683&\"|\"&F1683,EIA_Units!$BK$6:$BK$22655,0),\"\")","v":4917},{"$f":"IF(O1683=\"\",\"\",INDEX(EIA_Units!P1683:'EIA_Units'!$P$6:$P$22655,O1683))","v":1959},55]
[null,"EXCLUDE","CT","HSCo CHP",57179,"1","NG","GT",4,null,"Commercial CHP","Y","Simple Cycle Turbine (PRMVR=GT or OT) unit under 25MW",null,{"$f":"IF(B1684=\"CoalST\",MATCH(E1684&\"|\"&F1684,EIA_Units!$BK$6:$BK$22655,0),\"\")","v":""},{"$f":"IF(O1684=\"\",\"\",INDEX(EIA_Units!P1684:'EIA_Units'!$P$6:$P$22655,O1684))","v":""},""]
[null,"COALST","MN","Hoot Lake",1943,"2","SUB","ST",54.4,null,"Electric Utility","N","",null,{"$f":"IF(B1685=\"CoalST\",MATCH(E1685&\"|\"&F1685,EIA_Units!$BK$6:$BK$22655,0),\"\")","v":8285},{"$f":"IF(O1685=\"\",\"\",INDEX(EIA_Units!P1685:'EIA_Units'!$P$6:$P$22655,O1685))","v":1959},55]
[null,"COALST","PA","Panther Creek Energy Facility",50776,"GEN1","WC","ST",94,null,"IPP Non-CHP/Small Power Producer","N","",null,{"$f":"IF(B1686=\"CoalST\",MATCH(E1686&\"|\"&F1686,EIA_Units!$BK$6:$BK$22655,0),\"\")","v":8677},{"$f":"IF(O1686=\"\",\"\",INDEX(EIA_Units!P1686:'EIA_Units'!$P$6:$P$22655,O1686))","v":1992},22]
[null,"COALST","SC","W S Lee",3264,"1","BIT","ST",90,null,"Electric Utility","N","",null,{"$f":"IF(B1687=\"CoalST\",MATCH(E1687&\"|\"&F1687,EIA_Units!$BK$6:$BK$22655,0),\"\")","v":3082},{"$f":"IF(O1687=\"\",\"\",INDEX(EIA_Units!P1687:'EIA_Units'!$P$6:$P$22655,O1687))","v":1951},63]
[null,"EXCLUDE","MN","Delano",1969,"9","DFO","GT",12.5,null,"Electric Utility","N","Simple Cycle Turbine (PRMVR=GT or OT) unit under 25MW",null,{"$f":"IF(B1688=\"CoalST\",MATCH(E1688&\"|\"&F1688,EIA_Units!$BK$6:$BK$22655,0),\"\")","v":""},{"$f":"IF(O1688=\"\",\"\",INDEX(EIA_Units!P1688:'EIA_Units'!$P$6:$P$22655,O1688))","v":""},""]
[null,"Exclude","AL","Colbert",47,"GT3","NG","GT",59.5,null,"Electric Utility","N","Low utilization CT",null,{"$f":"IF(B1689=\"CoalST\",MATCH(E1689&\"|\"&F1689,EIA_Units!$BK$6:$BK$22655,0),\"\")","v":""},{"$f":"IF(O1689=\"\",\"\",INDEX(EIA_Units!P1689:'EIA_Units'!$P$6:$P$22655,O1689))","v":""},""]
[null,"COALST","LA","R S Nelson",1393,"1","PC","ST",113.6,null,"Electric Utility/Cogeneration","Y","",null,{"$f":"IF(B1690=\"CoalST\",MATCH(E1690&\"|\"&F1690,EIA_Units!$BK$6:$BK$22655,0),\"\")","v":16050},{"$f":"IF(O1690=\"\",\"\",INDEX(EIA_Units!P1690:'EIA_Units'!$P$6:$P$22655,O1690))","v":1959},55]
[null,"EXCLUDE","VT","Ryegate Power Station",51026,"GEN1","WDS","ST",21.5,null,"IPP Non-CHP","N","Non Fossil fuel type",null,{"$f":"IF(B1691=\"CoalST\",MATCH(E1691&\"|\"&F1691,EIA_Units!$BK$6:$BK$22655,0),\"\")","v":""},{"$f":"IF(O1691=\"\",\"\",INDEX(EIA_Units!P1691:'EIA_Units'!$P$6:$P$22655,O1691))","v":""},""]
[null,"EXCLUDE","PA","PPL Martin Creek LLC Allentown",3139,"CTG1","DFO","GT",16,null,"IPP Non-CHP","N","Simple Cycle Turbine (PRMVR=GT or OT) unit under 25MW",null,{"$f":"IF(B1692=\"CoalST\",MATCH(E1692&\"|\"&F1692,EIA_Units!$BK$6:$BK$22655,0),\"\")","v":""},{"$f":"IF(O1692=\"\",\"\",INDEX(EIA_Units!P1692:'EIA_Units'!$P$6:$P$22655,O1692))","v":""},""]
[null,"EXCLUDE","PA","PPL Martin Creek LLC Allentown",3139,"CTG2","DFO","GT",16,null,"IPP Non-CHP","N","Simple Cycle Turbine (PRMVR=GT or OT) unit under 25MW",null,{"$f":"IF(B1693=\"CoalST\",MATCH(E1693&\"|\"&F1693,EIA_Units!$BK$6:$BK$22655,0),\"\")","v":""},{"$f":"IF(O1693=\"\",\"\",INDEX(EIA_Units!P1693:'EIA_Units'!$P$6:$P$22655,O1693))","v":""},""]
[null,"EXCLUDE","PA","PPL Martin Creek LLC Allentown",3139,"CTG3","DFO","GT",16,null,"IPP Non-CHP","N","Simple Cycle Turbine (PRMVR=GT or OT) unit under 25MW",null,{"$f":"IF(B1694=\"CoalST\",MATCH(E1694&\"|\"&F1694,EIA_Units!$BK$6:$BK$22655,0),\"\")","v":""},{"$f":"IF(O1694=\"\",\"\",INDEX(EIA_Units!P1694:'EIA_Units'!$P$6:$P$22655,O1694))","v":""},""]
[null,"EXCLUDE","PA","PPL Martin Creek LLC Allentown",3139,"CTG4","DFO","GT",16,null,"IPP Non-CHP","N","Simple Cycle Turbine (PRMVR=GT or OT) unit under 25MW",null,{"$f":"IF(B1695=\"CoalST\",MATCH(E1695&\"|\"&F1695,EIA_Units!$BK$6:$BK$22655,0),\"\")","v":""},{"$f":"IF(O1695=\"\",\"\",INDEX(EIA_Units!P1695:'EIA_Units'!$P$6:$P$22655,O1695))","v":""},""]
[null,"COALST","ND","R M Heskett",2790,"2","LIG","ST",75,null,"Electric Utility","N","",null,{"$f":"IF(B1696=\"CoalST\",MATCH(E1696&\"|\"&F1696,EIA_Units!$BK$6:$BK$22655,0),\"\")","v":6838},{"$f":"IF(O1696=\"\",\"\",INDEX(EIA_Units!P1696:'EIA_Units'!$P$6:$P$22655,O1696))","v":1963},51]
[null,"COALST","KY","Green River",1357,"3","BIT","ST",75,null,"Electric Utility","N","",null,{"$f":"IF(B1697=\"CoalST\",MATCH(E1697&\"|\"&F1697,EIA_Units!$BK$6:$BK$22655,0),\"\")","v":5915},{"$f":"IF(O1697=\"\",\"\",INDEX(EIA_Units!P1697:'EIA_Units'!$P$6:$P$22655,O1697))","v":1954},60]
[null,"Exclude","NE","Lon Wright",2240,"5OT","NG","GT",40,null,"Electric Utility","N","Low utilization CT",null,{"$f":"IF(B1698=\"CoalST\",MATCH(E1698&\"|\"&F1698,EIA_Units!$BK$6:$BK$22655,0),\"\")","v":""},{"$f":"IF(O1698=\"\",\"\",INDEX(EIA_Units!P1698:'EIA_Units'!$P$6:$P$22655,O1698))","v":""},""]
[null,"Exclude","MN","New Ulm",2001,"7","DFO","GT",27.5,null,"Electric Utility","N","Low utilization CT",null,{"$f":"IF(B1699=\"CoalST\",MATCH(E1699&\"|\"&F1699,EIA_Units!$BK$6:$BK$22655,0),\"\")","v":""},{"$f":"IF(O1699=\"\",\"\",INDEX(EIA_Units!P1699:'EIA_Units'!$P$6:$P$22655,O1699))","v":""},""]
[null,"EXCLUDE","MN","New Ulm",2001,"5","DFO","GT",24,null,"Electric Utility","N","Simple Cycle Turbine (PRMVR=GT or OT) unit under 25MW",null,{"$f":"IF(B1700=\"CoalST\",MATCH(E1700&\"|\"&F1700,EIA_Units!$BK$6:$BK$22655,0),\"\")","v":""},{"$f":"IF(O1700=\"\",\"\",INDEX(EIA_Units!P1700:'EIA_Units'!$P$6:$P$22655,O1700))","v":""},""]
[null,"EXCLUDE","MN","Marshall",1993,"6","DFO","GT",18,null,"Electric Utility","N","Simple Cycle Turbine (PRMVR=GT or OT) unit under 25MW",null,{"$f":"IF(B1701=\"CoalST\",MATCH(E1701&\"|\"&F1701,EIA_Units!$BK$6:$BK$22655,0),\"\")","v":""},{"$f":"IF(O1701=\"\",\"\",INDEX(EIA_Units!P1701:'EIA_Units'!$P$6:$P$22655,O1701))","v":""},""]
[null,"COALST","IN","R M Schahfer",6085,"17","BIT","ST",423.5,null,"Electric Utility","N","",null,{"$f":"IF(B1702=\"CoalST\",MATCH(E1702&\"|\"&F1702,EIA_Units!$BK$6:$BK$22655,0),\"\")","v":7768},{"$f":"IF(O1702=\"\",\"\",INDEX(EIA_Units!P1702:'EIA_Units'!$P$6:$P$22655,O1702))","v":1983},31]
[null,"EXCLUDE","CA","Grayson",377,"5","LFG","ST",50,null,"Electric Utility","N","Non Fossil fuel type",null,{"$f":"IF(B1703=\"CoalST\",MATCH(E1703&\"|\"&F1703,EIA_Units!$BK$6:$BK$22655,0),\"\")","v":""},{"$f":"IF(O1703=\"\",\"\",INDEX(EIA_Units!P1703:'EIA_Units'!$P$6:$P$22655,O1703))","v":""},""]
[null,"COALST","LA","R S Nelson",1393,"2","PC","ST",113.6,null,"Electric Utility/Cogeneration","Y","",null,{"$f":"IF(B1704=\"CoalST\",MATCH(E1704&\"|\"&F1704,EIA_Units!$BK$6:$BK$22655,0),\"\")","v":16051},{"$f":"IF(O1704=\"\",\"\",INDEX(EIA_Units!P1704:'EIA_Units'!$P$6:$P$22655,O1704))","v":1959},55]
[null,"Exclude","IL","Elgin Energy Center",55438,"CT03","NG","GT",135,null,"Electric Utility/IPP Non-CHP","N","Low utilization CT",null,{"$f":"IF(B1705=\"CoalST\",MATCH(E1705&\"|\"&F1705,EIA_Units!$BK$6:$BK$22655,0),\"\")","v":""},{"$f":"IF(O1705=\"\",\"\",INDEX(EIA_Units!P1705:'EIA_Units'!$P$6:$P$22655,O1705))","v":""},""]
[null,"COALST","IL","Will County",884,"3","SUB","ST",299.2,null,"Electric Utility/IPP Non-CHP","N","",null,{"$f":"IF(B1706=\"CoalST\",MATCH(E1706&\"|\"&F1706,EIA_Units!$BK$6:$BK$22655,0),\"\")","v":7023},{"$f":"IF(O1706=\"\",\"\",INDEX(EIA_Units!P1706:'EIA_Units'!$P$6:$P$22655,O1706))","v":1957},57]
[null,"COALST","MN","Taconite Harbor Energy Center",10075,"GEN2","SUB","ST",84,null,"Electric Utility","N","",null,{"$f":"IF(B1707=\"CoalST\",MATCH(E1707&\"|\"&F1707,EIA_Units!$BK$6:$BK$22655,0),\"\")","v":7228},{"$f":"IF(O1707=\"\",\"\",INDEX(EIA_Units!P1707:'EIA_Units'!$P$6:$P$22655,O1707))","v":1957},57]
[null,"COALST","Navajo","Four Corners",2442,"3","SUB","ST",253.4,null,"Electric Utility","N","",null,{"$f":"IF(B1708=\"CoalST\",MATCH(E1708&\"|\"&F1708,EIA_Units!$BK$6:$BK$22655,0),\"\")","v":676},{"$f":"IF(O1708=\"\",\"\",INDEX(EIA_Units!P1708:'EIA_Units'!$P$6:$P$22655,O1708))","v":1964},50]
[null,"EXCLUDE","MN","Inver Hills",1913,"7","DFO","GT",1.8,null,"Electric Utility","N","Simple Cycle Turbine (PRMVR=GT or OT) unit under 25MW",null,{"$f":"IF(B1709=\"CoalST\",MATCH(E1709&\"|\"&F1709,EIA_Units!$BK$6:$BK$22655,0),\"\")","v":""},{"$f":"IF(O1709=\"\",\"\",INDEX(EIA_Units!P1709:'EIA_Units'!$P$6:$P$22655,O1709))","v":""},""]
[null,"EXCLUDE","MN","Inver Hills",1913,"8","DFO","GT",1.8,null,"Electric Utility","N","Simple Cycle Turbine (PRMVR=GT or OT) unit under 25MW",null,{"$f":"IF(B1710=\"CoalST\",MATCH(E1710&\"|\"&F1710,EIA_Units!$BK$6:$BK$22655,0),\"\")","v":""},{"$f":"IF(O1710=\"\",\"\",INDEX(EIA_Units!P1710:'EIA_Units'!$P$6:$P$22655,O1710))","v":""},""]
[null,"EXCLUDE","CA","Wilbur West Power Plant",10369,"GEN1","PC","ST",20.5,null,"IPP Non-CHP","N","Steam unit (PRMVR=ST) under 25MW/250 MMBtu/hr",null,{"$f":"IF(B1711=\"CoalST\",MATCH(E1711&\"|\"&F1711,EIA_Units!$BK$6:$BK$22655,0),\"\")","v":""},{"$f":"IF(O1711=\"\",\"\",INDEX(EIA_Units!P1711:'EIA_Units'!$P$6:$P$22655,O1711))","v":""},""]
[null,"EXCLUDE","CA","Pacific-Ultrapower Chinese Station",50560,"GEN1","WDS","ST",25,null,"IPP Non-CHP","N","Non Fossil fuel type",null,{"$f":"IF(B1712=\"CoalST\",MATCH(E1712&\"|\"&F1712,EIA_Units!$BK$6:$BK$22655,0),\"\")","v":""},{"$f":"IF(O1712=\"\",\"\",INDEX(EIA_Units!P1712:'EIA_Units'!$P$6:$P$22655,O1712))","v":""},""]
[null,"COALST","NC","Riverbend",2732,"6","BIT","ST",133,null,"Electric Utility","N","",null,{"$f":"IF(B1713=\"CoalST\",MATCH(E1713&\"|\"&F1713,EIA_Units!$BK$6:$BK$22655,0),\"\")","v":3040},{"$f":"IF(O1713=\"\",\"\",INDEX(EIA_Units!P1713:'EIA_Units'!$P$6:$P$22655,O1713))","v":1954},60]
[null,"Exclude","OH","Mingo Junction Energy Center",55611,"GEN1","BFG","ST",32,null,"IPP CHP","Y","Other",null,{"$f":"IF(B1714=\"CoalST\",MATCH(E1714&\"|\"&F1714,EIA_Units!$BK$6:$BK$22655,0),\"\")","v":""},{"$f":"IF(O1714=\"\",\"\",INDEX(EIA_Units!P1714:'EIA_Units'!$P$6:$P$22655,O1714))","v":""},""]
[null,"COALST","IL","Crawford",867,"8","SUB","ST",358.1,null,"Electric Utility/IPP Non-CHP","N","",null,{"$f":"IF(B1715=\"CoalST\",MATCH(E1715&\"|\"&F1715,EIA_Units!$BK$6:$BK$22655,0),\"\")","v":20079},{"$f":"IF(O1715=\"\",\"\",INDEX(EIA_Units!P1715:'EIA_Units'!$P$6:$P$22655,O1715))","v":1961},53]
[null,"EXCLUDE","TX","T H Wharton",3469,"GT1","NG","GT",16.3,null,"Electric Utility/IPP Non-CHP","N","Simple Cycle Turbine (PRMVR=GT or OT) unit under 25MW",null,{"$f":"IF(B1716=\"CoalST\",MATCH(E1716&\"|\"&F1716,EIA_Units!$BK$6:$BK$22655,0),\"\")","v":""},{"$f":"IF(O1716=\"\",\"\",INDEX(EIA_Units!P1716:'EIA_Units'!$P$6:$P$22655,O1716))","v":""},""]
[null,"Exclude","TX","T H Wharton",3469,"51","NG","GT",85,null,"Electric Utility/IPP Non-CHP","N","Low utilization CT",null,{"$f":"IF(B1717=\"CoalST\",MATCH(E1717&\"|\"&F1717,EIA_Units!$BK$6:$BK$22655,0),\"\")","v":""},{"$f":"IF(O1717=\"\",\"\",INDEX(EIA_Units!P1717:'EIA_Units'!$P$6:$P$22655,O1717))","v":""},""]
[null,"Exclude","TX","T H Wharton",3469,"52","NG","GT",85,null,"Electric Utility/IPP Non-CHP","N","Low utilization CT",null,{"$f":"IF(B1718=\"CoalST\",MATCH(E1718&\"|\"&F1718,EIA_Units!$BK$6:$BK$22655,0),\"\")","v":""},{"$f":"IF(O1718=\"\",\"\",INDEX(EIA_Units!P1718:'EIA_Units'!$P$6:$P$22655,O1718))","v":""},""]
[null,"Exclude","TX","T H Wharton",3469,"53","NG","GT",85,null,"Electric Utility/IPP Non-CHP","N","Low utilization CT",null,{"$f":"IF(B1719=\"CoalST\",MATCH(E1719&\"|\"&F1719,EIA_Units!$BK$6:$BK$22655,0),\"\")","v":""},{"$f":"IF(O1719=\"\",\"\",INDEX(EIA_Units!P1719:'EIA_Units'!$P$6:$P$22655,O1719))","v":""},""]
[null,"Exclude","TX","T H Wharton",3469,"54","NG","GT",85,null,"Electric Utility/IPP Non-CHP","N","Low utilization CT",null,{"$f":"IF(B1720=\"CoalST\",MATCH(E1720&\"|\"&F1720,EIA_Units!$BK$6:$BK$22655,0),\"\")","v":""},{"$f":"IF(O1720=\"\",\"\",INDEX(EIA_Units!P1720:'EIA_Units'!$P$6:$P$22655,O1720))","v":""},""]
[null,"Exclude","TX","T H Wharton",3469,"55","NG","GT",85,null,"Electric Utility/IPP Non-CHP","N","Low utilization CT",null,{"$f":"IF(B1721=\"CoalST\",MATCH(E1721&\"|\"&F1721,EIA_Units!$BK$6:$BK$22655,0),\"\")","v":""},{"$f":"IF(O1721=\"\",\"\",INDEX(EIA_Units!P1721:'EIA_Units'!$P$6:$P$22655,O1721))","v":""},""]
[null,"Exclude","TX","T H Wharton",3469,"56","NG","GT",85,null,"Electric Utility/IPP Non-CHP","N","Low utilization CT",null,{"$f":"IF(B1722=\"CoalST\",MATCH(E1722&\"|\"&F1722,EIA_Units!$BK$6:$BK$22655,0),\"\")","v":""},{"$f":"IF(O1722=\"\",\"\",INDEX(EIA_Units!P1722:'EIA_Units'!$P$6:$P$22655,O1722))","v":""},""]
[null,"OGST","KS","Riverton",1239,"8","NG","ST",50,null,"Electric Utility","N","",null,{"$f":"IF(B1723=\"CoalST\",MATCH(E1723&\"|\"&F1723,EIA_Units!$BK$6:$BK$22655,0),\"\")","v":""},{"$f":"IF(O1723=\"\",\"\",INDEX(EIA_Units!P1723:'EIA_Units'!$P$6:$P$22655,O1723))","v":""},""]
[null,"COALST","PA","Portland",3113,"1","BIT","ST",172,null,"Electric Utility/IPP Non-CHP","N","",null,{"$f":"IF(B1724=\"CoalST\",MATCH(E1724&\"|\"&F1724,EIA_Units!$BK$6:$BK$22655,0),\"\")","v":10293},{"$f":"IF(O1724=\"\",\"\",INDEX(EIA_Units!P1724:'EIA_Units'!$P$6:$P$22655,O1724))","v":1958},56]
[null,"COALST","FL","Northside Generating Station",667,"2","PC","ST",297.5,null,"Electric Utility","N","",null,{"$f":"IF(B1725=\"CoalST\",MATCH(E1725&\"|\"&F1725,EIA_Units!$BK$6:$BK$22655,0),\"\")","v":5695},{"$f":"IF(O1725=\"\",\"\",INDEX(EIA_Units!P1725:'EIA_Units'!$P$6:$P$22655,O1725))","v":1972},42]
[null,"Exclude","NY","Holtsville",8007,"7","DFO","GT",56.7,null,"Electric Utility","N","Low utilization CT",null,{"$f":"IF(B1726=\"CoalST\",MATCH(E1726&\"|\"&F1726,EIA_Units!$BK$6:$BK$22655,0),\"\")","v":""},{"$f":"IF(O1726=\"\",\"\",INDEX(EIA_Units!P1726:'EIA_Units'!$P$6:$P$22655,O1726))","v":""},""]
[null,"Exclude","NY","Holtsville",8007,"8","DFO","GT",56.7,null,"Electric Utility","N","Low utilization CT",null,{"$f":"IF(B1727=\"CoalST\",MATCH(E1727&\"|\"&F1727,EIA_Units!$BK$6:$BK$22655,0),\"\")","v":""},{"$f":"IF(O1727=\"\",\"\",INDEX(EIA_Units!P1727:'EIA_Units'!$P$6:$P$22655,O1727))","v":""},""]
[null,"COALST","CA","Rio Bravo Poso",10769,"UP8","BIT","ST",38.200000000000003,null,"IPP CHP","Y","",null,{"$f":"IF(B1728=\"CoalST\",MATCH(E1728&\"|\"&F1728,EIA_Units!$BK$6:$BK$22655,0),\"\")","v":9767},{"$f":"IF(O1728=\"\",\"\",INDEX(EIA_Units!P1728:'EIA_Units'!$P$6:$P$22655,O1728))","v":1989},25]
[null,"COALST","FL","Indiantown Cogeneration LP",50976,"GEN1","BIT","ST",395.4,null,"IPP CHP","Y","",null,{"$f":"IF(B1729=\"CoalST\",MATCH(E1729&\"|\"&F1729,EIA_Units!$BK$6:$BK$22655,0),\"\")","v":8852},{"$f":"IF(O1729=\"\",\"\",INDEX(EIA_Units!P1729:'EIA_Units'!$P$6:$P$22655,O1729))","v":1995},19]
[null,"Exclude","FL","Lauderdale",613,"10","NG","GT",34.200000000000003,null,"Electric Utility","N","Low utilization CT",null,{"$f":"IF(B1730=\"CoalST\",MATCH(E1730&\"|\"&F1730,EIA_Units!$BK$6:$BK$22655,0),\"\")","v":""},{"$f":"IF(O1730=\"\",\"\",INDEX(EIA_Units!P1730:'EIA_Units'!$P$6:$P$22655,O1730))","v":""},""]
[null,"EXCLUDE","CO","Nucla",527,"1","BIT","ST",11.5,null,"Electric Utility","N","Steam unit (PRMVR=ST) under 25MW/250 MMBtu/hr",null,{"$f":"IF(B1731=\"CoalST\",MATCH(E1731&\"|\"&F1731,EIA_Units!$BK$6:$BK$22655,0),\"\")","v":""},{"$f":"IF(O1731=\"\",\"\",INDEX(EIA_Units!P1731:'EIA_Units'!$P$6:$P$22655,O1731))","v":""},""]
[null,"EXCLUDE","CO","Nucla",527,"3","BIT","ST",11.5,null,"Electric Utility","N","Steam unit (PRMVR=ST) under 25MW/250 MMBtu/hr",null,{"$f":"IF(B1732=\"CoalST\",MATCH(E1732&\"|\"&F1732,EIA_Units!$BK$6:$BK$22655,0),\"\")","v":""},{"$f":"IF(O1732=\"\",\"\",INDEX(EIA_Units!P1732:'EIA_Units'!$P$6:$P$22655,O1732))","v":""},""]
[null,"EXCLUDE","CO","Nucla",527,"2","BIT","ST",11.5,null,"Electric Utility","N","Steam unit (PRMVR=ST) under 25MW/250 MMBtu/hr",null,{"$f":"IF(B1733=\"CoalST\",MATCH(E1733&\"|\"&F1733,EIA_Units!$BK$6:$BK$22655,0),\"\")","v":""},{"$f":"IF(O1733=\"\",\"\",INDEX(EIA_Units!P1733:'EIA_Units'!$P$6:$P$22655,O1733))","v":""},""]
[null,"COALST","CO","Nucla",527,"ST4","BIT","ST",79.3,null,"Electric Utility","N","",null,{"$f":"IF(B1734=\"CoalST\",MATCH(E1734&\"|\"&F1734,EIA_Units!$BK$6:$BK$22655,0),\"\")","v":13801},{"$f":"IF(O1734=\"\",\"\",INDEX(EIA_Units!P1734:'EIA_Units'!$P$6:$P$22655,O1734))","v":1991},23]
[null,"COALST","GA","Jack McDonough",710,"1","BIT","ST",299.2,null,"Electric Utility","N","",null,{"$f":"IF(B1735=\"CoalST\",MATCH(E1735&\"|\"&F1735,EIA_Units!$BK$6:$BK$22655,0),\"\")","v":19693},{"$f":"IF(O1735=\"\",\"\",INDEX(EIA_Units!P1735:'EIA_Units'!$P$6:$P$22655,O1735))","v":1963},{"$f":"IF(O1735=\"\",\"\",2014-P1735)","v":51}]
[null,"COALST","SC","W S Lee",3264,"2","BIT","ST",90,null,"Electric Utility","N","",null,{"$f":"IF(B1736=\"CoalST\",MATCH(E1736&\"|\"&F1736,EIA_Units!$BK$6:$BK$22655,0),\"\")","v":3083},{"$f":"IF(O1736=\"\",\"\",INDEX(EIA_Units!P1736:'EIA_Units'!$P$6:$P$22655,O1736))","v":1951},63]
[null,"Exclude","IL","Pinckneyville",55202,"3","NG","GT",45,null,"Electric Utility","N","Low utilization CT",null,{"$f":"IF(B1737=\"CoalST\",MATCH(E1737&\"|\"&F1737,EIA_Units!$BK$6:$BK$22655,0),\"\")","v":""},{"$f":"IF(O1737=\"\",\"\",INDEX(EIA_Units!P1737:'EIA_Units'!$P$6:$P$22655,O1737))","v":""},""]
[null,"COALST","NE","Platte",59,"1","SUB","ST",109.8,null,"Electric Utility","N","",null,{"$f":"IF(B1738=\"CoalST\",MATCH(E1738&\"|\"&F1738,EIA_Units!$BK$6:$BK$22655,0),\"\")","v":14374},{"$f":"IF(O1738=\"\",\"\",INDEX(EIA_Units!P1738:'EIA_Units'!$P$6:$P$22655,O1738))","v":1982},32]
[null,"COALST","GA","Hammond",708,"1","BIT","ST",125,null,"Electric Utility","N","",null,{"$f":"IF(B1739=\"CoalST\",MATCH(E1739&\"|\"&F1739,EIA_Units!$BK$6:$BK$22655,0),\"\")","v":4375},{"$f":"IF(O1739=\"\",\"\",INDEX(EIA_Units!P1739:'EIA_Units'!$P$6:$P$22655,O1739))","v":1954},60]
[null,"EXCLUDE","DE","Indian River Generating Station",594,"10","DFO","GT",18.600000000000001,null,"IPP Non-CHP","N","Simple Cycle Turbine (PRMVR=GT or OT) unit under 25MW",null,{"$f":"IF(B1740=\"CoalST\",MATCH(E1740&\"|\"&F1740,EIA_Units!$BK$6:$BK$22655,0),\"\")","v":""},{"$f":"IF(O1740=\"\",\"\",INDEX(EIA_Units!P1740:'EIA_Units'!$P$6:$P$22655,O1740))","v":""},""]
[null,"EXCLUDE","CT","North Main Street",581,"5","DFO","GT",19,null,"Electric Utility","N","Simple Cycle Turbine (PRMVR=GT or OT) unit under 25MW",null,{"$f":"IF(B1741=\"CoalST\",MATCH(E1741&\"|\"&F1741,EIA_Units!$BK$6:$BK$22655,0),\"\")","v":""},{"$f":"IF(O1741=\"\",\"\",INDEX(EIA_Units!P1741:'EIA_Units'!$P$6:$P$22655,O1741))","v":""},""]
[null,"EXCLUDE","HI","Kahului",6056,"2","RFO","ST",5,null,"Electric Utility","N","Steam unit (PRMVR=ST) under 25MW/250 MMBtu/hr",null,{"$f":"IF(B1742=\"CoalST\",MATCH(E1742&\"|\"&F1742,EIA_Units!$BK$6:$BK$22655,0),\"\")","v":""},{"$f":"IF(O1742=\"\",\"\",INDEX(EIA_Units!P1742:'EIA_Units'!$P$6:$P$22655,O1742))","v":""},""]
[null,"COALST","NC","Riverbend",2732,"4","BIT","ST",100,null,"Electric Utility","N","",null,{"$f":"IF(B1743=\"CoalST\",MATCH(E1743&\"|\"&F1743,EIA_Units!$BK$6:$BK$22655,0),\"\")","v":3038},{"$f":"IF(O1743=\"\",\"\",INDEX(EIA_Units!P1743:'EIA_Units'!$P$6:$P$22655,O1743))","v":1952},62]
[null,"Exclude","NM","Pyramid",7975,"3","NG","GT",46.5,null,"Electric Utility","N","Low utilization CT",null,{"$f":"IF(B1744=\"CoalST\",MATCH(E1744&\"|\"&F1744,EIA_Units!$BK$6:$BK$22655,0),\"\")","v":""},{"$f":"IF(O1744=\"\",\"\",INDEX(EIA_Units!P1744:'EIA_Units'!$P$6:$P$22655,O1744))","v":""},""]
[null,"COALST","KS","Quindaro",1295,"ST2","SUB","ST",157.5,null,"Electric Utility","N","",null,{"$f":"IF(B1745=\"CoalST\",MATCH(E1745&\"|\"&F1745,EIA_Units!$BK$6:$BK$22655,0),\"\")","v":5790},{"$f":"IF(O1745=\"\",\"\",INDEX(EIA_Units!P1745:'EIA_Units'!$P$6:$P$22655,O1745))","v":1971},43]
[null,"COALST","MI","Presque Isle",1769,"8","SUB","ST",90,null,"Electric Utility","N","",null,{"$f":"IF(B1746=\"CoalST\",MATCH(E1746&\"|\"&F1746,EIA_Units!$BK$6:$BK$22655,0),\"\")","v":12879},{"$f":"IF(O1746=\"\",\"\",INDEX(EIA_Units!P1746:'EIA_Units'!$P$6:$P$22655,O1746))","v":1978},36]
[null,"COALST","WI","Alma",4140,"5","BIT","ST",81.599999999999994,null,"Electric Utility","N","",null,{"$f":"IF(B1747=\"CoalST\",MATCH(E1747&\"|\"&F1747,EIA_Units!$BK$6:$BK$22655,0),\"\")","v":2580},{"$f":"IF(O1747=\"\",\"\",INDEX(EIA_Units!P1747:'EIA_Units'!$P$6:$P$22655,O1747))","v":1960},54]
[null,"COALST","OH","Conesville",2840,"3","BIT","ST",161.5,null,"Electric Utility","N","",null,{"$f":"IF(B1748=\"CoalST\",MATCH(E1748&\"|\"&F1748,EIA_Units!$BK$6:$BK$22655,0),\"\")","v":20351},{"$f":"IF(O1748=\"\",\"\",INDEX(EIA_Units!P1748:'EIA_Units'!$P$6:$P$22655,O1748))","v":1962},52]
[null,"Exclude","AZ","North Loop",6088,"1","NG","GT",27,null,"Electric Utility","N","Low utilization CT",null,{"$f":"IF(B1749=\"CoalST\",MATCH(E1749&\"|\"&F1749,EIA_Units!$BK$6:$BK$22655,0),\"\")","v":""},{"$f":"IF(O1749=\"\",\"\",INDEX(EIA_Units!P1749:'EIA_Units'!$P$6:$P$22655,O1749))","v":""},""]
[null,"Exclude","AZ","North Loop",6088,"2","NG","GT",27,null,"Electric Utility","N","Low utilization CT",null,{"$f":"IF(B1750=\"CoalST\",MATCH(E1750&\"|\"&F1750,EIA_Units!$BK$6:$BK$22655,0),\"\")","v":""},{"$f":"IF(O1750=\"\",\"\",INDEX(EIA_Units!P1750:'EIA_Units'!$P$6:$P$22655,O1750))","v":""},""]
[null,"Exclude","AZ","North Loop",6088,"3","NG","GT",27,null,"Electric Utility","N","Low utilization CT",null,{"$f":"IF(B1751=\"CoalST\",MATCH(E1751&\"|\"&F1751,EIA_Units!$BK$6:$BK$22655,0),\"\")","v":""},{"$f":"IF(O1751=\"\",\"\",INDEX(EIA_Units!P1751:'EIA_Units'!$P$6:$P$22655,O1751))","v":""},""]
[null,"Exclude","AZ","North Loop",6088,"4","NG","GT",26.8,null,"Electric Utility","N","Low utilization CT",null,{"$f":"IF(B1752=\"CoalST\",MATCH(E1752&\"|\"&F1752,EIA_Units!$BK$6:$BK$22655,0),\"\")","v":""},{"$f":"IF(O1752=\"\",\"\",INDEX(EIA_Units!P1752:'EIA_Units'!$P$6:$P$22655,O1752))","v":""},""]
[null,"COALST","MI","Presque Isle",1769,"9","SUB","ST",90,null,"Electric Utility","N","",null,{"$f":"IF(B1753=\"CoalST\",MATCH(E1753&\"|\"&F1753,EIA_Units!$BK$6:$BK$22655,0),\"\")","v":12880},{"$f":"IF(O1753=\"\",\"\",INDEX(EIA_Units!P1753:'EIA_Units'!$P$6:$P$22655,O1753))","v":1979},35]
[null,"COALST","NY","Dunkirk Generating Plant",2554,"1","SUB","ST",96,null,"Electric Utility/IPP Non-CHP","N","",null,{"$f":"IF(B1754=\"CoalST\",MATCH(E1754&\"|\"&F1754,EIA_Units!$BK$6:$BK$22655,0),\"\")","v":7646},{"$f":"IF(O1754=\"\",\"\",INDEX(EIA_Units!P1754:'EIA_Units'!$P$6:$P$22655,O1754))","v":1950},64]
[null,"OGST","TX","Sam Bertron",3468,"ST1","NG","ST",187.8,null,"Electric Utility/IPP Non-CHP","N","",null,{"$f":"IF(B1755=\"CoalST\",MATCH(E1755&\"|\"&F1755,EIA_Units!$BK$6:$BK$22655,0),\"\")","v":""},{"$f":"IF(O1755=\"\",\"\",INDEX(EIA_Units!P1755:'EIA_Units'!$P$6:$P$22655,O1755))","v":""},""]
[null,"Exclude","FL","Port Everglades",617,"10","NG","GT",34.200000000000003,null,"Electric Utility","N","Low utilization CT",null,{"$f":"IF(B1756=\"CoalST\",MATCH(E1756&\"|\"&F1756,EIA_Units!$BK$6:$BK$22655,0),\"\")","v":""},{"$f":"IF(O1756=\"\",\"\",INDEX(EIA_Units!P1756:'EIA_Units'!$P$6:$P$22655,O1756))","v":""},""]
[null,"COALST","FL","Crist",641,"6","BIT","ST",369.7,null,"Electric Utility","N","",null,{"$f":"IF(B1757=\"CoalST\",MATCH(E1757&\"|\"&F1757,EIA_Units!$BK$6:$BK$22655,0),\"\")","v":4919},{"$f":"IF(O1757=\"\",\"\",INDEX(EIA_Units!P1757:'EIA_Units'!$P$6:$P$22655,O1757))","v":1970},44]
[null,"COALST","MI","Shiras",1843,"3","SUB","ST",44,null,"Electric Utility","N","",null,{"$f":"IF(B1758=\"CoalST\",MATCH(E1758&\"|\"&F1758,EIA_Units!$BK$6:$BK$22655,0),\"\")","v":6694},{"$f":"IF(O1758=\"\",\"\",INDEX(EIA_Units!P1758:'EIA_Units'!$P$6:$P$22655,O1758))","v":1983},31]
[null,"EXCLUDE","NH","DG Whitefield LLC",10839,"GEN1","WDS","ST",19.899999999999999,null,"IPP Non-CHP","N","Non Fossil fuel type",null,{"$f":"IF(B1759=\"CoalST\",MATCH(E1759&\"|\"&F1759,EIA_Units!$BK$6:$BK$22655,0),\"\")","v":""},{"$f":"IF(O1759=\"\",\"\",INDEX(EIA_Units!P1759:'EIA_Units'!$P$6:$P$22655,O1759))","v":""},""]
[null,"EXCLUDE","PA","PPL Martins Creek LLC Harrisburg",3143,"CTG1","DFO","GT",16,null,"IPP Non-CHP","N","Simple Cycle Turbine (PRMVR=GT or OT) unit under 25MW",null,{"$f":"IF(B1760=\"CoalST\",MATCH(E1760&\"|\"&F1760,EIA_Units!$BK$6:$BK$22655,0),\"\")","v":""},{"$f":"IF(O1760=\"\",\"\",INDEX(EIA_Units!P1760:'EIA_Units'!$P$6:$P$22655,O1760))","v":""},""]
[null,"EXCLUDE","PA","PPL Martins Creek LLC Harrisburg",3143,"CTG2","DFO","GT",16,null,"IPP Non-CHP","N","Simple Cycle Turbine (PRMVR=GT or OT) unit under 25MW",null,{"$f":"IF(B1761=\"CoalST\",MATCH(E1761&\"|\"&F1761,EIA_Units!$BK$6:$BK$22655,0),\"\")","v":""},{"$f":"IF(O1761=\"\",\"\",INDEX(EIA_Units!P1761:'EIA_Units'!$P$6:$P$22655,O1761))","v":""},""]
[null,"EXCLUDE","PA","PPL Martins Creek LLC Harrisburg",3143,"CTG3","DFO","GT",16,null,"IPP Non-CHP","N","Simple Cycle Turbine (PRMVR=GT or OT) unit under 25MW",null,{"$f":"IF(B1762=\"CoalST\",MATCH(E1762&\"|\"&F1762,EIA_Units!$BK$6:$BK$22655,0),\"\")","v":""},{"$f":"IF(O1762=\"\",\"\",INDEX(EIA_Units!P1762:'EIA_Units'!$P$6:$P$22655,O1762))","v":""},""]
[null,"EXCLUDE","PA","PPL Martins Creek LLC Harrisburg",3143,"CTG4","DFO","GT",16,null,"IPP Non-CHP","N","Simple Cycle Turbine (PRMVR=GT or OT) unit under 25MW",null,{"$f":"IF(B1763=\"CoalST\",MATCH(E1763&\"|\"&F1763,EIA_Units!$BK$6:$BK$22655,0),\"\")","v":""},{"$f":"IF(O1763=\"\",\"\",INDEX(EIA_Units!P1763:'EIA_Units'!$P$6:$P$22655,O1763))","v":""},""]
[null,"COALST","NE","Whelan Energy Center",60,"1","SUB","ST",76.3,null,"Electric Utility","N","",null,{"$f":"IF(B1764=\"CoalST\",MATCH(E1764&\"|\"&F1764,EIA_Units!$BK$6:$BK$22655,0),\"\")","v":4987},{"$f":"IF(O1764=\"\",\"\",INDEX(EIA_Units!P1764:'EIA_Units'!$P$6:$P$22655,O1764))","v":1981},33]
[null,"Exclude","LA","Waterford 1 & 2",8056,"4","DFO","GT",41,null,"Electric Utility","N","Low utilization CT",null,{"$f":"IF(B1765=\"CoalST\",MATCH(E1765&\"|\"&F1765,EIA_Units!$BK$6:$BK$22655,0),\"\")","v":""},{"$f":"IF(O1765=\"\",\"\",INDEX(EIA_Units!P1765:'EIA_Units'!$P$6:$P$22655,O1765))","v":""},""]
[null,"COALST","MT","Lewis & Clark",6089,"1","LIG","ST",50,null,"Electric Utility","N","",null,{"$f":"IF(B1766=\"CoalST\",MATCH(E1766&\"|\"&F1766,EIA_Units!$BK$6:$BK$22655,0),\"\")","v":6839},{"$f":"IF(O1766=\"\",\"\",INDEX(EIA_Units!P1766:'EIA_Units'!$P$6:$P$22655,O1766))","v":1958},56]
[null,"COALST","IN","Bailly",995,"8","BIT","ST",413.1,null,"Electric Utility","N","",null,{"$f":"IF(B1767=\"CoalST\",MATCH(E1767&\"|\"&F1767,EIA_Units!$BK$6:$BK$22655,0),\"\")","v":7754},{"$f":"IF(O1767=\"\",\"\",INDEX(EIA_Units!P1767:'EIA_Units'!$P$6:$P$22655,O1767))","v":1968},46]
[null,"EXCLUDE","MN","Willmar",2022,"ST2","NG","ST",8,null,"Electric Utility","Y","Steam unit (PRMVR=ST) under 25MW/250 MMBtu/hr",null,{"$f":"IF(B1768=\"CoalST\",MATCH(E1768&\"|\"&F1768,EIA_Units!$BK$6:$BK$22655,0),\"\")","v":""},{"$f":"IF(O1768=\"\",\"\",INDEX(EIA_Units!P1768:'EIA_Units'!$P$6:$P$22655,O1768))","v":""},""]
[null,"EXCLUDE","LA","Oak Point Cogen",55857,"5121","NG","GT",4.7,null,"Industrial CHP","Y","Simple Cycle Turbine (PRMVR=GT or OT) unit under 25MW",null,{"$f":"IF(B1769=\"CoalST\",MATCH(E1769&\"|\"&F1769,EIA_Units!$BK$6:$BK$22655,0),\"\")","v":""},{"$f":"IF(O1769=\"\",\"\",INDEX(EIA_Units!P1769:'EIA_Units'!$P$6:$P$22655,O1769))","v":""},""]
[null,"EXCLUDE","LA","Oak Point Cogen",55857,"5131","NG","GT",4.7,null,"Industrial CHP","Y","Simple Cycle Turbine (PRMVR=GT or OT) unit under 25MW",null,{"$f":"IF(B1770=\"CoalST\",MATCH(E1770&\"|\"&F1770,EIA_Units!$BK$6:$BK$22655,0),\"\")","v":""},{"$f":"IF(O1770=\"\",\"\",INDEX(EIA_Units!P1770:'EIA_Units'!$P$6:$P$22655,O1770))","v":""},""]
[null,"EXCLUDE","LA","Oak Point Cogen",55857,"5141","NG","GT",4.7,null,"Industrial CHP","Y","Simple Cycle Turbine (PRMVR=GT or OT) unit under 25MW",null,{"$f":"IF(B1771=\"CoalST\",MATCH(E1771&\"|\"&F1771,EIA_Units!$BK$6:$BK$22655,0),\"\")","v":""},{"$f":"IF(O1771=\"\",\"\",INDEX(EIA_Units!P1771:'EIA_Units'!$P$6:$P$22655,O1771))","v":""},""]
[null,"EXCLUDE","LA","Oak Point Cogen",55857,"5151","NG","GT",4.7,null,"Industrial CHP","Y","Simple Cycle Turbine (PRMVR=GT or OT) unit under 25MW",null,{"$f":"IF(B1772=\"CoalST\",MATCH(E1772&\"|\"&F1772,EIA_Units!$BK$6:$BK$22655,0),\"\")","v":""},{"$f":"IF(O1772=\"\",\"\",INDEX(EIA_Units!P1772:'EIA_Units'!$P$6:$P$22655,O1772))","v":""},""]
[null,"EXCLUDE","LA","Oak Point Cogen",55857,"5161","NG","GT",4.7,null,"Industrial CHP","Y","Simple Cycle Turbine (PRMVR=GT or OT) unit under 25MW",null,{"$f":"IF(B1773=\"CoalST\",MATCH(E1773&\"|\"&F1773,EIA_Units!$BK$6:$BK$22655,0),\"\")","v":""},{"$f":"IF(O1773=\"\",\"\",INDEX(EIA_Units!P1773:'EIA_Units'!$P$6:$P$22655,O1773))","v":""},""]
[null,"Exclude","DE","Warren F Sam Beasley Generation Station",7962,"001","NG","GT",45,null,"Electric Utility","N","Low utilization CT",null,{"$f":"IF(B1774=\"CoalST\",MATCH(E1774&\"|\"&F1774,EIA_Units!$BK$6:$BK$22655,0),\"\")","v":""},{"$f":"IF(O1774=\"\",\"\",INDEX(EIA_Units!P1774:'EIA_Units'!$P$6:$P$22655,O1774))","v":""},""]
[null,"COALST","NJ","B L England",2378,"1","BIT","ST",136,null,"Electric Utility/IPP Non-CHP","N","",null,{"$f":"IF(B1775=\"CoalST\",MATCH(E1775&\"|\"&F1775,EIA_Units!$BK$6:$BK$22655,0),\"\")","v":15769},{"$f":"IF(O1775=\"\",\"\",INDEX(EIA_Units!P1775:'EIA_Units'!$P$6:$P$22655,O1775))","v":1962},52]
[null,"COALST","MI","St Clair",1743,"2","SUB","ST",156.19999999999999,null,"Electric Utility","N","",null,{"$f":"IF(B1776=\"CoalST\",MATCH(E1776&\"|\"&F1776,EIA_Units!$BK$6:$BK$22655,0),\"\")","v":2824},{"$f":"IF(O1776=\"\",\"\",INDEX(EIA_Units!P1776:'EIA_Units'!$P$6:$P$22655,O1776))","v":1953},61]
[null,"COALST","WY","Wyodak",6101,"1","SUB","ST",362,null,"Electric Utility","N","",null,{"$f":"IF(B1777=\"CoalST\",MATCH(E1777&\"|\"&F1777,EIA_Units!$BK$6:$BK$22655,0),\"\")","v":8584},{"$f":"IF(O1777=\"\",\"\",INDEX(EIA_Units!P1777:'EIA_Units'!$P$6:$P$22655,O1777))","v":1978},36]
[null,"Exclude","OK","WFEC GenCo LLC",55655,"GEN1","NG","GT",45,null,"Electric Utility","N","Low utilization CT",null,{"$f":"IF(B1778=\"CoalST\",MATCH(E1778&\"|\"&F1778,EIA_Units!$BK$6:$BK$22655,0),\"\")","v":""},{"$f":"IF(O1778=\"\",\"\",INDEX(EIA_Units!P1778:'EIA_Units'!$P$6:$P$22655,O1778))","v":""},""]
[null,"COALST","IN","R M Schahfer",6085,"14","SUB","ST",540,null,"Electric Utility","N","",null,{"$f":"IF(B1779=\"CoalST\",MATCH(E1779&\"|\"&F1779,EIA_Units!$BK$6:$BK$22655,0),\"\")","v":7764},{"$f":"IF(O1779=\"\",\"\",INDEX(EIA_Units!P1779:'EIA_Units'!$P$6:$P$22655,O1779))","v":1976},38]
[null,"Exclude","TX","Greens Bayou",3464,"73","NG","GT",72,null,"Electric Utility/IPP Non-CHP","N","Low utilization CT",null,{"$f":"IF(B1780=\"CoalST\",MATCH(E1780&\"|\"&F1780,EIA_Units!$BK$6:$BK$22655,0),\"\")","v":""},{"$f":"IF(O1780=\"\",\"\",INDEX(EIA_Units!P1780:'EIA_Units'!$P$6:$P$22655,O1780))","v":""},""]
[null,"Exclude","TX","Greens Bayou",3464,"74","NG","GT",72,null,"Electric Utility/IPP Non-CHP","N","Low utilization CT",null,{"$f":"IF(B1781=\"CoalST\",MATCH(E1781&\"|\"&F1781,EIA_Units!$BK$6:$BK$22655,0),\"\")","v":""},{"$f":"IF(O1781=\"\",\"\",INDEX(EIA_Units!P1781:'EIA_Units'!$P$6:$P$22655,O1781))","v":""},""]
[null,"Exclude","TX","Greens Bayou",3464,"81","NG","GT",72,null,"Electric Utility/IPP Non-CHP","N","Low utilization CT",null,{"$f":"IF(B1782=\"CoalST\",MATCH(E1782&\"|\"&F1782,EIA_Units!$BK$6:$BK$22655,0),\"\")","v":""},{"$f":"IF(O1782=\"\",\"\",INDEX(EIA_Units!P1782:'EIA_Units'!$P$6:$P$22655,O1782))","v":""},""]
[null,"Exclude","TX","Greens Bayou",3464,"82","NG","GT",72,null,"Electric Utility/IPP Non-CHP","N","Low utilization CT",null,{"$f":"IF(B1783=\"CoalST\",MATCH(E1783&\"|\"&F1783,EIA_Units!$BK$6:$BK$22655,0),\"\")","v":""},{"$f":"IF(O1783=\"\",\"\",INDEX(EIA_Units!P1783:'EIA_Units'!$P$6:$P$22655,O1783))","v":""},""]
[null,"Exclude","TX","Greens Bayou",3464,"83","NG","GT",72,null,"Electric Utility/IPP Non-CHP","N","Low utilization CT",null,{"$f":"IF(B1784=\"CoalST\",MATCH(E1784&\"|\"&F1784,EIA_Units!$BK$6:$BK$22655,0),\"\")","v":""},{"$f":"IF(O1784=\"\",\"\",INDEX(EIA_Units!P1784:'EIA_Units'!$P$6:$P$22655,O1784))","v":""},""]
[null,"Exclude","TX","Greens Bayou",3464,"84","NG","GT",72,null,"Electric Utility/IPP Non-CHP","N","Low utilization CT",null,{"$f":"IF(B1785=\"CoalST\",MATCH(E1785&\"|\"&F1785,EIA_Units!$BK$6:$BK$22655,0),\"\")","v":""},{"$f":"IF(O1785=\"\",\"\",INDEX(EIA_Units!P1785:'EIA_Units'!$P$6:$P$22655,O1785))","v":""},""]
[null,"EXCLUDE","MI","James De Young",1830,"4","BIT","ST",22,null,"Electric Utility","N","Steam unit (PRMVR=ST) under 25MW/250 MMBtu/hr",null,{"$f":"IF(B1786=\"CoalST\",MATCH(E1786&\"|\"&F1786,EIA_Units!$BK$6:$BK$22655,0),\"\")","v":""},{"$f":"IF(O1786=\"\",\"\",INDEX(EIA_Units!P1786:'EIA_Units'!$P$6:$P$22655,O1786))","v":""},""]
[null,"EXCLUDE","NH","Schiller",2367,"GT1","JF","GT",21.2,null,"Electric Utility","N","Simple Cycle Turbine (PRMVR=GT or OT) unit under 25MW",null,{"$f":"IF(B1787=\"CoalST\",MATCH(E1787&\"|\"&F1787,EIA_Units!$BK$6:$BK$22655,0),\"\")","v":""},{"$f":"IF(O1787=\"\",\"\",INDEX(EIA_Units!P1787:'EIA_Units'!$P$6:$P$22655,O1787))","v":""},""]
[null,"COALST","NJ","PSEG Mercer Generating Station",2408,"2","BIT","ST",326.39999999999998,null,"Electric Utility/IPP Non-CHP","N","",null,{"$f":"IF(B1788=\"CoalST\",MATCH(E1788&\"|\"&F1788,EIA_Units!$BK$6:$BK$22655,0),\"\")","v":9021},{"$f":"IF(O1788=\"\",\"\",INDEX(EIA_Units!P1788:'EIA_Units'!$P$6:$P$22655,O1788))","v":1961},53]
[null,"COALST","CO","Martin Drake",492,"5","SUB","ST",50,null,"Electric Utility","N","",null,{"$f":"IF(B1789=\"CoalST\",MATCH(E1789&\"|\"&F1789,EIA_Units!$BK$6:$BK$22655,0),\"\")","v":2132},{"$f":"IF(O1789=\"\",\"\",INDEX(EIA_Units!P1789:'EIA_Units'!$P$6:$P$22655,O1789))","v":1962},52]
[null,"COALST","NY","Dunkirk Generating Plant",2554,"2","SUB","ST",96,null,"Electric Utility/IPP Non-CHP","N","",null,{"$f":"IF(B1790=\"CoalST\",MATCH(E1790&\"|\"&F1790,EIA_Units!$BK$6:$BK$22655,0),\"\")","v":7647},{"$f":"IF(O1790=\"\",\"\",INDEX(EIA_Units!P1790:'EIA_Units'!$P$6:$P$22655,O1790))","v":1950},64]
[null,"COALST","NE","Lon Wright",2240,"8","SUB","ST",91.5,null,"Electric Utility","N","",null,{"$f":"IF(B1791=\"CoalST\",MATCH(E1791&\"|\"&F1791,EIA_Units!$BK$6:$BK$22655,0),\"\")","v":4206},{"$f":"IF(O1791=\"\",\"\",INDEX(EIA_Units!P1791:'EIA_Units'!$P$6:$P$22655,O1791))","v":1977},37]
[null,"COALST","WY","Wygen 1",55479,"0001","SUB","ST",88,null,"Electric Utility/IPP Non-CHP","N","",null,{"$f":"IF(B1792=\"CoalST\",MATCH(E1792&\"|\"&F1792,EIA_Units!$BK$6:$BK$22655,0),\"\")","v":12234},{"$f":"IF(O1792=\"\",\"\",INDEX(EIA_Units!P1792:'EIA_Units'!$P$6:$P$22655,O1792))","v":2003},11]
[null,"COALST","KY","E W Brown",1355,"1","BIT","ST",113.6,null,"Electric Utility","N","",null,{"$f":"IF(B1793=\"CoalST\",MATCH(E1793&\"|\"&F1793,EIA_Units!$BK$6:$BK$22655,0),\"\")","v":5901},{"$f":"IF(O1793=\"\",\"\",INDEX(EIA_Units!P1793:'EIA_Units'!$P$6:$P$22655,O1793))","v":1957},57]
[null,"EXCLUDE","NJ","Middlesex Generating Facility",56119,"300","OBG","CC",10.5,null,"IPP CHP","Y","Non Fossil fuel type",null,{"$f":"IF(B1794=\"CoalST\",MATCH(E1794&\"|\"&F1794,EIA_Units!$BK$6:$BK$22655,0),\"\")","v":""},{"$f":"IF(O1794=\"\",\"\",INDEX(EIA_Units!P1794:'EIA_Units'!$P$6:$P$22655,O1794))","v":""},""]
[null,"EXCLUDE","NJ","Middlesex Generating Facility",56119,"100","OBG","CC",6,null,"IPP CHP","Y","Non Fossil fuel type",null,{"$f":"IF(B1795=\"CoalST\",MATCH(E1795&\"|\"&F1795,EIA_Units!$BK$6:$BK$22655,0),\"\")","v":""},{"$f":"IF(O1795=\"\",\"\",INDEX(EIA_Units!P1795:'EIA_Units'!$P$6:$P$22655,O1795))","v":""},""]
[null,"EXCLUDE","NJ","Middlesex Generating Facility",56119,"200","OBG","CC",6,null,"IPP CHP","Y","Non Fossil fuel type",null,{"$f":"IF(B1796=\"CoalST\",MATCH(E1796&\"|\"&F1796,EIA_Units!$BK$6:$BK$22655,0),\"\")","v":""},{"$f":"IF(O1796=\"\",\"\",INDEX(EIA_Units!P1796:'EIA_Units'!$P$6:$P$22655,O1796))","v":""},""]
[null,"COALST","IN","Eagle Valley",991,"4","BIT","ST",69,null,"Electric Utility","N","",null,{"$f":"IF(B1797=\"CoalST\",MATCH(E1797&\"|\"&F1797,EIA_Units!$BK$6:$BK$22655,0),\"\")","v":5454},{"$f":"IF(O1797=\"\",\"\",INDEX(EIA_Units!P1797:'EIA_Units'!$P$6:$P$22655,O1797))","v":1953},61]
[null,"COALST","MN","Clay Boswell",1893,"1","SUB","ST",75,null,"Electric Utility","N","",null,{"$f":"IF(B1798=\"CoalST\",MATCH(E1798&\"|\"&F1798,EIA_Units!$BK$6:$BK$22655,0),\"\")","v":7193},{"$f":"IF(O1798=\"\",\"\",INDEX(EIA_Units!P1798:'EIA_Units'!$P$6:$P$22655,O1798))","v":1958},56]
[null,"COALST","TX","San Miguel",6183,"1","LIG","ST",410,null,"Electric Utility","N","",null,{"$f":"IF(B1799=\"CoalST\",MATCH(E1799&\"|\"&F1799,EIA_Units!$BK$6:$BK$22655,0),\"\")","v":10055},{"$f":"IF(O1799=\"\",\"\",INDEX(EIA_Units!P1799:'EIA_Units'!$P$6:$P$22655,O1799))","v":1982},{"$f":"IF(O1799=\"\",\"\",2014-P1799)","v":32}]
[null,"EXCLUDE","CA","Grayson",377,"4","LFG","ST",50,null,"Electric Utility","N","Non Fossil fuel type",null,{"$f":"IF(B1800=\"CoalST\",MATCH(E1800&\"|\"&F1800,EIA_Units!$BK$6:$BK$22655,0),\"\")","v":""},{"$f":"IF(O1800=\"\",\"\",INDEX(EIA_Units!P1800:'EIA_Units'!$P$6:$P$22655,O1800))","v":""},""]
[null,"Exclude","NJ","Sayreville",2390,"GT1","NG","GT",53,null,"Electric Utility/IPP Non-CHP","N","Low utilization CT",null,{"$f":"IF(B1801=\"CoalST\",MATCH(E1801&\"|\"&F1801,EIA_Units!$BK$6:$BK$22655,0),\"\")","v":""},{"$f":"IF(O1801=\"\",\"\",INDEX(EIA_Units!P1801:'EIA_Units'!$P$6:$P$22655,O1801))","v":""},""]
[null,"Exclude","NJ","Sayreville",2390,"GT2","NG","GT",53,null,"Electric Utility/IPP Non-CHP","N","Low utilization CT",null,{"$f":"IF(B1802=\"CoalST\",MATCH(E1802&\"|\"&F1802,EIA_Units!$BK$6:$BK$22655,0),\"\")","v":""},{"$f":"IF(O1802=\"\",\"\",INDEX(EIA_Units!P1802:'EIA_Units'!$P$6:$P$22655,O1802))","v":""},""]
[null,"Exclude","NJ","Sayreville",2390,"GT3","NG","GT",53,null,"Electric Utility/IPP Non-CHP","N","Low utilization CT",null,{"$f":"IF(B1803=\"CoalST\",MATCH(E1803&\"|\"&F1803,EIA_Units!$BK$6:$BK$22655,0),\"\")","v":""},{"$f":"IF(O1803=\"\",\"\",INDEX(EIA_Units!P1803:'EIA_Units'!$P$6:$P$22655,O1803))","v":""},""]
[null,"Exclude","NJ","Sayreville",2390,"GT4","NG","GT",53,null,"Electric Utility/IPP Non-CHP","N","Low utilization CT",null,{"$f":"IF(B1804=\"CoalST\",MATCH(E1804&\"|\"&F1804,EIA_Units!$BK$6:$BK$22655,0),\"\")","v":""},{"$f":"IF(O1804=\"\",\"\",INDEX(EIA_Units!P1804:'EIA_Units'!$P$6:$P$22655,O1804))","v":""},""]
[null,"EXCLUDE","WI","MMSD Jones Island Wastewater",54851,"GEN1","NG","GT",17.5,null,"Commercial CHP","Y","Simple Cycle Turbine (PRMVR=GT or OT) unit under 25MW",null,{"$f":"IF(B1805=\"CoalST\",MATCH(E1805&\"|\"&F1805,EIA_Units!$BK$6:$BK$22655,0),\"\")","v":""},{"$f":"IF(O1805=\"\",\"\",INDEX(EIA_Units!P1805:'EIA_Units'!$P$6:$P$22655,O1805))","v":""},""]
[null,"EXCLUDE","WI","MMSD Jones Island Wastewater",54851,"GEN2","NG","GT",17.5,null,"Commercial CHP","Y","Simple Cycle Turbine (PRMVR=GT or OT) unit under 25MW",null,{"$f":"IF(B1806=\"CoalST\",MATCH(E1806&\"|\"&F1806,EIA_Units!$BK$6:$BK$22655,0),\"\")","v":""},{"$f":"IF(O1806=\"\",\"\",INDEX(EIA_Units!P1806:'EIA_Units'!$P$6:$P$22655,O1806))","v":""},""]
[null,"COALST","OK","GRDA",165,"2","SUB","ST",594,null,"Electric Utility","N","",null,{"$f":"IF(B1807=\"CoalST\",MATCH(E1807&\"|\"&F1807,EIA_Units!$BK$6:$BK$22655,0),\"\")","v":4683},{"$f":"IF(O1807=\"\",\"\",INDEX(EIA_Units!P1807:'EIA_Units'!$P$6:$P$22655,O1807))","v":1985},29]
[null,"COALST","WI","Pleasant Prairie",6170,"1","SUB","ST",616.6,null,"Electric Utility","N","",null,{"$f":"IF(B1808=\"CoalST\",MATCH(E1808&\"|\"&F1808,EIA_Units!$BK$6:$BK$22655,0),\"\")","v":12922},{"$f":"IF(O1808=\"\",\"\",INDEX(EIA_Units!P1808:'EIA_Units'!$P$6:$P$22655,O1808))","v":1980},34]
[null,"EXCLUDE","CA","East Third Street Power Plant",10367,"GEN1","PC","ST",20.5,null,"IPP Non-CHP","N","Steam unit (PRMVR=ST) under 25MW/250 MMBtu/hr",null,{"$f":"IF(B1809=\"CoalST\",MATCH(E1809&\"|\"&F1809,EIA_Units!$BK$6:$BK$22655,0),\"\")","v":""},{"$f":"IF(O1809=\"\",\"\",INDEX(EIA_Units!P1809:'EIA_Units'!$P$6:$P$22655,O1809))","v":""},""]
[null,"COALST","MN","Clay Boswell",1893,"2","SUB","ST",75,null,"Electric Utility","N","",null,{"$f":"IF(B1810=\"CoalST\",MATCH(E1810&\"|\"&F1810,EIA_Units!$BK$6:$BK$22655,0),\"\")","v":7194},{"$f":"IF(O1810=\"\",\"\",INDEX(EIA_Units!P1810:'EIA_Units'!$P$6:$P$22655,O1810))","v":1960},54]
[null,"COALST","IA","Milton L Kapp",1048,"2","SUB","ST",218.5,null,"Electric Utility","N","",null,{"$f":"IF(B1811=\"CoalST\",MATCH(E1811&\"|\"&F1811,EIA_Units!$BK$6:$BK$22655,0),\"\")","v":5603},{"$f":"IF(O1811=\"\",\"\",INDEX(EIA_Units!P1811:'EIA_Units'!$P$6:$P$22655,O1811))","v":1967},47]
[null,"COALST","IL","Joliet 9",874,"6","SUB","ST",360.4,null,"IPP Non-CHP/Small Power Producer","N","",null,{"$f":"IF(B1812=\"CoalST\",MATCH(E1812&\"|\"&F1812,EIA_Units!$BK$6:$BK$22655,0),\"\")","v":7014},{"$f":"IF(O1812=\"\",\"\",INDEX(EIA_Units!P1812:'EIA_Units'!$P$6:$P$22655,O1812))","v":1959},55]
[null,"COALST","OH","Niles",2861,"1","BIT","ST",132.80000000000001,null,"Electric Utility/IPP Non-CHP","N","",null,{"$f":"IF(B1813=\"CoalST\",MATCH(E1813&\"|\"&F1813,EIA_Units!$BK$6:$BK$22655,0),\"\")","v":20366},{"$f":"IF(O1813=\"\",\"\",INDEX(EIA_Units!P1813:'EIA_Units'!$P$6:$P$22655,O1813))","v":1954},60]
[null,"COALST","MO","Meramec",2104,"2","SUB","ST",137.5,null,"Electric Utility","N","",null,{"$f":"IF(B1814=\"CoalST\",MATCH(E1814&\"|\"&F1814,EIA_Units!$BK$6:$BK$22655,0),\"\")","v":12047},{"$f":"IF(O1814=\"\",\"\",INDEX(EIA_Units!P1814:'EIA_Units'!$P$6:$P$22655,O1814))","v":1954},60]
[null,"COALST","IN","R M Schahfer",6085,"18","BIT","ST",423.5,null,"Electric Utility","N","",null,{"$f":"IF(B1815=\"CoalST\",MATCH(E1815&\"|\"&F1815,EIA_Units!$BK$6:$BK$22655,0),\"\")","v":7769},{"$f":"IF(O1815=\"\",\"\",INDEX(EIA_Units!P1815:'EIA_Units'!$P$6:$P$22655,O1815))","v":1986},28]
[null,"COALST","NC","G G Allen",2718,"2","BIT","ST",165,null,"Electric Utility","N","",null,{"$f":"IF(B1816=\"CoalST\",MATCH(E1816&\"|\"&F1816,EIA_Units!$BK$6:$BK$22655,0),\"\")","v":3001},{"$f":"IF(O1816=\"\",\"\",INDEX(EIA_Units!P1816:'EIA_Units'!$P$6:$P$22655,O1816))","v":1957},57]
[null,"COALST","IL","Crawford",867,"7","SUB","ST",239.3,null,"Electric Utility/IPP Non-CHP","N","",null,{"$f":"IF(B1817=\"CoalST\",MATCH(E1817&\"|\"&F1817,EIA_Units!$BK$6:$BK$22655,0),\"\")","v":20078},{"$f":"IF(O1817=\"\",\"\",INDEX(EIA_Units!P1817:'EIA_Units'!$P$6:$P$22655,O1817))","v":1958},56]
[null,"Exclude","WI","West Marinette",4076,"33","NG","GT",83.5,null,"Electric Utility","N","Low utilization CT",null,{"$f":"IF(B1818=\"CoalST\",MATCH(E1818&\"|\"&F1818,EIA_Units!$BK$6:$BK$22655,0),\"\")","v":""},{"$f":"IF(O1818=\"\",\"\",INDEX(EIA_Units!P1818:'EIA_Units'!$P$6:$P$22655,O1818))","v":""},""]
[null,"Exclude","NY","West Babylon",2521,"4","DFO","GT",52.4,null,"Electric Utility","N","Low utilization CT",null,{"$f":"IF(B1819=\"CoalST\",MATCH(E1819&\"|\"&F1819,EIA_Units!$BK$6:$BK$22655,0),\"\")","v":""},{"$f":"IF(O1819=\"\",\"\",INDEX(EIA_Units!P1819:'EIA_Units'!$P$6:$P$22655,O1819))","v":""},""]
[null,"COALST","IA","Ottumwa",6254,"1","SUB","ST",725.9,null,"Electric Utility","N","",null,{"$f":"IF(B1820=\"CoalST\",MATCH(E1820&\"|\"&F1820,EIA_Units!$BK$6:$BK$22655,0),\"\")","v":5626},{"$f":"IF(O1820=\"\",\"\",INDEX(EIA_Units!P1820:'EIA_Units'!$P$6:$P$22655,O1820))","v":1981},33]
[null,"COALST","VA","Virginia City Hybrid Energy Center",56808,"1","BIT","ST",668,null,"Electric Utility","N","",null,{"$f":"IF(B1821=\"CoalST\",MATCH(E1821&\"|\"&F1821,EIA_Units!$BK$6:$BK$22655,0),\"\")","v":12568},{"$f":"IF(O1821=\"\",\"\",INDEX(EIA_Units!P1821:'EIA_Units'!$P$6:$P$22655,O1821))","v":2012},2]
[null,"COALST","CO","Arapahoe",465,"4","SUB","ST",112.5,null,"Electric Utility","N","",null,{"$f":"IF(B1822=\"CoalST\",MATCH(E1822&\"|\"&F1822,EIA_Units!$BK$6:$BK$22655,0),\"\")","v":9403},{"$f":"IF(O1822=\"\",\"\",INDEX(EIA_Units!P1822:'EIA_Units'!$P$6:$P$22655,O1822))","v":1955},59]
[null,"COALST","MN","Hoot Lake",1943,"3","SUB","ST",75,null,"Electric Utility","N","",null,{"$f":"IF(B1823=\"CoalST\",MATCH(E1823&\"|\"&F1823,EIA_Units!$BK$6:$BK$22655,0),\"\")","v":8286},{"$f":"IF(O1823=\"\",\"\",INDEX(EIA_Units!P1823:'EIA_Units'!$P$6:$P$22655,O1823))","v":1964},50]
[null,"COALST","FL","Crist",641,"5","BIT","ST",93.7,null,"Electric Utility","N","",null,{"$f":"IF(B1824=\"CoalST\",MATCH(E1824&\"|\"&F1824,EIA_Units!$BK$6:$BK$22655,0),\"\")","v":4918},{"$f":"IF(O1824=\"\",\"\",INDEX(EIA_Units!P1824:'EIA_Units'!$P$6:$P$22655,O1824))","v":1961},53]
[null,"COALST","FL","Big Bend",645,"ST3","BIT","ST",445.5,null,"Electric Utility","N","",null,{"$f":"IF(B1825=\"CoalST\",MATCH(E1825&\"|\"&F1825,EIA_Units!$BK$6:$BK$22655,0),\"\")","v":11228},{"$f":"IF(O1825=\"\",\"\",INDEX(EIA_Units!P1825:'EIA_Units'!$P$6:$P$22655,O1825))","v":1976},38]
[null,"COALST","PA","Northampton Generating Company LP",50888,"GEN1","WC","ST",114.1,null,"IPP CHP","Y","",null,{"$f":"IF(B1826=\"CoalST\",MATCH(E1826&\"|\"&F1826,EIA_Units!$BK$6:$BK$22655,0),\"\")","v":8850},{"$f":"IF(O1826=\"\",\"\",INDEX(EIA_Units!P1826:'EIA_Units'!$P$6:$P$22655,O1826))","v":1995},19]
[null,"COALST","GA","Yates",728,"4","BIT","ST",156.19999999999999,null,"Electric Utility","N","",null,{"$f":"IF(B1827=\"CoalST\",MATCH(E1827&\"|\"&F1827,EIA_Units!$BK$6:$BK$22655,0),\"\")","v":4451},{"$f":"IF(O1827=\"\",\"\",INDEX(EIA_Units!P1827:'EIA_Units'!$P$6:$P$22655,O1827))","v":1957},57]
[null,"EXCLUDE","PA","Southwark",3170,"3","DFO","GT",18.600000000000001,null,"IPP Non-CHP","N","Simple Cycle Turbine (PRMVR=GT or OT) unit under 25MW",null,{"$f":"IF(B1828=\"CoalST\",MATCH(E1828&\"|\"&F1828,EIA_Units!$BK$6:$BK$22655,0),\"\")","v":""},{"$f":"IF(O1828=\"\",\"\",INDEX(EIA_Units!P1828:'EIA_Units'!$P$6:$P$22655,O1828))","v":""},""]
[null,"EXCLUDE","PA","Southwark",3170,"4","DFO","GT",18.600000000000001,null,"IPP Non-CHP","N","Simple Cycle Turbine (PRMVR=GT or OT) unit under 25MW",null,{"$f":"IF(B1829=\"CoalST\",MATCH(E1829&\"|\"&F1829,EIA_Units!$BK$6:$BK$22655,0),\"\")","v":""},{"$f":"IF(O1829=\"\",\"\",INDEX(EIA_Units!P1829:'EIA_Units'!$P$6:$P$22655,O1829))","v":""},""]
[null,"EXCLUDE","PA","Southwark",3170,"5","DFO","GT",18.600000000000001,null,"IPP Non-CHP","N","Simple Cycle Turbine (PRMVR=GT or OT) unit under 25MW",null,{"$f":"IF(B1830=\"CoalST\",MATCH(E1830&\"|\"&F1830,EIA_Units!$BK$6:$BK$22655,0),\"\")","v":""},{"$f":"IF(O1830=\"\",\"\",INDEX(EIA_Units!P1830:'EIA_Units'!$P$6:$P$22655,O1830))","v":""},""]
[null,"EXCLUDE","PA","Southwark",3170,"6","DFO","GT",18.600000000000001,null,"IPP Non-CHP","N","Simple Cycle Turbine (PRMVR=GT or OT) unit under 25MW",null,{"$f":"IF(B1831=\"CoalST\",MATCH(E1831&\"|\"&F1831,EIA_Units!$BK$6:$BK$22655,0),\"\")","v":""},{"$f":"IF(O1831=\"\",\"\",INDEX(EIA_Units!P1831:'EIA_Units'!$P$6:$P$22655,O1831))","v":""},""]
[null,"COALST","GA","Yates",728,"2","BIT","ST",122.5,null,"Electric Utility","N","",null,{"$f":"IF(B1832=\"CoalST\",MATCH(E1832&\"|\"&F1832,EIA_Units!$BK$6:$BK$22655,0),\"\")","v":4449},{"$f":"IF(O1832=\"\",\"\",INDEX(EIA_Units!P1832:'EIA_Units'!$P$6:$P$22655,O1832))","v":1950},64]
[null,"Exclude","NE","J Street",2250,"1","NG","GT",27,null,"Electric Utility","N","Low utilization CT",null,{"$f":"IF(B1833=\"CoalST\",MATCH(E1833&\"|\"&F1833,EIA_Units!$BK$6:$BK$22655,0),\"\")","v":""},{"$f":"IF(O1833=\"\",\"\",INDEX(EIA_Units!P1833:'EIA_Units'!$P$6:$P$22655,O1833))","v":""},""]
[null,"Exclude","VT","Berlin 5",3734,"GT1","KER","GT",41.8,null,"Electric Utility","N","Low utilization CT",null,{"$f":"IF(B1834=\"CoalST\",MATCH(E1834&\"|\"&F1834,EIA_Units!$BK$6:$BK$22655,0),\"\")","v":""},{"$f":"IF(O1834=\"\",\"\",INDEX(EIA_Units!P1834:'EIA_Units'!$P$6:$P$22655,O1834))","v":""},""]
[null,"EXCLUDE","OH","Middletown Coke Company, LLC",57822,"YNKE","OG","ST",67,null,"Industrial Non-CHP","N","Commercial/Industrial Unit",null,{"$f":"IF(B1835=\"CoalST\",MATCH(E1835&\"|\"&F1835,EIA_Units!$BK$6:$BK$22655,0),\"\")","v":""},{"$f":"IF(O1835=\"\",\"\",INDEX(EIA_Units!P1835:'EIA_Units'!$P$6:$P$22655,O1835))","v":""},""]
[null,"COALST","KS","Lawrence Energy Center",1250,"3","SUB","ST",49,null,"Electric Utility","N","",null,{"$f":"IF(B1836=\"CoalST\",MATCH(E1836&\"|\"&F1836,EIA_Units!$BK$6:$BK$22655,0),\"\")","v":13360},{"$f":"IF(O1836=\"\",\"\",INDEX(EIA_Units!P1836:'EIA_Units'!$P$6:$P$22655,O1836))","v":1955},59]
[null,"Exclude","IL","Pinckneyville",55202,"4","NG","GT",45,null,"Electric Utility","N","Low utilization CT",null,{"$f":"IF(B1837=\"CoalST\",MATCH(E1837&\"|\"&F1837,EIA_Units!$BK$6:$BK$22655,0),\"\")","v":""},{"$f":"IF(O1837=\"\",\"\",INDEX(EIA_Units!P1837:'EIA_Units'!$P$6:$P$22655,O1837))","v":""},""]
[null,"COALST","CO","Hayden",525,"1","BIT","ST",163.19999999999999,null,"Electric Utility","N","",null,{"$f":"IF(B1838=\"CoalST\",MATCH(E1838&\"|\"&F1838,EIA_Units!$BK$6:$BK$22655,0),\"\")","v":9421},{"$f":"IF(O1838=\"\",\"\",INDEX(EIA_Units!P1838:'EIA_Units'!$P$6:$P$22655,O1838))","v":1965},49]
[null,"COALST","MT","Colstrip",6076,"2","SUB","ST",358,null,"Electric Utility/IPP Non-CHP","N","",null,{"$f":"IF(B1839=\"CoalST\",MATCH(E1839&\"|\"&F1839,EIA_Units!$BK$6:$BK$22655,0),\"\")","v":9269},{"$f":"IF(O1839=\"\",\"\",INDEX(EIA_Units!P1839:'EIA_Units'!$P$6:$P$22655,O1839))","v":1976},38]
[null,"COALST","OH","FirstEnergy Lake Shore",2838,"18","SUB","ST",256,null,"Electric Utility/IPP Non-CHP","N","",null,{"$f":"IF(B1840=\"CoalST\",MATCH(E1840&\"|\"&F1840,EIA_Units!$BK$6:$BK$22655,0),\"\")","v":4046},{"$f":"IF(O1840=\"\",\"\",INDEX(EIA_Units!P1840:'EIA_Units'!$P$6:$P$22655,O1840))","v":1962},52]
[null,"COALST","NJ","PSEG Mercer Generating Station",2408,"1","BIT","ST",326.39999999999998,null,"Electric Utility/IPP Non-CHP","N","",null,{"$f":"IF(B1841=\"CoalST\",MATCH(E1841&\"|\"&F1841,EIA_Units!$BK$6:$BK$22655,0),\"\")","v":9020},{"$f":"IF(O1841=\"\",\"\",INDEX(EIA_Units!P1841:'EIA_Units'!$P$6:$P$22655,O1841))","v":1960},54]
[null,"COALST","IL","Havana",891,"6","SUB","ST",488,null,"Electric Utility/IPP Non-CHP","N","",null,{"$f":"IF(B1842=\"CoalST\",MATCH(E1842&\"|\"&F1842,EIA_Units!$BK$6:$BK$22655,0),\"\")","v":3171},{"$f":"IF(O1842=\"\",\"\",INDEX(EIA_Units!P1842:'EIA_Units'!$P$6:$P$22655,O1842))","v":1978},36]
[null,"COALST","ND","Coyote",8222,"1","LIG","ST",450,null,"Electric Utility","N","",null,{"$f":"IF(B1843=\"CoalST\",MATCH(E1843&\"|\"&F1843,EIA_Units!$BK$6:$BK$22655,0),\"\")","v":8298},{"$f":"IF(O1843=\"\",\"\",INDEX(EIA_Units!P1843:'EIA_Units'!$P$6:$P$22655,O1843))","v":1981},33]
[null,"COALST","UT","Sunnyside Cogen Associates",50951,"GEN1","WC","ST",58.1,null,"IPP Non-CHP","N","",null,{"$f":"IF(B1844=\"CoalST\",MATCH(E1844&\"|\"&F1844,EIA_Units!$BK$6:$BK$22655,0),\"\")","v":13230},{"$f":"IF(O1844=\"\",\"\",INDEX(EIA_Units!P1844:'EIA_Units'!$P$6:$P$22655,O1844))","v":1993},21]
[null,"EXCLUDE","IN","Indiana Harbor E 5 AC Station",54995,"17TG","BFG","ST",81.900000000000006,null,"Industrial CHP","Y","Commercial/Industrial Unit",null,{"$f":"IF(B1845=\"CoalST\",MATCH(E1845&\"|\"&F1845,EIA_Units!$BK$6:$BK$22655,0),\"\")","v":""},{"$f":"IF(O1845=\"\",\"\",INDEX(EIA_Units!P1845:'EIA_Units'!$P$6:$P$22655,O1845))","v":""},""]
[null,"EXCLUDE","WI","MMSD Jones Island Wastewater",54851,"SOL1","LFG","GT",4.5999999999999996,null,"Commercial CHP","Y","Non Fossil fuel type",null,{"$f":"IF(B1846=\"CoalST\",MATCH(E1846&\"|\"&F1846,EIA_Units!$BK$6:$BK$22655,0),\"\")","v":""},{"$f":"IF(O1846=\"\",\"\",INDEX(EIA_Units!P1846:'EIA_Units'!$P$6:$P$22655,O1846))","v":""},""]
[null,"EXCLUDE","WI","MMSD Jones Island Wastewater",54851,"SOL2","LFG","GT",4.5999999999999996,null,"Commercial CHP","Y","Non Fossil fuel type",null,{"$f":"IF(B1847=\"CoalST\",MATCH(E1847&\"|\"&F1847,EIA_Units!$BK$6:$BK$22655,0),\"\")","v":""},{"$f":"IF(O1847=\"\",\"\",INDEX(EIA_Units!P1847:'EIA_Units'!$P$6:$P$22655,O1847))","v":""},""]
[null,"EXCLUDE","WI","MMSD Jones Island Wastewater",54851,"SOL3","LFG","GT",4.5999999999999996,null,"Commercial CHP","Y","Non Fossil fuel type",null,{"$f":"IF(B1848=\"CoalST\",MATCH(E1848&\"|\"&F1848,EIA_Units!$BK$6:$BK$22655,0),\"\")","v":""},{"$f":"IF(O1848=\"\",\"\",INDEX(EIA_Units!P1848:'EIA_Units'!$P$6:$P$22655,O1848))","v":""},""]
[null,"COALST","MI","Erickson Station",1832,"1","SUB","ST",154.69999999999999,null,"Electric Utility","N","",null,{"$f":"IF(B1849=\"CoalST\",MATCH(E1849&\"|\"&F1849,EIA_Units!$BK$6:$BK$22655,0),\"\")","v":16797},{"$f":"IF(O1849=\"\",\"\",INDEX(EIA_Units!P1849:'EIA_Units'!$P$6:$P$22655,O1849))","v":1973},41]
[null,"EXCLUDE","CA","Drews Generating Facility",55935,"D1","NG","GT",11.2,null,"IPP Non-CHP","N","Simple Cycle Turbine (PRMVR=GT or OT) unit under 25MW",null,{"$f":"IF(B1850=\"CoalST\",MATCH(E1850&\"|\"&F1850,EIA_Units!$BK$6:$BK$22655,0),\"\")","v":""},{"$f":"IF(O1850=\"\",\"\",INDEX(EIA_Units!P1850:'EIA_Units'!$P$6:$P$22655,O1850))","v":""},""]
[null,"EXCLUDE","CA","Drews Generating Facility",55935,"D2","NG","GT",11.2,null,"IPP Non-CHP","N","Simple Cycle Turbine (PRMVR=GT or OT) unit under 25MW",null,{"$f":"IF(B1851=\"CoalST\",MATCH(E1851&\"|\"&F1851,EIA_Units!$BK$6:$BK$22655,0),\"\")","v":""},{"$f":"IF(O1851=\"\",\"\",INDEX(EIA_Units!P1851:'EIA_Units'!$P$6:$P$22655,O1851))","v":""},""]
[null,"EXCLUDE","CA","Drews Generating Facility",55935,"D3","NG","GT",11.2,null,"IPP Non-CHP","N","Simple Cycle Turbine (PRMVR=GT or OT) unit under 25MW",null,{"$f":"IF(B1852=\"CoalST\",MATCH(E1852&\"|\"&F1852,EIA_Units!$BK$6:$BK$22655,0),\"\")","v":""},{"$f":"IF(O1852=\"\",\"\",INDEX(EIA_Units!P1852:'EIA_Units'!$P$6:$P$22655,O1852))","v":""},""]
[null,"EXCLUDE","CA","Drews Generating Facility",55935,"D4","NG","GT",11.2,null,"IPP Non-CHP","N","Simple Cycle Turbine (PRMVR=GT or OT) unit under 25MW",null,{"$f":"IF(B1853=\"CoalST\",MATCH(E1853&\"|\"&F1853,EIA_Units!$BK$6:$BK$22655,0),\"\")","v":""},{"$f":"IF(O1853=\"\",\"\",INDEX(EIA_Units!P1853:'EIA_Units'!$P$6:$P$22655,O1853))","v":""},""]
[null,"COALST","MI","St Clair",1743,"3","SUB","ST",156.19999999999999,null,"Electric Utility","N","",null,{"$f":"IF(B1854=\"CoalST\",MATCH(E1854&\"|\"&F1854,EIA_Units!$BK$6:$BK$22655,0),\"\")","v":2825},{"$f":"IF(O1854=\"\",\"\",INDEX(EIA_Units!P1854:'EIA_Units'!$P$6:$P$22655,O1854))","v":1954},60]
[null,"Exclude","OH","Killen Station",6031,"GT1","DFO","GT",28.7,null,"Electric Utility","N","Low utilization CT",null,{"$f":"IF(B1855=\"CoalST\",MATCH(E1855&\"|\"&F1855,EIA_Units!$BK$6:$BK$22655,0),\"\")","v":""},{"$f":"IF(O1855=\"\",\"\",INDEX(EIA_Units!P1855:'EIA_Units'!$P$6:$P$22655,O1855))","v":""},""]
[null,"Exclude","OH","Woodsdale",7158,"GT5","NG","GT",81.599999999999994,null,"Electric Utility","N","Low utilization CT",null,{"$f":"IF(B1856=\"CoalST\",MATCH(E1856&\"|\"&F1856,EIA_Units!$BK$6:$BK$22655,0),\"\")","v":""},{"$f":"IF(O1856=\"\",\"\",INDEX(EIA_Units!P1856:'EIA_Units'!$P$6:$P$22655,O1856))","v":""},""]
[null,"COALST","WY","Laramie River Station",6204,"3","SUB","ST",570,null,"Electric Utility","N","",null,{"$f":"IF(B1857=\"CoalST\",MATCH(E1857&\"|\"&F1857,EIA_Units!$BK$6:$BK$22655,0),\"\")","v":921},{"$f":"IF(O1857=\"\",\"\",INDEX(EIA_Units!P1857:'EIA_Units'!$P$6:$P$22655,O1857))","v":1982},32]
[null,"COALST","MI","Presque Isle",1769,"6","SUB","ST",90,null,"Electric Utility","N","",null,{"$f":"IF(B1858=\"CoalST\",MATCH(E1858&\"|\"&F1858,EIA_Units!$BK$6:$BK$22655,0),\"\")","v":12877},{"$f":"IF(O1858=\"\",\"\",INDEX(EIA_Units!P1858:'EIA_Units'!$P$6:$P$22655,O1858))","v":1975},39]
[null,"EXCLUDE","WI","Northern States Flambeau",3984,"1","NG","GT",16.3,null,"Electric Utility","N","Simple Cycle Turbine (PRMVR=GT or OT) unit under 25MW",null,{"$f":"IF(B1859=\"CoalST\",MATCH(E1859&\"|\"&F1859,EIA_Units!$BK$6:$BK$22655,0),\"\")","v":""},{"$f":"IF(O1859=\"\",\"\",INDEX(EIA_Units!P1859:'EIA_Units'!$P$6:$P$22655,O1859))","v":""},""]
[null,"COALST","MI","Presque Isle",1769,"7","SUB","ST",90,null,"Electric Utility","N","",null,{"$f":"IF(B1860=\"CoalST\",MATCH(E1860&\"|\"&F1860,EIA_Units!$BK$6:$BK$22655,0),\"\")","v":12878},{"$f":"IF(O1860=\"\",\"\",INDEX(EIA_Units!P1860:'EIA_Units'!$P$6:$P$22655,O1860))","v":1978},36]
[null,"COALST","GA","Yates",728,"3","BIT","ST",122.5,null,"Electric Utility","N","",null,{"$f":"IF(B1861=\"CoalST\",MATCH(E1861&\"|\"&F1861,EIA_Units!$BK$6:$BK$22655,0),\"\")","v":4450},{"$f":"IF(O1861=\"\",\"\",INDEX(EIA_Units!P1861:'EIA_Units'!$P$6:$P$22655,O1861))","v":1952},62]
[null,"Exclude","IL","Elgin Energy Center",55438,"CT04","NG","GT",135,null,"Electric Utility/IPP Non-CHP","N","Low utilization CT",null,{"$f":"IF(B1862=\"CoalST\",MATCH(E1862&\"|\"&F1862,EIA_Units!$BK$6:$BK$22655,0),\"\")","v":""},{"$f":"IF(O1862=\"\",\"\",INDEX(EIA_Units!P1862:'EIA_Units'!$P$6:$P$22655,O1862))","v":""},""]
[null,"COALST","KS","Jeffrey Energy Center",6068,"1","SUB","ST",720,null,"Electric Utility","N","",null,{"$f":"IF(B1863=\"CoalST\",MATCH(E1863&\"|\"&F1863,EIA_Units!$BK$6:$BK$22655,0),\"\")","v":13365},{"$f":"IF(O1863=\"\",\"\",INDEX(EIA_Units!P1863:'EIA_Units'!$P$6:$P$22655,O1863))","v":1978},{"$f":"IF(O1863=\"\",\"\",2014-P1863)","v":36}]
[null,"COALST","KS","Lawrence Energy Center",1250,"4","SUB","ST",114,null,"Electric Utility","N","",null,{"$f":"IF(B1864=\"CoalST\",MATCH(E1864&\"|\"&F1864,EIA_Units!$BK$6:$BK$22655,0),\"\")","v":13361},{"$f":"IF(O1864=\"\",\"\",INDEX(EIA_Units!P1864:'EIA_Units'!$P$6:$P$22655,O1864))","v":1960},54]
[null,"COALST","AZ","Coronado",6177,"CO2","SUB","ST",410.9,null,"Electric Utility","N","",null,{"$f":"IF(B1865=\"CoalST\",MATCH(E1865&\"|\"&F1865,EIA_Units!$BK$6:$BK$22655,0),\"\")","v":9991},{"$f":"IF(O1865=\"\",\"\",INDEX(EIA_Units!P1865:'EIA_Units'!$P$6:$P$22655,O1865))","v":1980},34]
[null,"EXCLUDE","GA","Kamin LLC Wrens Plant",54880,"SDT1","NG","GT",2,null,"Industrial CHP","Y","Simple Cycle Turbine (PRMVR=GT or OT) unit under 25MW",null,{"$f":"IF(B1866=\"CoalST\",MATCH(E1866&\"|\"&F1866,EIA_Units!$BK$6:$BK$22655,0),\"\")","v":""},{"$f":"IF(O1866=\"\",\"\",INDEX(EIA_Units!P1866:'EIA_Units'!$P$6:$P$22655,O1866))","v":""},""]
[null,"EXCLUDE","GA","Kamin LLC Wrens Plant",54880,"SDT2","NG","GT",2,null,"Industrial CHP","Y","Simple Cycle Turbine (PRMVR=GT or OT) unit under 25MW",null,{"$f":"IF(B1867=\"CoalST\",MATCH(E1867&\"|\"&F1867,EIA_Units!$BK$6:$BK$22655,0),\"\")","v":""},{"$f":"IF(O1867=\"\",\"\",INDEX(EIA_Units!P1867:'EIA_Units'!$P$6:$P$22655,O1867))","v":""},""]
[null,"EXCLUDE","GA","Kamin LLC Wrens Plant",54880,"SDT3","NG","GT",2,null,"Industrial CHP","Y","Simple Cycle Turbine (PRMVR=GT or OT) unit under 25MW",null,{"$f":"IF(B1868=\"CoalST\",MATCH(E1868&\"|\"&F1868,EIA_Units!$BK$6:$BK$22655,0),\"\")","v":""},{"$f":"IF(O1868=\"\",\"\",INDEX(EIA_Units!P1868:'EIA_Units'!$P$6:$P$22655,O1868))","v":""},""]
[null,"OGST","NJ","Howard Down",2434,"10","RFO","ST",25,null,"Electric Utility","N","",null,{"$f":"IF(B1869=\"CoalST\",MATCH(E1869&\"|\"&F1869,EIA_Units!$BK$6:$BK$22655,0),\"\")","v":""},{"$f":"IF(O1869=\"\",\"\",INDEX(EIA_Units!P1869:'EIA_Units'!$P$6:$P$22655,O1869))","v":""},""]
[null,"EXCLUDE","FL","G E Turner",629,"P1","DFO","GT",19.2,null,"Electric Utility","N","Simple Cycle Turbine (PRMVR=GT or OT) unit under 25MW",null,{"$f":"IF(B1870=\"CoalST\",MATCH(E1870&\"|\"&F1870,EIA_Units!$BK$6:$BK$22655,0),\"\")","v":""},{"$f":"IF(O1870=\"\",\"\",INDEX(EIA_Units!P1870:'EIA_Units'!$P$6:$P$22655,O1870))","v":""},""]
[null,"EXCLUDE","FL","G E Turner",629,"P2","DFO","GT",19.2,null,"Electric Utility","N","Simple Cycle Turbine (PRMVR=GT or OT) unit under 25MW",null,{"$f":"IF(B1871=\"CoalST\",MATCH(E1871&\"|\"&F1871,EIA_Units!$BK$6:$BK$22655,0),\"\")","v":""},{"$f":"IF(O1871=\"\",\"\",INDEX(EIA_Units!P1871:'EIA_Units'!$P$6:$P$22655,O1871))","v":""},""]
[null,"Exclude","FL","G E Turner",629,"P3","DFO","GT",71.2,null,"Electric Utility","N","Low utilization CT",null,{"$f":"IF(B1872=\"CoalST\",MATCH(E1872&\"|\"&F1872,EIA_Units!$BK$6:$BK$22655,0),\"\")","v":""},{"$f":"IF(O1872=\"\",\"\",INDEX(EIA_Units!P1872:'EIA_Units'!$P$6:$P$22655,O1872))","v":""},""]
[null,"Exclude","FL","G E Turner",629,"P4","DFO","GT",71.2,null,"Electric Utility","N","Low utilization CT",null,{"$f":"IF(B1873=\"CoalST\",MATCH(E1873&\"|\"&F1873,EIA_Units!$BK$6:$BK$22655,0),\"\")","v":""},{"$f":"IF(O1873=\"\",\"\",INDEX(EIA_Units!P1873:'EIA_Units'!$P$6:$P$22655,O1873))","v":""},""]
[null,"Exclude","NE","Hebron",2266,"1","DFO","GT",56.7,null,"Electric Utility","N","Low utilization CT",null,{"$f":"IF(B1874=\"CoalST\",MATCH(E1874&\"|\"&F1874,EIA_Units!$BK$6:$BK$22655,0),\"\")","v":""},{"$f":"IF(O1874=\"\",\"\",INDEX(EIA_Units!P1874:'EIA_Units'!$P$6:$P$22655,O1874))","v":""},""]
[null,"COALST","WY","Wygen 2",56319,"0001","SUB","ST",95,null,"Electric Utility","N","",null,{"$f":"IF(B1875=\"CoalST\",MATCH(E1875&\"|\"&F1875,EIA_Units!$BK$6:$BK$22655,0),\"\")","v":12235},{"$f":"IF(O1875=\"\",\"\",INDEX(EIA_Units!P1875:'EIA_Units'!$P$6:$P$22655,O1875))","v":2008},6]
[null,"COALST","WI","Pleasant Prairie",6170,"2","SUB","ST",616.6,null,"Electric Utility","N","",null,{"$f":"IF(B1876=\"CoalST\",MATCH(E1876&\"|\"&F1876,EIA_Units!$BK$6:$BK$22655,0),\"\")","v":12923},{"$f":"IF(O1876=\"\",\"\",INDEX(EIA_Units!P1876:'EIA_Units'!$P$6:$P$22655,O1876))","v":1985},29]
[null,"COALST","AL","Gorgas",8,"7","BIT","ST",125,null,"Electric Utility","N","",null,{"$f":"IF(B1877=\"CoalST\",MATCH(E1877&\"|\"&F1877,EIA_Units!$BK$6:$BK$22655,0),\"\")","v":88},{"$f":"IF(O1877=\"\",\"\",INDEX(EIA_Units!P1877:'EIA_Units'!$P$6:$P$22655,O1877))","v":1952},62]
[null,"COALST","PA","Colver Power Project",10143,"COLV","WC","ST",118,null,"Electric Utility/IPP Non-CHP","N","",null,{"$f":"IF(B1878=\"CoalST\",MATCH(E1878&\"|\"&F1878,EIA_Units!$BK$6:$BK$22655,0),\"\")","v":5568},{"$f":"IF(O1878=\"\",\"\",INDEX(EIA_Units!P1878:'EIA_Units'!$P$6:$P$22655,O1878))","v":1995},19]
[null,"EXCLUDE","WI","Metro Gas Recovery",50576,"GEN1","LFG","GT",3,null,"IPP Non-CHP","N","Non Fossil fuel type",null,{"$f":"IF(B1879=\"CoalST\",MATCH(E1879&\"|\"&F1879,EIA_Units!$BK$6:$BK$22655,0),\"\")","v":""},{"$f":"IF(O1879=\"\",\"\",INDEX(EIA_Units!P1879:'EIA_Units'!$P$6:$P$22655,O1879))","v":""},""]
[null,"EXCLUDE","WI","Metro Gas Recovery",50576,"GEN2","LFG","GT",3,null,"IPP Non-CHP","N","Non Fossil fuel type",null,{"$f":"IF(B1880=\"CoalST\",MATCH(E1880&\"|\"&F1880,EIA_Units!$BK$6:$BK$22655,0),\"\")","v":""},{"$f":"IF(O1880=\"\",\"\",INDEX(EIA_Units!P1880:'EIA_Units'!$P$6:$P$22655,O1880))","v":""},""]
[null,"Exclude","OK","WFEC GenCo LLC",55655,"GEN2","NG","GT",45,null,"Electric Utility","N","Low utilization CT",null,{"$f":"IF(B1881=\"CoalST\",MATCH(E1881&\"|\"&F1881,EIA_Units!$BK$6:$BK$22655,0),\"\")","v":""},{"$f":"IF(O1881=\"\",\"\",INDEX(EIA_Units!P1881:'EIA_Units'!$P$6:$P$22655,O1881))","v":""},""]
[null,"EXCLUDE","IN","Warrick",6705,"3","BIT","ST",144,null,"Industrial/IPP CHP","Y","Commercial/Industrial Unit",null,{"$f":"IF(B1882=\"CoalST\",MATCH(E1882&\"|\"&F1882,EIA_Units!$BK$6:$BK$22655,0),\"\")","v":""},{"$f":"IF(O1882=\"\",\"\",INDEX(EIA_Units!P1882:'EIA_Units'!$P$6:$P$22655,O1882))","v":""},""]
[null,"EXCLUDE","ME","ReEnergy Stratton LLC",50650,"UNI1","WDS","ST",45.7,null,"IPP Non-CHP","N","Non Fossil fuel type",null,{"$f":"IF(B1883=\"CoalST\",MATCH(E1883&\"|\"&F1883,EIA_Units!$BK$6:$BK$22655,0),\"\")","v":""},{"$f":"IF(O1883=\"\",\"\",INDEX(EIA_Units!P1883:'EIA_Units'!$P$6:$P$22655,O1883))","v":""},""]
[null,"COALST","VA","Bremo Bluff",3796,"3","BIT","ST",69,null,"Electric Utility","N","",null,{"$f":"IF(B1884=\"CoalST\",MATCH(E1884&\"|\"&F1884,EIA_Units!$BK$6:$BK$22655,0),\"\")","v":12463},{"$f":"IF(O1884=\"\",\"\",INDEX(EIA_Units!P1884:'EIA_Units'!$P$6:$P$22655,O1884))","v":1950},64]
[null,"EXCLUDE","TX","Motiva Enterprises Port Arthur Refinery",50973,"GN32","NG","CC",15.6,0,"Industrial CHP","Y","Combined Cycle (PRMVR=CC) unit under 25MW",null,{"$f":"IF(B1885=\"CoalST\",MATCH(E1885&\"|\"&F1885,EIA_Units!$BK$6:$BK$22655,0),\"\")","v":""},{"$f":"IF(O1885=\"\",\"\",INDEX(EIA_Units!P1885:'EIA_Units'!$P$6:$P$22655,O1885))","v":""},""]
[null,"EXCLUDE","TX","Motiva Enterprises Port Arthur Refinery",50973,"GN41","NG","CC",41.6,null,"Industrial CHP","Y","Commercial/Industrial Unit",null,{"$f":"IF(B1886=\"CoalST\",MATCH(E1886&\"|\"&F1886,EIA_Units!$BK$6:$BK$22655,0),\"\")","v":""},{"$f":"IF(O1886=\"\",\"\",INDEX(EIA_Units!P1886:'EIA_Units'!$P$6:$P$22655,O1886))","v":""},""]
[null,"EXCLUDE","TX","Motiva Enterprises Port Arthur Refinery",50973,"GN42","NG","CC",41.6,null,"Industrial CHP","Y","Commercial/Industrial Unit",null,{"$f":"IF(B1887=\"CoalST\",MATCH(E1887&\"|\"&F1887,EIA_Units!$BK$6:$BK$22655,0),\"\")","v":""},{"$f":"IF(O1887=\"\",\"\",INDEX(EIA_Units!P1887:'EIA_Units'!$P$6:$P$22655,O1887))","v":""},""]
[null,"EXCLUDE","TX","Motiva Enterprises Port Arthur Refinery",50973,"GN43","NG","CC",41.6,null,"Industrial CHP","Y","Commercial/Industrial Unit",null,{"$f":"IF(B1888=\"CoalST\",MATCH(E1888&\"|\"&F1888,EIA_Units!$BK$6:$BK$22655,0),\"\")","v":""},{"$f":"IF(O1888=\"\",\"\",INDEX(EIA_Units!P1888:'EIA_Units'!$P$6:$P$22655,O1888))","v":""},""]
[null,"EXCLUDE","TX","Motiva Enterprises Port Arthur Refinery",50973,"GN44","NG","CC",41.6,null,"Industrial CHP","Y","Commercial/Industrial Unit",null,{"$f":"IF(B1889=\"CoalST\",MATCH(E1889&\"|\"&F1889,EIA_Units!$BK$6:$BK$22655,0),\"\")","v":""},{"$f":"IF(O1889=\"\",\"\",INDEX(EIA_Units!P1889:'EIA_Units'!$P$6:$P$22655,O1889))","v":""},""]
[null,"EXCLUDE","TX","Motiva Enterprises Port Arthur Refinery",50973,"GN31","NG","CC",10,0,"Industrial CHP","Y","Combined Cycle (PRMVR=CC) unit under 25MW",null,{"$f":"IF(B1890=\"CoalST\",MATCH(E1890&\"|\"&F1890,EIA_Units!$BK$6:$BK$22655,0),\"\")","v":""},{"$f":"IF(O1890=\"\",\"\",INDEX(EIA_Units!P1890:'EIA_Units'!$P$6:$P$22655,O1890))","v":""},""]
[null,"EXCLUDE","TX","Motiva Enterprises Port Arthur Refinery",50973,"GN33","NG","CC",25.5,null,"Industrial CHP","Y","Commercial/Industrial Unit",null,{"$f":"IF(B1891=\"CoalST\",MATCH(E1891&\"|\"&F1891,EIA_Units!$BK$6:$BK$22655,0),\"\")","v":""},{"$f":"IF(O1891=\"\",\"\",INDEX(EIA_Units!P1891:'EIA_Units'!$P$6:$P$22655,O1891))","v":""},""]
[null,"EXCLUDE","TX","Motiva Enterprises Port Arthur Refinery",50973,"GN35","NG","CC",40.5,null,"Industrial CHP","Y","Commercial/Industrial Unit",null,{"$f":"IF(B1892=\"CoalST\",MATCH(E1892&\"|\"&F1892,EIA_Units!$BK$6:$BK$22655,0),\"\")","v":""},{"$f":"IF(O1892=\"\",\"\",INDEX(EIA_Units!P1892:'EIA_Units'!$P$6:$P$22655,O1892))","v":""},""]
[null,"EXCLUDE","TX","Motiva Enterprises Port Arthur Refinery",50973,"GN26","NG","CC",18.8,null,"Industrial CHP","Y","Combined Cycle (PRMVR=CC) unit under 25MW",null,{"$f":"IF(B1893=\"CoalST\",MATCH(E1893&\"|\"&F1893,EIA_Units!$BK$6:$BK$22655,0),\"\")","v":""},{"$f":"IF(O1893=\"\",\"\",INDEX(EIA_Units!P1893:'EIA_Units'!$P$6:$P$22655,O1893))","v":""},""]
[null,"EXCLUDE","TX","Motiva Enterprises Port Arthur Refinery",50973,"GN34","NG","CC",18.8,null,"Industrial CHP","Y","Combined Cycle (PRMVR=CC) unit under 25MW",null,{"$f":"IF(B1894=\"CoalST\",MATCH(E1894&\"|\"&F1894,EIA_Units!$BK$6:$BK$22655,0),\"\")","v":""},{"$f":"IF(O1894=\"\",\"\",INDEX(EIA_Units!P1894:'EIA_Units'!$P$6:$P$22655,O1894))","v":""},""]
[null,"EXCLUDE","PA","Moser Generating Station",3163,"1","DFO","GT",21.2,null,"IPP Non-CHP","N","Simple Cycle Turbine (PRMVR=GT or OT) unit under 25MW",null,{"$f":"IF(B1895=\"CoalST\",MATCH(E1895&\"|\"&F1895,EIA_Units!$BK$6:$BK$22655,0),\"\")","v":""},{"$f":"IF(O1895=\"\",\"\",INDEX(EIA_Units!P1895:'EIA_Units'!$P$6:$P$22655,O1895))","v":""},""]
[null,"EXCLUDE","PA","Moser Generating Station",3163,"2","DFO","GT",21.2,null,"IPP Non-CHP","N","Simple Cycle Turbine (PRMVR=GT or OT) unit under 25MW",null,{"$f":"IF(B1896=\"CoalST\",MATCH(E1896&\"|\"&F1896,EIA_Units!$BK$6:$BK$22655,0),\"\")","v":""},{"$f":"IF(O1896=\"\",\"\",INDEX(EIA_Units!P1896:'EIA_Units'!$P$6:$P$22655,O1896))","v":""},""]
[null,"EXCLUDE","PA","Moser Generating Station",3163,"3","DFO","GT",21.2,null,"IPP Non-CHP","N","Simple Cycle Turbine (PRMVR=GT or OT) unit under 25MW",null,{"$f":"IF(B1897=\"CoalST\",MATCH(E1897&\"|\"&F1897,EIA_Units!$BK$6:$BK$22655,0),\"\")","v":""},{"$f":"IF(O1897=\"\",\"\",INDEX(EIA_Units!P1897:'EIA_Units'!$P$6:$P$22655,O1897))","v":""},""]
[null,"COALST","IL","Dallman",963,"3","BIT","ST",207.3,null,"Electric Utility","N","",null,{"$f":"IF(B1898=\"CoalST\",MATCH(E1898&\"|\"&F1898,EIA_Units!$BK$6:$BK$22655,0),\"\")","v":10928},{"$f":"IF(O1898=\"\",\"\",INDEX(EIA_Units!P1898:'EIA_Units'!$P$6:$P$22655,O1898))","v":1978},36]
[null,"COALST","IN","F B Culley",1012,"3","BIT","ST",265.2,null,"Electric Utility","N","",null,{"$f":"IF(B1899=\"CoalST\",MATCH(E1899&\"|\"&F1899,EIA_Units!$BK$6:$BK$22655,0),\"\")","v":10789},{"$f":"IF(O1899=\"\",\"\",INDEX(EIA_Units!P1899:'EIA_Units'!$P$6:$P$22655,O1899))","v":1973},41]
[null,"COALST","MA","Salem Harbor",1626,"3","BIT","ST",165.7,null,"Electric Utility/IPP Non-CHP","N","",null,{"$f":"IF(B1900=\"CoalST\",MATCH(E1900&\"|\"&F1900,EIA_Units!$BK$6:$BK$22655,0),\"\")","v":18642},{"$f":"IF(O1900=\"\",\"\",INDEX(EIA_Units!P1900:'EIA_Units'!$P$6:$P$22655,O1900))","v":1958},56]
[null,"COALST","NC","L V Sutton Steam",2713,"1","BIT","ST",112.5,null,"Electric Utility","N","",null,{"$f":"IF(B1901=\"CoalST\",MATCH(E1901&\"|\"&F1901,EIA_Units!$BK$6:$BK$22655,0),\"\")","v":1630},{"$f":"IF(O1901=\"\",\"\",INDEX(EIA_Units!P1901:'EIA_Units'!$P$6:$P$22655,O1901))","v":1954},60]
[null,"COALST","IL","Waukegan",883,"8","SUB","ST",355.3,null,"Electric Utility/IPP Non-CHP","N","",null,{"$f":"IF(B1902=\"CoalST\",MATCH(E1902&\"|\"&F1902,EIA_Units!$BK$6:$BK$22655,0),\"\")","v":7022},{"$f":"IF(O1902=\"\",\"\",INDEX(EIA_Units!P1902:'EIA_Units'!$P$6:$P$22655,O1902))","v":1962},52]
[null,"Exclude","CA","Chula Vista I",55540,"GEN1","NG","GT",44,null,"Electric Utility/IPP Non-CHP","N","Low utilization CT",null,{"$f":"IF(B1903=\"CoalST\",MATCH(E1903&\"|\"&F1903,EIA_Units!$BK$6:$BK$22655,0),\"\")","v":""},{"$f":"IF(O1903=\"\",\"\",INDEX(EIA_Units!P1903:'EIA_Units'!$P$6:$P$22655,O1903))","v":""},""]
[null,"EXCLUDE","IL","Moline",899,"GT1","NG","GT",18,null,"Electric Utility","N","Simple Cycle Turbine (PRMVR=GT or OT) unit under 25MW",null,{"$f":"IF(B1904=\"CoalST\",MATCH(E1904&\"|\"&F1904,EIA_Units!$BK$6:$BK$22655,0),\"\")","v":""},{"$f":"IF(O1904=\"\",\"\",INDEX(EIA_Units!P1904:'EIA_Units'!$P$6:$P$22655,O1904))","v":""},""]
[null,"EXCLUDE","IL","Moline",899,"GT2","NG","GT",18,null,"Electric Utility","N","Simple Cycle Turbine (PRMVR=GT or OT) unit under 25MW",null,{"$f":"IF(B1905=\"CoalST\",MATCH(E1905&\"|\"&F1905,EIA_Units!$BK$6:$BK$22655,0),\"\")","v":""},{"$f":"IF(O1905=\"\",\"\",INDEX(EIA_Units!P1905:'EIA_Units'!$P$6:$P$22655,O1905))","v":""},""]
[null,"EXCLUDE","IL","Moline",899,"GT3","NG","GT",18,null,"Electric Utility","N","Simple Cycle Turbine (PRMVR=GT or OT) unit under 25MW",null,{"$f":"IF(B1906=\"CoalST\",MATCH(E1906&\"|\"&F1906,EIA_Units!$BK$6:$BK$22655,0),\"\")","v":""},{"$f":"IF(O1906=\"\",\"\",INDEX(EIA_Units!P1906:'EIA_Units'!$P$6:$P$22655,O1906))","v":""},""]
[null,"EXCLUDE","IL","Moline",899,"GT4","NG","GT",18,null,"Electric Utility","N","Simple Cycle Turbine (PRMVR=GT or OT) unit under 25MW",null,{"$f":"IF(B1907=\"CoalST\",MATCH(E1907&\"|\"&F1907,EIA_Units!$BK$6:$BK$22655,0),\"\")","v":""},{"$f":"IF(O1907=\"\",\"\",INDEX(EIA_Units!P1907:'EIA_Units'!$P$6:$P$22655,O1907))","v":""},""]
[null,"COALST","IA","Burlington",1104,"1","SUB","ST",212,null,"Electric Utility","N","",null,{"$f":"IF(B1908=\"CoalST\",MATCH(E1908&\"|\"&F1908,EIA_Units!$BK$6:$BK$22655,0),\"\")","v":5612},{"$f":"IF(O1908=\"\",\"\",INDEX(EIA_Units!P1908:'EIA_Units'!$P$6:$P$22655,O1908))","v":1968},46]
[null,"COALST","VA","Potomac River",3788,"5","BIT","ST",110,null,"Electric Utility/IPP Non-CHP","N","",null,{"$f":"IF(B1909=\"CoalST\",MATCH(E1909&\"|\"&F1909,EIA_Units!$BK$6:$BK$22655,0),\"\")","v":20144},{"$f":"IF(O1909=\"\",\"\",INDEX(EIA_Units!P1909:'EIA_Units'!$P$6:$P$22655,O1909))","v":1957},57]
[null,"COALST","FL","C D McIntosh Jr",676,"3","BIT","ST",363.8,null,"Electric Utility","N","",null,{"$f":"IF(B1910=\"CoalST\",MATCH(E1910&\"|\"&F1910,EIA_Units!$BK$6:$BK$22655,0),\"\")","v":6120},{"$f":"IF(O1910=\"\",\"\",INDEX(EIA_Units!P1910:'EIA_Units'!$P$6:$P$22655,O1910))","v":1982},32]
[null,"OGST","UT","Gadsby",3648,"1","NG","ST",69,null,"Electric Utility","N","",null,{"$f":"IF(B1911=\"CoalST\",MATCH(E1911&\"|\"&F1911,EIA_Units!$BK$6:$BK$22655,0),\"\")","v":""},{"$f":"IF(O1911=\"\",\"\",INDEX(EIA_Units!P1911:'EIA_Units'!$P$6:$P$22655,O1911))","v":""},""]
[null,"COALST","IN","R M Schahfer",6085,"15","SUB","ST",556.4,null,"Electric Utility","N","",null,{"$f":"IF(B1912=\"CoalST\",MATCH(E1912&\"|\"&F1912,EIA_Units!$BK$6:$BK$22655,0),\"\")","v":7765},{"$f":"IF(O1912=\"\",\"\",INDEX(EIA_Units!P1912:'EIA_Units'!$P$6:$P$22655,O1912))","v":1979},35]
[null,"OGST","HI","Waiau",766,"W3","RFO","ST",50,null,"Electric Utility","N","",null,{"$f":"IF(B1913=\"CoalST\",MATCH(E1913&\"|\"&F1913,EIA_Units!$BK$6:$BK$22655,0),\"\")","v":""},{"$f":"IF(O1913=\"\",\"\",INDEX(EIA_Units!P1913:'EIA_Units'!$P$6:$P$22655,O1913))","v":""},""]
[null,"EXCLUDE","TX","Aspen Biomass Power Plant",56931,"GEN7","WDS","ST",44,null,"IPP Non-CHP","N","Non Fossil fuel type",null,{"$f":"IF(B1914=\"CoalST\",MATCH(E1914&\"|\"&F1914,EIA_Units!$BK$6:$BK$22655,0),\"\")","v":""},{"$f":"IF(O1914=\"\",\"\",INDEX(EIA_Units!P1914:'EIA_Units'!$P$6:$P$22655,O1914))","v":""},""]
[null,"Exclude","KS","Emporia Energy Center",56502,"4","NG","GT",54,null,"Electric Utility","N","Low utilization CT",null,{"$f":"IF(B1915=\"CoalST\",MATCH(E1915&\"|\"&F1915,EIA_Units!$BK$6:$BK$22655,0),\"\")","v":""},{"$f":"IF(O1915=\"\",\"\",INDEX(EIA_Units!P1915:'EIA_Units'!$P$6:$P$22655,O1915))","v":""},""]
[null,"COALST","OK","Muskogee",2952,"6","SUB","ST",572,null,"Electric Utility","N","",null,{"$f":"IF(B1916=\"CoalST\",MATCH(E1916&\"|\"&F1916,EIA_Units!$BK$6:$BK$22655,0),\"\")","v":8135},{"$f":"IF(O1916=\"\",\"\",INDEX(EIA_Units!P1916:'EIA_Units'!$P$6:$P$22655,O1916))","v":1984},30]
[null,"COALST","AZ","Cholla",113,"3","SUB","ST",312.3,null,"Electric Utility","N","",null,{"$f":"IF(B1917=\"CoalST\",MATCH(E1917&\"|\"&F1917,EIA_Units!$BK$6:$BK$22655,0),\"\")","v":640},{"$f":"IF(O1917=\"\",\"\",INDEX(EIA_Units!P1917:'EIA_Units'!$P$6:$P$22655,O1917))","v":1980},34]
[null,"COALST","IA","George Neal North",1091,"1","SUB","ST",147,null,"Electric Utility","N","",null,{"$f":"IF(B1918=\"CoalST\",MATCH(E1918&\"|\"&F1918,EIA_Units!$BK$6:$BK$22655,0),\"\")","v":6935},{"$f":"IF(O1918=\"\",\"\",INDEX(EIA_Units!P1918:'EIA_Units'!$P$6:$P$22655,O1918))","v":1964},50]
[null,"COALST","TN","Johnsonville",3406,"7","SUB","ST",172.8,null,"Electric Utility","Y","",null,{"$f":"IF(B1919=\"CoalST\",MATCH(E1919&\"|\"&F1919,EIA_Units!$BK$6:$BK$22655,0),\"\")","v":11443},{"$f":"IF(O1919=\"\",\"\",INDEX(EIA_Units!P1919:'EIA_Units'!$P$6:$P$22655,O1919))","v":1958},56]
[null,"COALST","TN","Kingston",3407,"4","BIT","ST",175,null,"Electric Utility","N","",null,{"$f":"IF(B1920=\"CoalST\",MATCH(E1920&\"|\"&F1920,EIA_Units!$BK$6:$BK$22655,0),\"\")","v":11469},{"$f":"IF(O1920=\"\",\"\",INDEX(EIA_Units!P1920:'EIA_Units'!$P$6:$P$22655,O1920))","v":1954},60]
[null,"EXCLUDE","MD","Easton 2",4257,"203","DFO","GT",5.4,null,"Electric Utility","N","Simple Cycle Turbine (PRMVR=GT or OT) unit under 25MW",null,{"$f":"IF(B1921=\"CoalST\",MATCH(E1921&\"|\"&F1921,EIA_Units!$BK$6:$BK$22655,0),\"\")","v":""},{"$f":"IF(O1921=\"\",\"\",INDEX(EIA_Units!P1921:'EIA_Units'!$P$6:$P$22655,O1921))","v":""},""]
[null,"EXCLUDE","MD","Easton 2",4257,"204","DFO","GT",5.4,null,"Electric Utility","N","Simple Cycle Turbine (PRMVR=GT or OT) unit under 25MW",null,{"$f":"IF(B1922=\"CoalST\",MATCH(E1922&\"|\"&F1922,EIA_Units!$BK$6:$BK$22655,0),\"\")","v":""},{"$f":"IF(O1922=\"\",\"\",INDEX(EIA_Units!P1922:'EIA_Units'!$P$6:$P$22655,O1922))","v":""},""]
[null,"COALST","NE","North Omaha",2291,"5","SUB","ST",217.6,null,"Electric Utility","N","",null,{"$f":"IF(B1923=\"CoalST\",MATCH(E1923&\"|\"&F1923,EIA_Units!$BK$6:$BK$22655,0),\"\")","v":8174},{"$f":"IF(O1923=\"\",\"\",INDEX(EIA_Units!P1923:'EIA_Units'!$P$6:$P$22655,O1923))","v":1968},46]
[null,"COALST","MI","Presque Isle",1769,"5","SUB","ST",90,null,"Electric Utility","N","",null,{"$f":"IF(B1924=\"CoalST\",MATCH(E1924&\"|\"&F1924,EIA_Units!$BK$6:$BK$22655,0),\"\")","v":12876},{"$f":"IF(O1924=\"\",\"\",INDEX(EIA_Units!P1924:'EIA_Units'!$P$6:$P$22655,O1924))","v":1974},40]
[null,"COALST","MT","Colstrip",6076,"1","SUB","ST",358,null,"Electric Utility/IPP Non-CHP","N","",null,{"$f":"IF(B1925=\"CoalST\",MATCH(E1925&\"|\"&F1925,EIA_Units!$BK$6:$BK$22655,0),\"\")","v":9268},{"$f":"IF(O1925=\"\",\"\",INDEX(EIA_Units!P1925:'EIA_Units'!$P$6:$P$22655,O1925))","v":1975},39]
[null,"OGST","AR","Cecil Lynch",167,"3","NG","ST",156.19999999999999,null,"Electric Utility","N","",null,{"$f":"IF(B1926=\"CoalST\",MATCH(E1926&\"|\"&F1926,EIA_Units!$BK$6:$BK$22655,0),\"\")","v":""},{"$f":"IF(O1926=\"\",\"\",INDEX(EIA_Units!P1926:'EIA_Units'!$P$6:$P$22655,O1926))","v":""},""]
[null,"COALST","WA","Transalta Centralia Generation",3845,"2","SUB","ST",729.9,null,"Electric Utility/IPP Non-CHP","N","",null,{"$f":"IF(B1927=\"CoalST\",MATCH(E1927&\"|\"&F1927,EIA_Units!$BK$6:$BK$22655,0),\"\")","v":11723},{"$f":"IF(O1927=\"\",\"\",INDEX(EIA_Units!P1927:'EIA_Units'!$P$6:$P$22655,O1927))","v":1973},{"$f":"IF(O1927=\"\",\"\",2014-P1927)","v":41}]
[null,"COALST","AL","E C Gaston",26,"3","BIT","ST",272,null,"Electric Utility","N","",null,{"$f":"IF(B1928=\"CoalST\",MATCH(E1928&\"|\"&F1928,EIA_Units!$BK$6:$BK$22655,0),\"\")","v":139},{"$f":"IF(O1928=\"\",\"\",INDEX(EIA_Units!P1928:'EIA_Units'!$P$6:$P$22655,O1928))","v":1961},53]
[null,"Exclude","WI","Rock River",4057,"3","NG","GT",37.5,null,"Electric Utility","N","Low utilization CT",null,{"$f":"IF(B1929=\"CoalST\",MATCH(E1929&\"|\"&F1929,EIA_Units!$BK$6:$BK$22655,0),\"\")","v":""},{"$f":"IF(O1929=\"\",\"\",INDEX(EIA_Units!P1929:'EIA_Units'!$P$6:$P$22655,O1929))","v":""},""]
[null,"Exclude","WI","Rock River",4057,"5","NG","GT",56.7,null,"Electric Utility","N","Low utilization CT",null,{"$f":"IF(B1930=\"CoalST\",MATCH(E1930&\"|\"&F1930,EIA_Units!$BK$6:$BK$22655,0),\"\")","v":""},{"$f":"IF(O1930=\"\",\"\",INDEX(EIA_Units!P1930:'EIA_Units'!$P$6:$P$22655,O1930))","v":""},""]
[null,"Exclude","WI","Rock River",4057,"6","NG","GT",56.7,null,"Electric Utility","N","Low utilization CT",null,{"$f":"IF(B1931=\"CoalST\",MATCH(E1931&\"|\"&F1931,EIA_Units!$BK$6:$BK$22655,0),\"\")","v":""},{"$f":"IF(O1931=\"\",\"\",INDEX(EIA_Units!P1931:'EIA_Units'!$P$6:$P$22655,O1931))","v":""},""]
[null,"EXCLUDE","WI","Rock River",4057,"4","NG","GT",18,null,"Electric Utility","N","Simple Cycle Turbine (PRMVR=GT or OT) unit under 25MW",null,{"$f":"IF(B1932=\"CoalST\",MATCH(E1932&\"|\"&F1932,EIA_Units!$BK$6:$BK$22655,0),\"\")","v":""},{"$f":"IF(O1932=\"\",\"\",INDEX(EIA_Units!P1932:'EIA_Units'!$P$6:$P$22655,O1932))","v":""},""]
[null,"COALST","IN","R Gallagher",1008,"4","BIT","ST",150,null,"Electric Utility","N","",null,{"$f":"IF(B1933=\"CoalST\",MATCH(E1933&\"|\"&F1933,EIA_Units!$BK$6:$BK$22655,0),\"\")","v":9465},{"$f":"IF(O1933=\"\",\"\",INDEX(EIA_Units!P1933:'EIA_Units'!$P$6:$P$22655,O1933))","v":1961},53]
[null,"COALST","OK","GRDA",165,"1","SUB","ST",540,null,"Electric Utility","N","",null,{"$f":"IF(B1934=\"CoalST\",MATCH(E1934&\"|\"&F1934,EIA_Units!$BK$6:$BK$22655,0),\"\")","v":4682},{"$f":"IF(O1934=\"\",\"\",INDEX(EIA_Units!P1934:'EIA_Units'!$P$6:$P$22655,O1934))","v":1981},33]
[null,"EXCLUDE","NJ","PSEG National Park Generating Station",2409,"1","KER","GT",18.5,null,"Electric Utility/IPP Non-CHP","N","Simple Cycle Turbine (PRMVR=GT or OT) unit under 25MW",null,{"$f":"IF(B1935=\"CoalST\",MATCH(E1935&\"|\"&F1935,EIA_Units!$BK$6:$BK$22655,0),\"\")","v":""},{"$f":"IF(O1935=\"\",\"\",INDEX(EIA_Units!P1935:'EIA_Units'!$P$6:$P$22655,O1935))","v":""},""]
[null,"COALST","SC","Winyah",6249,"2","BIT","ST",315,null,"Electric Utility","N","",null,{"$f":"IF(B1936=\"CoalST\",MATCH(E1936&\"|\"&F1936,EIA_Units!$BK$6:$BK$22655,0),\"\")","v":10511},{"$f":"IF(O1936=\"\",\"\",INDEX(EIA_Units!P1936:'EIA_Units'!$P$6:$P$22655,O1936))","v":1977},37]
[null,"EXCLUDE","RI","Central Power Plant",50621,"GEN5","DFO","GT",3,null,"Commercial CHP","Y","Simple Cycle Turbine (PRMVR=GT or OT) unit under 25MW",null,{"$f":"IF(B1937=\"CoalST\",MATCH(E1937&\"|\"&F1937,EIA_Units!$BK$6:$BK$22655,0),\"\")","v":""},{"$f":"IF(O1937=\"\",\"\",INDEX(EIA_Units!P1937:'EIA_Units'!$P$6:$P$22655,O1937))","v":""},""]
[null,"EXCLUDE","RI","Central Power Plant",50621,"GEN6","DFO","GT",3,null,"Commercial CHP","Y","Simple Cycle Turbine (PRMVR=GT or OT) unit under 25MW",null,{"$f":"IF(B1938=\"CoalST\",MATCH(E1938&\"|\"&F1938,EIA_Units!$BK$6:$BK$22655,0),\"\")","v":""},{"$f":"IF(O1938=\"\",\"\",INDEX(EIA_Units!P1938:'EIA_Units'!$P$6:$P$22655,O1938))","v":""},""]
[null,"Exclude","NY","Holtsville",8007,"10","DFO","GT",56.7,null,"Electric Utility","N","Low utilization CT",null,{"$f":"IF(B1939=\"CoalST\",MATCH(E1939&\"|\"&F1939,EIA_Units!$BK$6:$BK$22655,0),\"\")","v":""},{"$f":"IF(O1939=\"\",\"\",INDEX(EIA_Units!P1939:'EIA_Units'!$P$6:$P$22655,O1939))","v":""},""]
[null,"Exclude","NY","Holtsville",8007,"9","DFO","GT",56.7,null,"Electric Utility","N","Low utilization CT",null,{"$f":"IF(B1940=\"CoalST\",MATCH(E1940&\"|\"&F1940,EIA_Units!$BK$6:$BK$22655,0),\"\")","v":""},{"$f":"IF(O1940=\"\",\"\",INDEX(EIA_Units!P1940:'EIA_Units'!$P$6:$P$22655,O1940))","v":""},""]
[null,"EXCLUDE","TX","CFB Power Plant",56708,"G2201","PC","ST",155,null,"Industrial Non-CHP","N","Commercial/Industrial Unit",null,{"$f":"IF(B1941=\"CoalST\",MATCH(E1941&\"|\"&F1941,EIA_Units!$BK$6:$BK$22655,0),\"\")","v":""},{"$f":"IF(O1941=\"\",\"\",INDEX(EIA_Units!P1941:'EIA_Units'!$P$6:$P$22655,O1941))","v":""},""]
[null,"COALST","TN","Kingston",3407,"3","BIT","ST",175,null,"Electric Utility","N","",null,{"$f":"IF(B1942=\"CoalST\",MATCH(E1942&\"|\"&F1942,EIA_Units!$BK$6:$BK$22655,0),\"\")","v":11468},{"$f":"IF(O1942=\"\",\"\",INDEX(EIA_Units!P1942:'EIA_Units'!$P$6:$P$22655,O1942))","v":1954},60]
[null,"COALST","AZ","Apache Station",160,"ST2","SUB","ST",204,null,"Electric Utility","N","",null,{"$f":"IF(B1943=\"CoalST\",MATCH(E1943&\"|\"&F1943,EIA_Units!$BK$6:$BK$22655,0),\"\")","v":636},{"$f":"IF(O1943=\"\",\"\",INDEX(EIA_Units!P1943:'EIA_Units'!$P$6:$P$22655,O1943))","v":1979},35]
[null,"EXCLUDE","MN","Granite City",1910,"1","NG","GT",18,null,"Electric Utility","N","Simple Cycle Turbine (PRMVR=GT or OT) unit under 25MW",null,{"$f":"IF(B1944=\"CoalST\",MATCH(E1944&\"|\"&F1944,EIA_Units!$BK$6:$BK$22655,0),\"\")","v":""},{"$f":"IF(O1944=\"\",\"\",INDEX(EIA_Units!P1944:'EIA_Units'!$P$6:$P$22655,O1944))","v":""},""]
[null,"EXCLUDE","MN","Granite City",1910,"2","NG","GT",18,null,"Electric Utility","N","Simple Cycle Turbine (PRMVR=GT or OT) unit under 25MW",null,{"$f":"IF(B1945=\"CoalST\",MATCH(E1945&\"|\"&F1945,EIA_Units!$BK$6:$BK$22655,0),\"\")","v":""},{"$f":"IF(O1945=\"\",\"\",INDEX(EIA_Units!P1945:'EIA_Units'!$P$6:$P$22655,O1945))","v":""},""]
[null,"EXCLUDE","MN","Granite City",1910,"3","NG","GT",18,null,"Electric Utility","N","Simple Cycle Turbine (PRMVR=GT or OT) unit under 25MW",null,{"$f":"IF(B1946=\"CoalST\",MATCH(E1946&\"|\"&F1946,EIA_Units!$BK$6:$BK$22655,0),\"\")","v":""},{"$f":"IF(O1946=\"\",\"\",INDEX(EIA_Units!P1946:'EIA_Units'!$P$6:$P$22655,O1946))","v":""},""]
[null,"EXCLUDE","MN","Granite City",1910,"4","NG","GT",18,null,"Electric Utility","N","Simple Cycle Turbine (PRMVR=GT or OT) unit under 25MW",null,{"$f":"IF(B1947=\"CoalST\",MATCH(E1947&\"|\"&F1947,EIA_Units!$BK$6:$BK$22655,0),\"\")","v":""},{"$f":"IF(O1947=\"\",\"\",INDEX(EIA_Units!P1947:'EIA_Units'!$P$6:$P$22655,O1947))","v":""},""]
[null,"COALST","TN","Kingston",3407,"2","BIT","ST",175,null,"Electric Utility","N","",null,{"$f":"IF(B1948=\"CoalST\",MATCH(E1948&\"|\"&F1948,EIA_Units!$BK$6:$BK$22655,0),\"\")","v":11467},{"$f":"IF(O1948=\"\",\"\",INDEX(EIA_Units!P1948:'EIA_Units'!$P$6:$P$22655,O1948))","v":1954},60]
[null,"Exclude","MS","Sylvarena",7989,"2","NG","GT",47,null,"Electric Utility","N","Low utilization CT",null,{"$f":"IF(B1949=\"CoalST\",MATCH(E1949&\"|\"&F1949,EIA_Units!$BK$6:$BK$22655,0),\"\")","v":""},{"$f":"IF(O1949=\"\",\"\",INDEX(EIA_Units!P1949:'EIA_Units'!$P$6:$P$22655,O1949))","v":""},""]
[null,"COALST","LA","R S Nelson",1393,"6","SUB","ST",614.6,null,"Electric Utility","N","",null,{"$f":"IF(B1950=\"CoalST\",MATCH(E1950&\"|\"&F1950,EIA_Units!$BK$6:$BK$22655,0),\"\")","v":16054},{"$f":"IF(O1950=\"\",\"\",INDEX(EIA_Units!P1950:'EIA_Units'!$P$6:$P$22655,O1950))","v":1982},32]
[null,"COALST","KS","Tecumseh Energy Center",1252,"7","SUB","ST",82,null,"Electric Utility","N","",null,{"$f":"IF(B1951=\"CoalST\",MATCH(E1951&\"|\"&F1951,EIA_Units!$BK$6:$BK$22655,0),\"\")","v":13363},{"$f":"IF(O1951=\"\",\"\",INDEX(EIA_Units!P1951:'EIA_Units'!$P$6:$P$22655,O1951))","v":1957},57]
[null,"COALST","AL","Charles R Lowman",56,"3","BIT","ST",236,null,"Electric Utility","N","",null,{"$f":"IF(B1952=\"CoalST\",MATCH(E1952&\"|\"&F1952,EIA_Units!$BK$6:$BK$22655,0),\"\")","v":52},{"$f":"IF(O1952=\"\",\"\",INDEX(EIA_Units!P1952:'EIA_Units'!$P$6:$P$22655,O1952))","v":1980},34]
[null,"COALST","MO","Thomas Hill",2168,"1","SUB","ST",171.7,null,"Electric Utility","N","",null,{"$f":"IF(B1953=\"CoalST\",MATCH(E1953&\"|\"&F1953,EIA_Units!$BK$6:$BK$22655,0),\"\")","v":785},{"$f":"IF(O1953=\"\",\"\",INDEX(EIA_Units!P1953:'EIA_Units'!$P$6:$P$22655,O1953))","v":1966},48]
[null,"COALST","GA","Scherer",6257,"3","SUB","ST",891,null,"Electric Utility","N","",null,{"$f":"IF(B1954=\"CoalST\",MATCH(E1954&\"|\"&F1954,EIA_Units!$BK$6:$BK$22655,0),\"\")","v":4488},{"$f":"IF(O1954=\"\",\"\",INDEX(EIA_Units!P1954:'EIA_Units'!$P$6:$P$22655,O1954))","v":1987},27]
[null,"COALST","NC","L V Sutton Steam",2713,"2","BIT","ST",112.5,null,"Electric Utility","N","",null,{"$f":"IF(B1955=\"CoalST\",MATCH(E1955&\"|\"&F1955,EIA_Units!$BK$6:$BK$22655,0),\"\")","v":1631},{"$f":"IF(O1955=\"\",\"\",INDEX(EIA_Units!P1955:'EIA_Units'!$P$6:$P$22655,O1955))","v":1955},59]
[null,"COALST","VA","Potomac River",3788,"3","BIT","ST",110,null,"Electric Utility/IPP Non-CHP","N","",null,{"$f":"IF(B1956=\"CoalST\",MATCH(E1956&\"|\"&F1956,EIA_Units!$BK$6:$BK$22655,0),\"\")","v":20142},{"$f":"IF(O1956=\"\",\"\",INDEX(EIA_Units!P1956:'EIA_Units'!$P$6:$P$22655,O1956))","v":1954},60]
[null,"COALST","TX","Fayette Power Project",6179,"2","SUB","ST",615,null,"Electric Utility","N","",null,{"$f":"IF(B1957=\"CoalST\",MATCH(E1957&\"|\"&F1957,EIA_Units!$BK$6:$BK$22655,0),\"\")","v":6479},{"$f":"IF(O1957=\"\",\"\",INDEX(EIA_Units!P1957:'EIA_Units'!$P$6:$P$22655,O1957))","v":1980},34]
[null,"COALST","TN","Johnsonville",3406,"8","SUB","ST",172.8,null,"Electric Utility","Y","",null,{"$f":"IF(B1958=\"CoalST\",MATCH(E1958&\"|\"&F1958,EIA_Units!$BK$6:$BK$22655,0),\"\")","v":11444},{"$f":"IF(O1958=\"\",\"\",INDEX(EIA_Units!P1958:'EIA_Units'!$P$6:$P$22655,O1958))","v":1959},55]
[null,"Exclude","OH","Woodsdale",7158,"GT4","NG","GT",81.599999999999994,null,"Electric Utility","N","Low utilization CT",null,{"$f":"IF(B1959=\"CoalST\",MATCH(E1959&\"|\"&F1959,EIA_Units!$BK$6:$BK$22655,0),\"\")","v":""},{"$f":"IF(O1959=\"\",\"\",INDEX(EIA_Units!P1959:'EIA_Units'!$P$6:$P$22655,O1959))","v":""},""]
[null,"COALST","GA","Hammond",708,"3","BIT","ST",125,null,"Electric Utility","N","",null,{"$f":"IF(B1960=\"CoalST\",MATCH(E1960&\"|\"&F1960,EIA_Units!$BK$6:$BK$22655,0),\"\")","v":4377},{"$f":"IF(O1960=\"\",\"\",INDEX(EIA_Units!P1960:'EIA_Units'!$P$6:$P$22655,O1960))","v":1955},59]
[null,"EXCLUDE","PA","PPL Martins Creek LLC Fishbach",3142,"UNT1","DFO","GT",18.5,null,"IPP Non-CHP","N","Simple Cycle Turbine (PRMVR=GT or OT) unit under 25MW",null,{"$f":"IF(B1961=\"CoalST\",MATCH(E1961&\"|\"&F1961,EIA_Units!$BK$6:$BK$22655,0),\"\")","v":""},{"$f":"IF(O1961=\"\",\"\",INDEX(EIA_Units!P1961:'EIA_Units'!$P$6:$P$22655,O1961))","v":""},""]
[null,"EXCLUDE","PA","PPL Martins Creek LLC Fishbach",3142,"UNT2","DFO","GT",18.5,null,"IPP Non-CHP","N","Simple Cycle Turbine (PRMVR=GT or OT) unit under 25MW",null,{"$f":"IF(B1962=\"CoalST\",MATCH(E1962&\"|\"&F1962,EIA_Units!$BK$6:$BK$22655,0),\"\")","v":""},{"$f":"IF(O1962=\"\",\"\",INDEX(EIA_Units!P1962:'EIA_Units'!$P$6:$P$22655,O1962))","v":""},""]
[null,"EXCLUDE","MA","Nantucket",1615,"12","DFO","GT",3.7,null,"Electric Utility","N","Simple Cycle Turbine (PRMVR=GT or OT) unit under 25MW",null,{"$f":"IF(B1963=\"CoalST\",MATCH(E1963&\"|\"&F1963,EIA_Units!$BK$6:$BK$22655,0),\"\")","v":""},{"$f":"IF(O1963=\"\",\"\",INDEX(EIA_Units!P1963:'EIA_Units'!$P$6:$P$22655,O1963))","v":""},""]
[null,"EXCLUDE","MA","Nantucket",1615,"13","DFO","GT",3.7,null,"Electric Utility","N","Simple Cycle Turbine (PRMVR=GT or OT) unit under 25MW",null,{"$f":"IF(B1964=\"CoalST\",MATCH(E1964&\"|\"&F1964,EIA_Units!$BK$6:$BK$22655,0),\"\")","v":""},{"$f":"IF(O1964=\"\",\"\",INDEX(EIA_Units!P1964:'EIA_Units'!$P$6:$P$22655,O1964))","v":""},""]
[null,"COALST","WI","South Oak Creek",4041,"7","SUB","ST",317.60000000000002,null,"Electric Utility","N","",null,{"$f":"IF(B1965=\"CoalST\",MATCH(E1965&\"|\"&F1965,EIA_Units!$BK$6:$BK$22655,0),\"\")","v":12912},{"$f":"IF(O1965=\"\",\"\",INDEX(EIA_Units!P1965:'EIA_Units'!$P$6:$P$22655,O1965))","v":1965},49]
[null,"Exclude","PA","Croydon CT Generating Station",8012,"32","DFO","GT",68.3,null,"Electric Utility/IPP Non-CHP","N","Low utilization CT",null,{"$f":"IF(B1966=\"CoalST\",MATCH(E1966&\"|\"&F1966,EIA_Units!$BK$6:$BK$22655,0),\"\")","v":""},{"$f":"IF(O1966=\"\",\"\",INDEX(EIA_Units!P1966:'EIA_Units'!$P$6:$P$22655,O1966))","v":""},""]
[null,"COALST","MO","Meramec",2104,"1","SUB","ST",137.5,null,"Electric Utility","N","",null,{"$f":"IF(B1967=\"CoalST\",MATCH(E1967&\"|\"&F1967,EIA_Units!$BK$6:$BK$22655,0),\"\")","v":12046},{"$f":"IF(O1967=\"\",\"\",INDEX(EIA_Units!P1967:'EIA_Units'!$P$6:$P$22655,O1967))","v":1953},61]
[null,"EXCLUDE","MS","Georgia-Pacific Monticello Paper",10610,"GEN1","BLQ","ST",32.6,null,"Industrial CHP","Y","Commercial/Industrial Unit",null,{"$f":"IF(B1968=\"CoalST\",MATCH(E1968&\"|\"&F1968,EIA_Units!$BK$6:$BK$22655,0),\"\")","v":""},{"$f":"IF(O1968=\"\",\"\",INDEX(EIA_Units!P1968:'EIA_Units'!$P$6:$P$22655,O1968))","v":""},""]
[null,"EXCLUDE","MS","Georgia-Pacific Monticello Paper",10610,"GEN2","BLQ","ST",32.200000000000003,null,"Industrial CHP","Y","Commercial/Industrial Unit",null,{"$f":"IF(B1969=\"CoalST\",MATCH(E1969&\"|\"&F1969,EIA_Units!$BK$6:$BK$22655,0),\"\")","v":""},{"$f":"IF(O1969=\"\",\"\",INDEX(EIA_Units!P1969:'EIA_Units'!$P$6:$P$22655,O1969))","v":""},""]
[null,"COALST","NC","G G Allen",2718,"1","BIT","ST",165,null,"Electric Utility","N","",null,{"$f":"IF(B1970=\"CoalST\",MATCH(E1970&\"|\"&F1970,EIA_Units!$BK$6:$BK$22655,0),\"\")","v":3000},{"$f":"IF(O1970=\"\",\"\",INDEX(EIA_Units!P1970:'EIA_Units'!$P$6:$P$22655,O1970))","v":1957},57]
[null,"EXCLUDE","MI","Claude Vandyke",1880,"8","NG","GT",24.8,null,"Electric Utility","N","Simple Cycle Turbine (PRMVR=GT or OT) unit under 25MW",null,{"$f":"IF(B1971=\"CoalST\",MATCH(E1971&\"|\"&F1971,EIA_Units!$BK$6:$BK$22655,0),\"\")","v":""},{"$f":"IF(O1971=\"\",\"\",INDEX(EIA_Units!P1971:'EIA_Units'!$P$6:$P$22655,O1971))","v":""},""]
[null,"COALST","NE","Sheldon",2277,"1","SUB","ST",108.8,null,"Electric Utility","N","",null,{"$f":"IF(B1972=\"CoalST\",MATCH(E1972&\"|\"&F1972,EIA_Units!$BK$6:$BK$22655,0),\"\")","v":7498},{"$f":"IF(O1972=\"\",\"\",INDEX(EIA_Units!P1972:'EIA_Units'!$P$6:$P$22655,O1972))","v":1961},53]
[null,"OGST","IA","Sutherland",1077,"3","NG","ST",81.599999999999994,null,"Electric Utility","N","",null,{"$f":"IF(B1973=\"CoalST\",MATCH(E1973&\"|\"&F1973,EIA_Units!$BK$6:$BK$22655,0),\"\")","v":""},{"$f":"IF(O1973=\"\",\"\",INDEX(EIA_Units!P1973:'EIA_Units'!$P$6:$P$22655,O1973))","v":""},""]
[null,"EXCLUDE","OR","Oregon State University Energy Center",57653,"STG","NG","CC",1,null,"Commercial CHP","Y","Combined Cycle (PRMVR=CC) unit under 25MW",null,{"$f":"IF(B1974=\"CoalST\",MATCH(E1974&\"|\"&F1974,EIA_Units!$BK$6:$BK$22655,0),\"\")","v":""},{"$f":"IF(O1974=\"\",\"\",INDEX(EIA_Units!P1974:'EIA_Units'!$P$6:$P$22655,O1974))","v":""},""]
[null,"EXCLUDE","OR","Oregon State University Energy Center",57653,"CTG","NG","CC",5.5,null,"Commercial CHP","Y","Combined Cycle (PRMVR=CC) unit under 25MW",null,{"$f":"IF(B1975=\"CoalST\",MATCH(E1975&\"|\"&F1975,EIA_Units!$BK$6:$BK$22655,0),\"\")","v":""},{"$f":"IF(O1975=\"\",\"\",INDEX(EIA_Units!P1975:'EIA_Units'!$P$6:$P$22655,O1975))","v":""},""]
[null,"COALST","MO","Asbury",2076,"1","SUB","ST",212.8,null,"Electric Utility","N","",null,{"$f":"IF(B1976=\"CoalST\",MATCH(E1976&\"|\"&F1976,EIA_Units!$BK$6:$BK$22655,0),\"\")","v":3360},{"$f":"IF(O1976=\"\",\"\",INDEX(EIA_Units!P1976:'EIA_Units'!$P$6:$P$22655,O1976))","v":1970},44]
[null,"COALST","MS","Victor J Daniel Jr",6073,"2","BIT","ST",548.29999999999995,null,"Electric Utility","N","",null,{"$f":"IF(B1977=\"CoalST\",MATCH(E1977&\"|\"&F1977,EIA_Units!$BK$6:$BK$22655,0),\"\")","v":7286},{"$f":"IF(O1977=\"\",\"\",INDEX(EIA_Units!P1977:'EIA_Units'!$P$6:$P$22655,O1977))","v":1981},33]
[null,"COALST","TN","Kingston",3407,"1","BIT","ST",175,null,"Electric Utility","N","",null,{"$f":"IF(B1978=\"CoalST\",MATCH(E1978&\"|\"&F1978,EIA_Units!$BK$6:$BK$22655,0),\"\")","v":11466},{"$f":"IF(O1978=\"\",\"\",INDEX(EIA_Units!P1978:'EIA_Units'!$P$6:$P$22655,O1978))","v":1954},60]
[null,"EXCLUDE","KY","Zorn",1368,"1","NG","GT",18,null,"Electric Utility","N","Simple Cycle Turbine (PRMVR=GT or OT) unit under 25MW",null,{"$f":"IF(B1979=\"CoalST\",MATCH(E1979&\"|\"&F1979,EIA_Units!$BK$6:$BK$22655,0),\"\")","v":""},{"$f":"IF(O1979=\"\",\"\",INDEX(EIA_Units!P1979:'EIA_Units'!$P$6:$P$22655,O1979))","v":""},""]
[null,"Exclude","NC","Lincoln Combustion",7277,"4","NG","GT",109.6,null,"Electric Utility","N","Low utilization CT",null,{"$f":"IF(B1980=\"CoalST\",MATCH(E1980&\"|\"&F1980,EIA_Units!$BK$6:$BK$22655,0),\"\")","v":""},{"$f":"IF(O1980=\"\",\"\",INDEX(EIA_Units!P1980:'EIA_Units'!$P$6:$P$22655,O1980))","v":""},""]
[null,"COALST","MO","Montrose",2080,"1","SUB","ST",188,null,"Electric Utility","N","",null,{"$f":"IF(B1981=\"CoalST\",MATCH(E1981&\"|\"&F1981,EIA_Units!$BK$6:$BK$22655,0),\"\")","v":5800},{"$f":"IF(O1981=\"\",\"\",INDEX(EIA_Units!P1981:'EIA_Units'!$P$6:$P$22655,O1981))","v":1958},56]
[null,"COALST","IA","Walter Scott Jr Energy Center",1082,"2","SUB","ST",81.599999999999994,null,"Electric Utility","N","",null,{"$f":"IF(B1982=\"CoalST\",MATCH(E1982&\"|\"&F1982,EIA_Units!$BK$6:$BK$22655,0),\"\")","v":6924},{"$f":"IF(O1982=\"\",\"\",INDEX(EIA_Units!P1982:'EIA_Units'!$P$6:$P$22655,O1982))","v":1958},56]
[null,"COALST","MS","Victor J Daniel Jr",6073,"1","BIT","ST",548.29999999999995,null,"Electric Utility","N","",null,{"$f":"IF(B1983=\"CoalST\",MATCH(E1983&\"|\"&F1983,EIA_Units!$BK$6:$BK$22655,0),\"\")","v":7285},{"$f":"IF(O1983=\"\",\"\",INDEX(EIA_Units!P1983:'EIA_Units'!$P$6:$P$22655,O1983))","v":1977},37]
[null,"Exclude","AR","Harry D Mattison Gas Plant",56328,"1","NG","GT",86.5,null,"Electric Utility","N","Low utilization CT",null,{"$f":"IF(B1984=\"CoalST\",MATCH(E1984&\"|\"&F1984,EIA_Units!$BK$6:$BK$22655,0),\"\")","v":""},{"$f":"IF(O1984=\"\",\"\",INDEX(EIA_Units!P1984:'EIA_Units'!$P$6:$P$22655,O1984))","v":""},""]
[null,"COALST","MI","J R Whiting",1723,"2","SUB","ST",106.3,null,"Electric Utility","N","",null,{"$f":"IF(B1985=\"CoalST\",MATCH(E1985&\"|\"&F1985,EIA_Units!$BK$6:$BK$22655,0),\"\")","v":2386},{"$f":"IF(O1985=\"\",\"\",INDEX(EIA_Units!P1985:'EIA_Units'!$P$6:$P$22655,O1985))","v":1952},62]
[null,"COALST","TN","Kingston",3407,"7","BIT","ST",200,null,"Electric Utility","N","",null,{"$f":"IF(B1986=\"CoalST\",MATCH(E1986&\"|\"&F1986,EIA_Units!$BK$6:$BK$22655,0),\"\")","v":11472},{"$f":"IF(O1986=\"\",\"\",INDEX(EIA_Units!P1986:'EIA_Units'!$P$6:$P$22655,O1986))","v":1955},59]
[null,"COALST","PA","New Castle Plant",3138,"5","BIT","ST",136,null,"Electric Utility/IPP Non-CHP","N","",null,{"$f":"IF(B1987=\"CoalST\",MATCH(E1987&\"|\"&F1987,EIA_Units!$BK$6:$BK$22655,0),\"\")","v":8223},{"$f":"IF(O1987=\"\",\"\",INDEX(EIA_Units!P1987:'EIA_Units'!$P$6:$P$22655,O1987))","v":1964},50]
[null,"COALST","KY","Kenneth C Coleman",1381,"2","BIT","ST",205,null,"Electric Utility","N","",null,{"$f":"IF(B1988=\"CoalST\",MATCH(E1988&\"|\"&F1988,EIA_Units!$BK$6:$BK$22655,0),\"\")","v":1032},{"$f":"IF(O1988=\"\",\"\",INDEX(EIA_Units!P1988:'EIA_Units'!$P$6:$P$22655,O1988))","v":1970},44]
[null,"OGST","CT","Middletown",562,"4","RFO","ST",414.9,null,"Electric Utility/IPP Non-CHP","N","",null,{"$f":"IF(B1989=\"CoalST\",MATCH(E1989&\"|\"&F1989,EIA_Units!$BK$6:$BK$22655,0),\"\")","v":""},{"$f":"IF(O1989=\"\",\"\",INDEX(EIA_Units!P1989:'EIA_Units'!$P$6:$P$22655,O1989))","v":""},""]
[null,"COALST","TN","Kingston",3407,"9","BIT","ST",200,null,"Electric Utility","N","",null,{"$f":"IF(B1990=\"CoalST\",MATCH(E1990&\"|\"&F1990,EIA_Units!$BK$6:$BK$22655,0),\"\")","v":11474},{"$f":"IF(O1990=\"\",\"\",INDEX(EIA_Units!P1990:'EIA_Units'!$P$6:$P$22655,O1990))","v":1955},59]
[null,"Exclude","MO","Greenwood",6074,"3","NG","GT",61,null,"Electric Utility","N","Low utilization CT",null,{"$f":"IF(B1991=\"CoalST\",MATCH(E1991&\"|\"&F1991,EIA_Units!$BK$6:$BK$22655,0),\"\")","v":""},{"$f":"IF(O1991=\"\",\"\",INDEX(EIA_Units!P1991:'EIA_Units'!$P$6:$P$22655,O1991))","v":""},{"$f":"IF(O1991=\"\",\"\",2014-P1991)","v":""}]
[null,"COALST","NM","Escalante",87,"1","SUB","ST",257,null,"Electric Utility","N","",null,{"$f":"IF(B1992=\"CoalST\",MATCH(E1992&\"|\"&F1992,EIA_Units!$BK$6:$BK$22655,0),\"\")","v":13797},{"$f":"IF(O1992=\"\",\"\",INDEX(EIA_Units!P1992:'EIA_Units'!$P$6:$P$22655,O1992))","v":1984},30]
[null,"COALST","SC","Winyah",6249,"1","BIT","ST",315,null,"Electric Utility","N","",null,{"$f":"IF(B1993=\"CoalST\",MATCH(E1993&\"|\"&F1993,EIA_Units!$BK$6:$BK$22655,0),\"\")","v":10510},{"$f":"IF(O1993=\"\",\"\",INDEX(EIA_Units!P1993:'EIA_Units'!$P$6:$P$22655,O1993))","v":1975},39]
[null,"COALST","OH","Conesville",2840,"6","BIT","ST",443.9,null,"Electric Utility","N","",null,{"$f":"IF(B1994=\"CoalST\",MATCH(E1994&\"|\"&F1994,EIA_Units!$BK$6:$BK$22655,0),\"\")","v":8093},{"$f":"IF(O1994=\"\",\"\",INDEX(EIA_Units!P1994:'EIA_Units'!$P$6:$P$22655,O1994))","v":1978},36]
[null,"COALST","MN","Black Dog",1904,"3","SUB","ST",113.6,null,"Electric Utility","N","",null,{"$f":"IF(B1995=\"CoalST\",MATCH(E1995&\"|\"&F1995,EIA_Units!$BK$6:$BK$22655,0),\"\")","v":7791},{"$f":"IF(O1995=\"\",\"\",INDEX(EIA_Units!P1995:'EIA_Units'!$P$6:$P$22655,O1995))","v":1955},59]
[null,"COALST","KY","HMP&L Station Two Henderson",1382,"2","BIT","ST",205,null,"Electric Utility","N","",null,{"$f":"IF(B1996=\"CoalST\",MATCH(E1996&\"|\"&F1996,EIA_Units!$BK$6:$BK$22655,0),\"\")","v":1035},{"$f":"IF(O1996=\"\",\"\",INDEX(EIA_Units!P1996:'EIA_Units'!$P$6:$P$22655,O1996))","v":1974},40]
[null,"COALST","LA","Dolet Hills",51,"1","LIG","ST",720.7,null,"Electric Utility","N","",null,{"$f":"IF(B1997=\"CoalST\",MATCH(E1997&\"|\"&F1997,EIA_Units!$BK$6:$BK$22655,0),\"\")","v":1800},{"$f":"IF(O1997=\"\",\"\",INDEX(EIA_Units!P1997:'EIA_Units'!$P$6:$P$22655,O1997))","v":1986},28]
[null,"COALST","FL","Crist",641,"7","BIT","ST",578,null,"Electric Utility","N","",null,{"$f":"IF(B1998=\"CoalST\",MATCH(E1998&\"|\"&F1998,EIA_Units!$BK$6:$BK$22655,0),\"\")","v":4920},{"$f":"IF(O1998=\"\",\"\",INDEX(EIA_Units!P1998:'EIA_Units'!$P$6:$P$22655,O1998))","v":1973},41]
[null,"COALST","MS","R D Morrow",6061,"1","BIT","ST",200,null,"Electric Utility","N","",null,{"$f":"IF(B1999=\"CoalST\",MATCH(E1999&\"|\"&F1999,EIA_Units!$BK$6:$BK$22655,0),\"\")","v":10567},{"$f":"IF(O1999=\"\",\"\",INDEX(EIA_Units!P1999:'EIA_Units'!$P$6:$P$22655,O1999))","v":1978},36]
[null,"COALST","AZ","Cholla",113,"1","SUB","ST",113.6,null,"Electric Utility","N","",null,{"$f":"IF(B2000=\"CoalST\",MATCH(E2000&\"|\"&F2000,EIA_Units!$BK$6:$BK$22655,0),\"\")","v":638},{"$f":"IF(O2000=\"\",\"\",INDEX(EIA_Units!P2000:'EIA_Units'!$P$6:$P$22655,O2000))","v":1962},52]
[null,"COALST","OK","AES Shady Point LLC",10671,"GEN1","BIT","ST",175,null,"IPP CHP","Y","",null,{"$f":"IF(B2006=\"CoalST\",MATCH(E2006&\"|\"&F2006,EIA_Units!$BK$6:$BK$22655,0),\"\")","v":3},{"$f":"IF(O2006=\"\",\"\",INDEX(EIA_Units!P2006:'EIA_Units'!$P$6:$P$22655,O2006))","v":1990},24]
[null,"Exclude","NC","Lincoln Combustion",7277,"7","NG","GT",109.6,null,"Electric Utility","N","Low utilization CT",null,{"$f":"IF(B2017=\"CoalST\",MATCH(E2017&\"|\"&F2017,EIA_Units!$BK$6:$BK$22655,0),\"\")","v":""},{"$f":"IF(O2017=\"\",\"\",INDEX(EIA_Units!P2017:'EIA_Units'!$P$6:$P$22655,O2017))","v":""},""]
[null,"COALST","TN","Kingston",3407,"8","BIT","ST",200,null,"Electric Utility","N","",null,{"$f":"IF(B2022=\"CoalST\",MATCH(E2022&\"|\"&F2022,EIA_Units!$BK$6:$BK$22655,0),\"\")","v":11473},{"$f":"IF(O2022=\"\",\"\",INDEX(EIA_Units!P2022:'EIA_Units'!$P$6:$P$22655,O2022))","v":1955},59]
[null,"Exclude","MO","Greenwood",6074,"1","NG","GT",61,null,"Electric Utility","N","Low utilization CT",null,{"$f":"IF(B2033=\"CoalST\",MATCH(E2033&\"|\"&F2033,EIA_Units!$BK$6:$BK$22655,0),\"\")","v":""},{"$f":"IF(O2033=\"\",\"\",INDEX(EIA_Units!P2033:'EIA_Units'!$P$6:$P$22655,O2033))","v":""},""]
[null,"COALST","IL","Powerton",879,"5","SUB","ST",892.8,null,"Electric Utility/IPP Non-CHP","N","",null,{"$f":"IF(B2048=\"CoalST\",MATCH(E2048&\"|\"&F2048,EIA_Units!$BK$6:$BK$22655,0),\"\")","v":7015},{"$f":"IF(O2048=\"\",\"\",INDEX(EIA_Units!P2048:'EIA_Units'!$P$6:$P$22655,O2048))","v":1972},42]
[null,"COALST","KY","E W Brown",1355,"3","BIT","ST",464,null,"Electric Utility","N","",null,{"$f":"IF(B2053=\"CoalST\",MATCH(E2053&\"|\"&F2053,EIA_Units!$BK$6:$BK$22655,0),\"\")","v":5905},{"$f":"IF(O2053=\"\",\"\",INDEX(EIA_Units!P2053:'EIA_Units'!$P$6:$P$22655,O2053))","v":1971},43]
[null,"COALST","TX","Fayette Power Project",6179,"3","SUB","ST",460,null,"Electric Utility","N","",null,{"$f":"IF(B2064=\"CoalST\",MATCH(E2064&\"|\"&F2064,EIA_Units!$BK$6:$BK$22655,0),\"\")","v":6480},{"$f":"IF(O2064=\"\",\"\",INDEX(EIA_Units!P2064:'EIA_Units'!$P$6:$P$22655,O2064))","v":1988},26]
[null,"Exclude","CT","Cos Cob",542,"UN12","KER","GT",25,null,"IPP Non-CHP","N","Low utilization CT",null,{"$f":"IF(B2079=\"CoalST\",MATCH(E2079&\"|\"&F2079,EIA_Units!$BK$6:$BK$22655,0),\"\")","v":""},{"$f":"IF(O2079=\"\",\"\",INDEX(EIA_Units!P2079:'EIA_Units'!$P$6:$P$22655,O2079))","v":""},""]
[null,"COALST","FL","Crystal River",628,"ST4","BIT","ST",739.2,null,"Electric Utility","N","",null,{"$f":"IF(B2090=\"CoalST\",MATCH(E2090&\"|\"&F2090,EIA_Units!$BK$6:$BK$22655,0),\"\")","v":3970},{"$f":"IF(O2090=\"\",\"\",INDEX(EIA_Units!P2090:'EIA_Units'!$P$6:$P$22655,O2090))","v":1982},32]
[null,"EXCLUDE","IL","Lake Gas Recovery",50575,"GEN2","LFG","GT",3,null,"IPP Non-CHP","N","Non Fossil fuel type",null,{"$f":"IF(B2095=\"CoalST\",MATCH(E2095&\"|\"&F2095,EIA_Units!$BK$6:$BK$22655,0),\"\")","v":""},{"$f":"IF(O2095=\"\",\"\",INDEX(EIA_Units!P2095:'EIA_Units'!$P$6:$P$22655,O2095))","v":""},""]
[null,"OGST","NY","Danskammer Generating Station",2480,"1","NG","ST",72,null,"Electric Utility/IPP Non-CHP","N","",null,{"$f":"IF(B2110=\"CoalST\",MATCH(E2110&\"|\"&F2110,EIA_Units!$BK$6:$BK$22655,0),\"\")","v":""},{"$f":"IF(O2110=\"\",\"\",INDEX(EIA_Units!P2110:'EIA_Units'!$P$6:$P$22655,O2110))","v":""},""]
[null,"COALST","MO","Montrose",2080,"3","SUB","ST",188,null,"Electric Utility","N","",null,{"$f":"IF(B2111=\"CoalST\",MATCH(E2111&\"|\"&F2111,EIA_Units!$BK$6:$BK$22655,0),\"\")","v":5802},{"$f":"IF(O2111=\"\",\"\",INDEX(EIA_Units!P2111:'EIA_Units'!$P$6:$P$22655,O2111))","v":1964},50]
[null,"COALST","AL","Greene County",10,"1","BIT","ST",299.2,null,"Electric Utility","N","",null,{"$f":"IF(B2128=\"CoalST\",MATCH(E2128&\"|\"&F2128,EIA_Units!$BK$6:$BK$22655,0),\"\")","v":91},{"$f":"IF(O2128=\"\",\"\",INDEX(EIA_Units!P2128:'EIA_Units'!$P$6:$P$22655,O2128))","v":1965},49]
[null,"EXCLUDE","TX","Borger Plant",50067,"GEN1","BFG","ST",37.5,null,"Industrial CHP","Y","Commercial/Industrial Unit",null,{"$f":"IF(B2132=\"CoalST\",MATCH(E2132&\"|\"&F2132,EIA_Units!$BK$6:$BK$22655,0),\"\")","v":""},{"$f":"IF(O2132=\"\",\"\",INDEX(EIA_Units!P2132:'EIA_Units'!$P$6:$P$22655,O2132))","v":""},""]
[null,"EXCLUDE","IN","Dean H Mitchell",996,"9A","NG","GT",16,null,"Electric Utility","N","Simple Cycle Turbine (PRMVR=GT or OT) unit under 25MW",null,{"$f":"IF(B2143=\"CoalST\",MATCH(E2143&\"|\"&F2143,EIA_Units!$BK$6:$BK$22655,0),\"\")","v":""},{"$f":"IF(O2143=\"\",\"\",INDEX(EIA_Units!P2143:'EIA_Units'!$P$6:$P$22655,O2143))","v":""},""]
[null,"Exclude","FL","Port Everglades",617,"6","NG","GT",34.200000000000003,null,"Electric Utility","N","Low utilization CT",null,{"$f":"IF(B2158=\"CoalST\",MATCH(E2158&\"|\"&F2158,EIA_Units!$BK$6:$BK$22655,0),\"\")","v":""},{"$f":"IF(O2158=\"\",\"\",INDEX(EIA_Units!P2158:'EIA_Units'!$P$6:$P$22655,O2158))","v":""},""]
[null,"EXCLUDE","IL","Nalco",50326,"AT1","NG","CC",4,null,"Commercial CHP","Y","Combined Cycle (PRMVR=CC) unit under 25MW",null,{"$f":"IF(B2169=\"CoalST\",MATCH(E2169&\"|\"&F2169,EIA_Units!$BK$6:$BK$22655,0),\"\")","v":""},{"$f":"IF(O2169=\"\",\"\",INDEX(EIA_Units!P2169:'EIA_Units'!$P$6:$P$22655,O2169))","v":""},""]
[null,"COALST","KY","R D Green",6639,"2","BIT","ST",293,null,"Electric Utility","N","",null,{"$f":"IF(B2174=\"CoalST\",MATCH(E2174&\"|\"&F2174,EIA_Units!$BK$6:$BK$22655,0),\"\")","v":1039},{"$f":"IF(O2174=\"\",\"\",INDEX(EIA_Units!P2174:'EIA_Units'!$P$6:$P$22655,O2174))","v":1981},33]
[null,"COALST","IL","Coffeen",861,"1","SUB","ST",388.9,null,"Electric Utility/IPP Non-CHP","N","",null,{"$f":"IF(B2189=\"CoalST\",MATCH(E2189&\"|\"&F2189,EIA_Units!$BK$6:$BK$22655,0),\"\")","v":451},{"$f":"IF(O2189=\"\",\"\",INDEX(EIA_Units!P2189:'EIA_Units'!$P$6:$P$22655,O2189))","v":1965},49]
[null,"EXCLUDE","MA","Deer Island Treatment Plant",10823,"G201","DFO","GT",26,null,"Commercial CHP","N","Commercial/Industrial Unit",null,{"$f":"IF(B2200=\"CoalST\",MATCH(E2200&\"|\"&F2200,EIA_Units!$BK$6:$BK$22655,0),\"\")","v":""},{"$f":"IF(O2200=\"\",\"\",INDEX(EIA_Units!P2200:'EIA_Units'!$P$6:$P$22655,O2200))","v":""},""]
[null,"COALST","NM","San Juan",2451,"3","BIT","ST",555,null,"Electric Utility","N","",null,{"$f":"IF(B2205=\"CoalST\",MATCH(E2205&\"|\"&F2205,EIA_Units!$BK$6:$BK$22655,0),\"\")","v":9530},{"$f":"IF(O2205=\"\",\"\",INDEX(EIA_Units!P2205:'EIA_Units'!$P$6:$P$22655,O2205))","v":1979},35]
[null,"COALST","SC","W S Lee",3264,"3","BIT","ST",175,null,"Electric Utility","N","",null,{"$f":"IF(B2216=\"CoalST\",MATCH(E2216&\"|\"&F2216,EIA_Units!$BK$6:$BK$22655,0),\"\")","v":3084},{"$f":"IF(O2216=\"\",\"\",INDEX(EIA_Units!P2216:'EIA_Units'!$P$6:$P$22655,O2216))","v":1958},56]
[null,"COALST","MI","Belle River",6034,"ST2","SUB","ST",697.5,null,"Electric Utility","N","",null,{"$f":"IF(B2231=\"CoalST\",MATCH(E2231&\"|\"&F2231,EIA_Units!$BK$6:$BK$22655,0),\"\")","v":2850},{"$f":"IF(O2231=\"\",\"\",INDEX(EIA_Units!P2231:'EIA_Units'!$P$6:$P$22655,O2231))","v":1985},29]
[null,"EXCLUDE","HI","Hawaii Cogen",10194,"GEN1","OG","GT",3,null,"Industrial CHP","Y","Simple Cycle Turbine (PRMVR=GT or OT) unit under 25MW",null,{"$f":"IF(B2236=\"CoalST\",MATCH(E2236&\"|\"&F2236,EIA_Units!$BK$6:$BK$22655,0),\"\")","v":""},{"$f":"IF(O2236=\"\",\"\",INDEX(EIA_Units!P2236:'EIA_Units'!$P$6:$P$22655,O2236))","v":""},""]
[null,"COALST","SC","Winyah",6249,"4","BIT","ST",315,null,"Electric Utility","N","",null,{"$f":"IF(B2242=\"CoalST\",MATCH(E2242&\"|\"&F2242,EIA_Units!$BK$6:$BK$22655,0),\"\")","v":10513},{"$f":"IF(O2242=\"\",\"\",INDEX(EIA_Units!P2242:'EIA_Units'!$P$6:$P$22655,O2242))","v":1981},33]
[null,"COALST","TX","Oklaunion",127,"1","SUB","ST",720,null,"Electric Utility","N","",null,{"$f":"IF(B2253=\"CoalST\",MATCH(E2253&\"|\"&F2253,EIA_Units!$BK$6:$BK$22655,0),\"\")","v":9542},{"$f":"IF(O2253=\"\",\"\",INDEX(EIA_Units!P2253:'EIA_Units'!$P$6:$P$22655,O2253))","v":1986},28]
[null,"EXCLUDE","MO","Fulton",2126,"GT4","NG","GT",21.2,null,"Electric Utility","N","Simple Cycle Turbine (PRMVR=GT or OT) unit under 25MW",null,{"$f":"IF(B2268=\"CoalST\",MATCH(E2268&\"|\"&F2268,EIA_Units!$BK$6:$BK$22655,0),\"\")","v":""},{"$f":"IF(O2268=\"\",\"\",INDEX(EIA_Units!P2268:'EIA_Units'!$P$6:$P$22655,O2268))","v":""},""]
[null,"EXCLUDE","OH","Ashtabula",55990,"6","NG","CC",0.8,null,"IPP CHP","Y","Combined Cycle (PRMVR=CC) unit under 25MW",null,{"$f":"IF(B2279=\"CoalST\",MATCH(E2279&\"|\"&F2279,EIA_Units!$BK$6:$BK$22655,0),\"\")","v":""},{"$f":"IF(O2279=\"\",\"\",INDEX(EIA_Units!P2279:'EIA_Units'!$P$6:$P$22655,O2279))","v":""},""]
[null,"EXCLUDE","OH","Ashtabula",55990,"4","NG","CC",4.9000000000000004,null,"IPP CHP","Y","Combined Cycle (PRMVR=CC) unit under 25MW",null,{"$f":"IF(B2284=\"CoalST\",MATCH(E2284&\"|\"&F2284,EIA_Units!$BK$6:$BK$22655,0),\"\")","v":""},{"$f":"IF(O2284=\"\",\"\",INDEX(EIA_Units!P2284:'EIA_Units'!$P$6:$P$22655,O2284))","v":""},""]
[null,"COALST","GA","Scherer",6257,"2","SUB","ST",891,null,"Electric Utility","N","",null,{"$f":"IF(B2295=\"CoalST\",MATCH(E2295&\"|\"&F2295,EIA_Units!$BK$6:$BK$22655,0),\"\")","v":4487},{"$f":"IF(O2295=\"\",\"\",INDEX(EIA_Units!P2295:'EIA_Units'!$P$6:$P$22655,O2295))","v":1984},30]
[null,"EXCLUDE","CA","Century Generating Facility",55934,"C1","NG","GT",11.2,null,"IPP Non-CHP","N","Simple Cycle Turbine (PRMVR=GT or OT) unit under 25MW",null,{"$f":"IF(B2310=\"CoalST\",MATCH(E2310&\"|\"&F2310,EIA_Units!$BK$6:$BK$22655,0),\"\")","v":""},{"$f":"IF(O2310=\"\",\"\",INDEX(EIA_Units!P2310:'EIA_Units'!$P$6:$P$22655,O2310))","v":""},""]
[null,"COALST","AL","Colbert",47,"5","BIT","ST",550,null,"Electric Utility","N","",null,{"$f":"IF(B2315=\"CoalST\",MATCH(E2315&\"|\"&F2315,EIA_Units!$BK$6:$BK$22655,0),\"\")","v":11307},{"$f":"IF(O2315=\"\",\"\",INDEX(EIA_Units!P2315:'EIA_Units'!$P$6:$P$22655,O2315))","v":1965},49]
[null,"COALST","GA","Bowen",703,"3","BIT","ST",952,null,"Electric Utility","N","",null,{"$f":"IF(B2326=\"CoalST\",MATCH(E2326&\"|\"&F2326,EIA_Units!$BK$6:$BK$22655,0),\"\")","v":4361},{"$f":"IF(O2326=\"\",\"\",INDEX(EIA_Units!P2326:'EIA_Units'!$P$6:$P$22655,O2326))","v":1974},40]
[null,"COALST","GA","Harllee Branch",709,"4","BIT","ST",544,null,"Electric Utility","N","",null,{"$f":"IF(B2341=\"CoalST\",MATCH(E2341&\"|\"&F2341,EIA_Units!$BK$6:$BK$22655,0),\"\")","v":4382},{"$f":"IF(O2341=\"\",\"\",INDEX(EIA_Units!P2341:'EIA_Units'!$P$6:$P$22655,O2341))","v":1969},45]
[null,"EXCLUDE","IL","Oglesby",894,"1","NG","GT",17.5,null,"IPP Non-CHP","N","Simple Cycle Turbine (PRMVR=GT or OT) unit under 25MW",null,{"$f":"IF(B2346=\"CoalST\",MATCH(E2346&\"|\"&F2346,EIA_Units!$BK$6:$BK$22655,0),\"\")","v":""},{"$f":"IF(O2346=\"\",\"\",INDEX(EIA_Units!P2346:'EIA_Units'!$P$6:$P$22655,O2346))","v":""},""]
[null,"OGST","MS","Rex Brown",2053,"4","NG","ST",238.7,null,"Electric Utility","N","",null,{"$f":"IF(B2357=\"CoalST\",MATCH(E2357&\"|\"&F2357,EIA_Units!$BK$6:$BK$22655,0),\"\")","v":""},{"$f":"IF(O2357=\"\",\"\",INDEX(EIA_Units!P2357:'EIA_Units'!$P$6:$P$22655,O2357))","v":""},""]
[null,"COALST","VA","Clinch River",3775,"1","BIT","ST",237.5,null,"Electric Utility","N","",null,{"$f":"IF(B2363=\"CoalST\",MATCH(E2363&\"|\"&F2363,EIA_Units!$BK$6:$BK$22655,0),\"\")","v":522},{"$f":"IF(O2363=\"\",\"\",INDEX(EIA_Units!P2363:'EIA_Units'!$P$6:$P$22655,O2363))","v":1958},56]
[null,"EXCLUDE","CT","Tunnel",557,"10","JF","GT",18.5,null,"IPP Non-CHP","N","Simple Cycle Turbine (PRMVR=GT or OT) unit under 25MW",null,{"$f":"IF(B2374=\"CoalST\",MATCH(E2374&\"|\"&F2374,EIA_Units!$BK$6:$BK$22655,0),\"\")","v":""},{"$f":"IF(O2374=\"\",\"\",INDEX(EIA_Units!P2374:'EIA_Units'!$P$6:$P$22655,O2374))","v":""},""]
[null,"COALST","TX","Sandow No 4",6648,"4","LIG","ST",590.6,null,"Electric Utility/IPP Non-CHP","N","",null,{"$f":"IF(B2389=\"CoalST\",MATCH(E2389&\"|\"&F2389,EIA_Units!$BK$6:$BK$22655,0),\"\")","v":16617},{"$f":"IF(O2389=\"\",\"\",INDEX(EIA_Units!P2389:'EIA_Units'!$P$6:$P$22655,O2389))","v":1981},33]
[null,"EXCLUDE","IL","Stallings",895,"2","NG","GT",23.8,null,"IPP Non-CHP","N","Simple Cycle Turbine (PRMVR=GT or OT) unit under 25MW",null,{"$f":"IF(B2394=\"CoalST\",MATCH(E2394&\"|\"&F2394,EIA_Units!$BK$6:$BK$22655,0),\"\")","v":""},{"$f":"IF(O2394=\"\",\"\",INDEX(EIA_Units!P2394:'EIA_Units'!$P$6:$P$22655,O2394))","v":""},""]
[null,"COALST","KS","Quindaro",1295,"ST1","SUB","ST",81.599999999999994,null,"Electric Utility","N","",null,{"$f":"IF(B2405=\"CoalST\",MATCH(E2405&\"|\"&F2405,EIA_Units!$BK$6:$BK$22655,0),\"\")","v":5789},{"$f":"IF(O2405=\"\",\"\",INDEX(EIA_Units!P2405:'EIA_Units'!$P$6:$P$22655,O2405))","v":1965},49]
[null,"COALST","MD","Chalk Point LLC",1571,"ST1","BIT","ST",364,null,"Electric Utility/IPP Non-CHP","N","",null,{"$f":"IF(B2420=\"CoalST\",MATCH(E2420&\"|\"&F2420,EIA_Units!$BK$6:$BK$22655,0),\"\")","v":7176},{"$f":"IF(O2420=\"\",\"\",INDEX(EIA_Units!P2420:'EIA_Units'!$P$6:$P$22655,O2420))","v":1964},50]
[null,"COALST","WI","Elm Road Generating Station",56068,"2","BIT","ST",701.3,null,"Electric Utility","N","",null,{"$f":"IF(B2431=\"CoalST\",MATCH(E2431&\"|\"&F2431,EIA_Units!$BK$6:$BK$22655,0),\"\")","v":12947},{"$f":"IF(O2431=\"\",\"\",INDEX(EIA_Units!P2431:'EIA_Units'!$P$6:$P$22655,O2431))","v":2011},3]
[null,"COALST","WV","Kanawha River",3936,"1","BIT","ST",219.6,null,"Electric Utility","N","",null,{"$f":"IF(B2436=\"CoalST\",MATCH(E2436&\"|\"&F2436,EIA_Units!$BK$6:$BK$22655,0),\"\")","v":544},{"$f":"IF(O2436=\"\",\"\",INDEX(EIA_Units!P2436:'EIA_Units'!$P$6:$P$22655,O2436))","v":1953},61]
[null,"EXCLUDE","CA","SEGS I",10437,"GEN1","SUN","ST",13.8,null,"IPP Non-CHP","N","Non Combustion (NUC, WAT, WND, GEO, or SUN)",null,{"$f":"IF(B2451=\"CoalST\",MATCH(E2451&\"|\"&F2451,EIA_Units!$BK$6:$BK$22655,0),\"\")","v":""},{"$f":"IF(O2451=\"\",\"\",INDEX(EIA_Units!P2451:'EIA_Units'!$P$6:$P$22655,O2451))","v":""},""]
[null,"OGST","OH","Haverhill North Cogeneration Facility",56848,"SCKG1","OG","ST",67,null,"IPP CHP","Y","",null,{"$f":"IF(B2462=\"CoalST\",MATCH(E2462&\"|\"&F2462,EIA_Units!$BK$6:$BK$22655,0),\"\")","v":""},{"$f":"IF(O2462=\"\",\"\",INDEX(EIA_Units!P2462:'EIA_Units'!$P$6:$P$22655,O2462))","v":""},""]
[null,"COALST","FL","Crystal River",628,"5","BIT","ST",739.2,null,"Electric Utility","N","",null,{"$f":"IF(B2467=\"CoalST\",MATCH(E2467&\"|\"&F2467,EIA_Units!$BK$6:$BK$22655,0),\"\")","v":3969},{"$f":"IF(O2467=\"\",\"\",INDEX(EIA_Units!P2467:'EIA_Units'!$P$6:$P$22655,O2467))","v":1984},30]
[null,"COALST","KS","Lawrence Energy Center",1250,"5","SUB","ST",403,null,"Electric Utility","N","",null,{"$f":"IF(B2482=\"CoalST\",MATCH(E2482&\"|\"&F2482,EIA_Units!$BK$6:$BK$22655,0),\"\")","v":13362},{"$f":"IF(O2482=\"\",\"\",INDEX(EIA_Units!P2482:'EIA_Units'!$P$6:$P$22655,O2482))","v":1971},43]
[null,"COALST","AL","Colbert",47,"3","BIT","ST",200,null,"Electric Utility","N","",null,{"$f":"IF(B2488=\"CoalST\",MATCH(E2488&\"|\"&F2488,EIA_Units!$BK$6:$BK$22655,0),\"\")","v":11305},{"$f":"IF(O2488=\"\",\"\",INDEX(EIA_Units!P2488:'EIA_Units'!$P$6:$P$22655,O2488))","v":1955},59]
[null,"Exclude","IA","Electrifarm",6063,"3","NG","GT",103.9,null,"Electric Utility","N","Low utilization CT",null,{"$f":"IF(B2499=\"CoalST\",MATCH(E2499&\"|\"&F2499,EIA_Units!$BK$6:$BK$22655,0),\"\")","v":""},{"$f":"IF(O2499=\"\",\"\",INDEX(EIA_Units!P2499:'EIA_Units'!$P$6:$P$22655,O2499))","v":""},""]
[null,"EXCLUDE","KS","Wichita Plant",50169,"GEN1","NG","GT",43.7,null,"Industrial CHP","Y","Commercial/Industrial Unit",null,{"$f":"IF(B2510=\"CoalST\",MATCH(E2510&\"|\"&F2510,EIA_Units!$BK$6:$BK$22655,0),\"\")","v":""},{"$f":"IF(O2510=\"\",\"\",INDEX(EIA_Units!P2510:'EIA_Units'!$P$6:$P$22655,O2510))","v":""},""]
[null,"COALST","PA","FirstEnergy Armstrong Power Station",3178,"2","BIT","ST",163.19999999999999,null,"Electric Utility/IPP Non-CHP","N","",null,{"$f":"IF(B2515=\"CoalST\",MATCH(E2515&\"|\"&F2515,EIA_Units!$BK$6:$BK$22655,0),\"\")","v":21233},{"$f":"IF(O2515=\"\",\"\",INDEX(EIA_Units!P2515:'EIA_Units'!$P$6:$P$22655,O2515))","v":1959},55]
[null,"COALST","MI","Belle River",6034,"ST1","SUB","ST",697.5,null,"Electric Utility","N","",null,{"$f":"IF(B2530=\"CoalST\",MATCH(E2530&\"|\"&F2530,EIA_Units!$BK$6:$BK$22655,0),\"\")","v":2849},{"$f":"IF(O2530=\"\",\"\",INDEX(EIA_Units!P2530:'EIA_Units'!$P$6:$P$22655,O2530))","v":1984},30]
[null,"COALST","IN","Harding Street",990,"6","BIT","ST",113.6,null,"Electric Utility","N","",null,{"$f":"IF(B2541=\"CoalST\",MATCH(E2541&\"|\"&F2541,EIA_Units!$BK$6:$BK$22655,0),\"\")","v":5443},{"$f":"IF(O2541=\"\",\"\",INDEX(EIA_Units!P2541:'EIA_Units'!$P$6:$P$22655,O2541))","v":1961},53]
[null,"EXCLUDE","MI","Riverview Energy Systems",54057,"GEN2","LFG","GT",3.3,null,"IPP Non-CHP","N","Non Fossil fuel type",null,{"$f":"IF(B2546=\"CoalST\",MATCH(E2546&\"|\"&F2546,EIA_Units!$BK$6:$BK$22655,0),\"\")","v":""},{"$f":"IF(O2546=\"\",\"\",INDEX(EIA_Units!P2546:'EIA_Units'!$P$6:$P$22655,O2546))","v":""},""]
[null,"COALST","UT","Hunter",6165,"3","BIT","ST",495.6,null,"Electric Utility","N","",null,{"$f":"IF(B2557=\"CoalST\",MATCH(E2557&\"|\"&F2557,EIA_Units!$BK$6:$BK$22655,0),\"\")","v":8587},{"$f":"IF(O2557=\"\",\"\",INDEX(EIA_Units!P2557:'EIA_Units'!$P$6:$P$22655,O2557))","v":1983},31]
[null,"COALST","KY","Shawnee",1379,"5","BIT","ST",175,null,"Electric Utility","N","",null,{"$f":"IF(B2572=\"CoalST\",MATCH(E2572&\"|\"&F2572,EIA_Units!$BK$6:$BK$22655,0),\"\")","v":11356},{"$f":"IF(O2572=\"\",\"\",INDEX(EIA_Units!P2572:'EIA_Units'!$P$6:$P$22655,O2572))","v":1954},60]
[null,"Exclude","MA","Stony Brook",6081,"1","DFO","GT",85,null,"Electric Utility","N","Low utilization CT",null,{"$f":"IF(B2577=\"CoalST\",MATCH(E2577&\"|\"&F2577,EIA_Units!$BK$6:$BK$22655,0),\"\")","v":""},{"$f":"IF(O2577=\"\",\"\",INDEX(EIA_Units!P2577:'EIA_Units'!$P$6:$P$22655,O2577))","v":""},""]
[null,"Exclude","NC","Butler-Warner Generation Plant",1016,"4","NG","GT",28.8,null,"Electric Utility","N","Low utilization CT",null,{"$f":"IF(B2588=\"CoalST\",MATCH(E2588&\"|\"&F2588,EIA_Units!$BK$6:$BK$22655,0),\"\")","v":""},{"$f":"IF(O2588=\"\",\"\",INDEX(EIA_Units!P2588:'EIA_Units'!$P$6:$P$22655,O2588))","v":""},""]
[null,"COALST","UT","Hunter",6165,"2","BIT","ST",488.3,null,"Electric Utility","N","",null,{"$f":"IF(B2603=\"CoalST\",MATCH(E2603&\"|\"&F2603,EIA_Units!$BK$6:$BK$22655,0),\"\")","v":8586},{"$f":"IF(O2603=\"\",\"\",INDEX(EIA_Units!P2603:'EIA_Units'!$P$6:$P$22655,O2603))","v":1980},34]
[null,"EXCLUDE","MT","Miles City GT",2177,"1","NG","GT",23.3,null,"Electric Utility","N","Simple Cycle Turbine (PRMVR=GT or OT) unit under 25MW",null,{"$f":"IF(B2609=\"CoalST\",MATCH(E2609&\"|\"&F2609,EIA_Units!$BK$6:$BK$22655,0),\"\")","v":""},{"$f":"IF(O2609=\"\",\"\",INDEX(EIA_Units!P2609:'EIA_Units'!$P$6:$P$22655,O2609))","v":""},""]
[null,"OGST","VA","Possum Point",3804,"5","RFO","ST",882,null,"Electric Utility","N","",null,{"$f":"IF(B2620=\"CoalST\",MATCH(E2620&\"|\"&F2620,EIA_Units!$BK$6:$BK$22655,0),\"\")","v":""},{"$f":"IF(O2620=\"\",\"\",INDEX(EIA_Units!P2620:'EIA_Units'!$P$6:$P$22655,O2620))","v":""},""]
[null,"EXCLUDE","LA","NRG Sterlington Power",55099,"06","NG","GT",21.8,null,"IPP Non-CHP","N","Simple Cycle Turbine (PRMVR=GT or OT) unit under 25MW",null,{"$f":"IF(B2635=\"CoalST\",MATCH(E2635&\"|\"&F2635,EIA_Units!$BK$6:$BK$22655,0),\"\")","v":""},{"$f":"IF(O2635=\"\",\"\",INDEX(EIA_Units!P2635:'EIA_Units'!$P$6:$P$22655,O2635))","v":""},""]
[null,"EXCLUDE","LA","NRG Sterlington Power",55099,"10","NG","GT",16,null,"IPP Non-CHP","N","Simple Cycle Turbine (PRMVR=GT or OT) unit under 25MW",null,{"$f":"IF(B2636=\"CoalST\",MATCH(E2636&\"|\"&F2636,EIA_Units!$BK$6:$BK$22655,0),\"\")","v":""},{"$f":"IF(O2636=\"\",\"\",INDEX(EIA_Units!P2636:'EIA_Units'!$P$6:$P$22655,O2636))","v":""},""]
[null,"COALST","NC","Buck",2720,"5","BIT","ST",125,null,"Electric Utility","N","",null,{"$f":"IF(B2651=\"CoalST\",MATCH(E2651&\"|\"&F2651,EIA_Units!$BK$6:$BK$22655,0),\"\")","v":3008},{"$f":"IF(O2651=\"\",\"\",INDEX(EIA_Units!P2651:'EIA_Units'!$P$6:$P$22655,O2651))","v":1953},61]
[null,"COALST","AZ","Apache Station",160,"ST3","SUB","ST",204,null,"Electric Utility","N","",null,{"$f":"IF(B2656=\"CoalST\",MATCH(E2656&\"|\"&F2656,EIA_Units!$BK$6:$BK$22655,0),\"\")","v":637},{"$f":"IF(O2656=\"\",\"\",INDEX(EIA_Units!P2656:'EIA_Units'!$P$6:$P$22655,O2656))","v":1979},35]
[null,"EXCLUDE","MO","Trigen St. Louis",56309,"CT-1","NG","CC",7.8,null,"IPP CHP","Y","Combined Cycle (PRMVR=CC) unit under 25MW",null,{"$f":"IF(B2667=\"CoalST\",MATCH(E2667&\"|\"&F2667,EIA_Units!$BK$6:$BK$22655,0),\"\")","v":""},{"$f":"IF(O2667=\"\",\"\",INDEX(EIA_Units!P2667:'EIA_Units'!$P$6:$P$22655,O2667))","v":""},""]
[null,"COALST","WV","Kammer",3947,"1","BIT","ST",237.5,null,"Electric Utility","N","",null,{"$f":"IF(B2682=\"CoalST\",MATCH(E2682&\"|\"&F2682,EIA_Units!$BK$6:$BK$22655,0),\"\")","v":8100},{"$f":"IF(O2682=\"\",\"\",INDEX(EIA_Units!P2682:'EIA_Units'!$P$6:$P$22655,O2682))","v":1958},56]
[null,"Exclude","NM","Milagro Cogeneration Plant",54814,"GENA","NG","GT",30.4,null,"IPP CHP","Y","Low utilization CT",null,{"$f":"IF(B2687=\"CoalST\",MATCH(E2687&\"|\"&F2687,EIA_Units!$BK$6:$BK$22655,0),\"\")","v":""},{"$f":"IF(O2687=\"\",\"\",INDEX(EIA_Units!P2687:'EIA_Units'!$P$6:$P$22655,O2687))","v":""},""]
[null,"EXCLUDE","IA","West Liberty",1200,"6","DFO","GT",5.5,null,"Electric Utility","N","Simple Cycle Turbine (PRMVR=GT or OT) unit under 25MW",null,{"$f":"IF(B2698=\"CoalST\",MATCH(E2698&\"|\"&F2698,EIA_Units!$BK$6:$BK$22655,0),\"\")","v":""},{"$f":"IF(O2698=\"\",\"\",INDEX(EIA_Units!P2698:'EIA_Units'!$P$6:$P$22655,O2698))","v":""},""]
[null,"Exclude","SD","Angus Anson",7237,"4","NG","GT",166.3,null,"Electric Utility","N","Low utilization CT",null,{"$f":"IF(B2713=\"CoalST\",MATCH(E2713&\"|\"&F2713,EIA_Units!$BK$6:$BK$22655,0),\"\")","v":""},{"$f":"IF(O2713=\"\",\"\",INDEX(EIA_Units!P2713:'EIA_Units'!$P$6:$P$22655,O2713))","v":""},""]
[null,"COALST","TX","Sandow No 5",52071,"5","LIG","ST",661.5,null,"Electric Utility/IPP Non-CHP","N","",null,{"$f":"IF(B2724=\"CoalST\",MATCH(E2724&\"|\"&F2724,EIA_Units!$BK$6:$BK$22655,0),\"\")","v":18106},{"$f":"IF(O2724=\"\",\"\",INDEX(EIA_Units!P2724:'EIA_Units'!$P$6:$P$22655,O2724))","v":2010},4]
[null,"COALST","IA","Louisa",6664,"1","SUB","ST",811.9,null,"Electric Utility","N","",null,{"$f":"IF(B2734=\"CoalST\",MATCH(E2734&\"|\"&F2734,EIA_Units!$BK$6:$BK$22655,0),\"\")","v":6943},{"$f":"IF(O2734=\"\",\"\",INDEX(EIA_Units!P2734:'EIA_Units'!$P$6:$P$22655,O2734))","v":1983},31]
[null,"COALST","WV","FirstEnergy Harrison Power Station",3944,"1","BIT","ST",684,null,"Electric Utility/IPP Non-CHP","N","",null,{"$f":"IF(B2745=\"CoalST\",MATCH(E2745&\"|\"&F2745,EIA_Units!$BK$6:$BK$22655,0),\"\")","v":13417},{"$f":"IF(O2745=\"\",\"\",INDEX(EIA_Units!P2745:'EIA_Units'!$P$6:$P$22655,O2745))","v":1972},42]
[null,"COALST","MS","Jack Watson",2049,"4","BIT","ST",299.2,null,"Electric Utility","N","",null,{"$f":"IF(B2756=\"CoalST\",MATCH(E2756&\"|\"&F2756,EIA_Units!$BK$6:$BK$22655,0),\"\")","v":7282},{"$f":"IF(O2756=\"\",\"\",INDEX(EIA_Units!P2756:'EIA_Units'!$P$6:$P$22655,O2756))","v":1968},46]
[null,"COALST","OH","Muskingum River",2872,"2","BIT","ST",219.6,null,"Electric Utility","N","",null,{"$f":"IF(B2761=\"CoalST\",MATCH(E2761&\"|\"&F2761,EIA_Units!$BK$6:$BK$22655,0),\"\")","v":8096},{"$f":"IF(O2761=\"\",\"\",INDEX(EIA_Units!P2761:'EIA_Units'!$P$6:$P$22655,O2761))","v":1954},60]
[null,"EXCLUDE","CA","Grayson",377,"3","LFG","ST",23,null,"Electric Utility","N","Non Fossil fuel type",null,{"$f":"IF(B2772=\"CoalST\",MATCH(E2772&\"|\"&F2772,EIA_Units!$BK$6:$BK$22655,0),\"\")","v":""},{"$f":"IF(O2772=\"\",\"\",INDEX(EIA_Units!P2772:'EIA_Units'!$P$6:$P$22655,O2772))","v":""},""]
[null,"COALST","FL","Crystal River",628,"2","BIT","ST",523.79999999999995,null,"Electric Utility","N","",null,{"$f":"IF(B2777=\"CoalST\",MATCH(E2777&\"|\"&F2777,EIA_Units!$BK$6:$BK$22655,0),\"\")","v":3967},{"$f":"IF(O2777=\"\",\"\",INDEX(EIA_Units!P2777:'EIA_Units'!$P$6:$P$22655,O2777))","v":1969},45]
[null,"COALST","IN","Rockport",6166,"1","SUB","ST",1300,null,"Electric Utility","N","",null,{"$f":"IF(B2792=\"CoalST\",MATCH(E2792&\"|\"&F2792,EIA_Units!$BK$6:$BK$22655,0),\"\")","v":5538},{"$f":"IF(O2792=\"\",\"\",INDEX(EIA_Units!P2792:'EIA_Units'!$P$6:$P$22655,O2792))","v":1984},30]
[null,"Exclude","NY","Astoria Gas Turbines",55243,"2-3","NG","GT",41.9,null,"Electric Utility/IPP Non-CHP","N","Low utilization CT",null,{"$f":"IF(B2803=\"CoalST\",MATCH(E2803&\"|\"&F2803,EIA_Units!$BK$6:$BK$22655,0),\"\")","v":""},{"$f":"IF(O2803=\"\",\"\",INDEX(EIA_Units!P2803:'EIA_Units'!$P$6:$P$22655,O2803))","v":""},""]
[null,"Exclude","NY","Astoria Gas Turbines",55243,"3-4","NG","GT",41.9,null,"Electric Utility/IPP Non-CHP","N","Low utilization CT",null,{"$f":"IF(B2808=\"CoalST\",MATCH(E2808&\"|\"&F2808,EIA_Units!$BK$6:$BK$22655,0),\"\")","v":""},{"$f":"IF(O2808=\"\",\"\",INDEX(EIA_Units!P2808:'EIA_Units'!$P$6:$P$22655,O2808))","v":""},""]
[null,"COALST","IL","E D Edwards",856,"3","SUB","ST",363.8,null,"Electric Utility","N","",null,{"$f":"IF(B2823=\"CoalST\",MATCH(E2823&\"|\"&F2823,EIA_Units!$BK$6:$BK$22655,0),\"\")","v":14457},{"$f":"IF(O2823=\"\",\"\",INDEX(EIA_Units!P2823:'EIA_Units'!$P$6:$P$22655,O2823))","v":1972},{"$f":"IF(O2823=\"\",\"\",2014-P2823)","v":42}]
[null,"COALST","WV","Kammer",3947,"3","BIT","ST",237.5,null,"Electric Utility","N","",null,{"$f":"IF(B2834=\"CoalST\",MATCH(E2834&\"|\"&F2834,EIA_Units!$BK$6:$BK$22655,0),\"\")","v":8102},{"$f":"IF(O2834=\"\",\"\",INDEX(EIA_Units!P2834:'EIA_Units'!$P$6:$P$22655,O2834))","v":1959},55]
[null,"EXCLUDE","MI","Gaylord",1706,"3","NG","GT",16,null,"Electric Utility","N","Simple Cycle Turbine (PRMVR=GT or OT) unit under 25MW",null,{"$f":"IF(B2839=\"CoalST\",MATCH(E2839&\"|\"&F2839,EIA_Units!$BK$6:$BK$22655,0),\"\")","v":""},{"$f":"IF(O2839=\"\",\"\",INDEX(EIA_Units!P2839:'EIA_Units'!$P$6:$P$22655,O2839))","v":""},""]
[null,"COALST","IL","Waukegan",883,"7","SUB","ST",326.39999999999998,null,"Electric Utility/IPP Non-CHP","N","",null,{"$f":"IF(B2848=\"CoalST\",MATCH(E2848&\"|\"&F2848,EIA_Units!$BK$6:$BK$22655,0),\"\")","v":7021},{"$f":"IF(O2848=\"\",\"\",INDEX(EIA_Units!P2848:'EIA_Units'!$P$6:$P$22655,O2848))","v":1958},56]
[null,"Exclude","FL","Bayboro",627,"P3","DFO","GT",56.7,null,"Electric Utility","N","Low utilization CT",null,{"$f":"IF(B2866=\"CoalST\",MATCH(E2866&\"|\"&F2866,EIA_Units!$BK$6:$BK$22655,0),\"\")","v":""},{"$f":"IF(O2866=\"\",\"\",INDEX(EIA_Units!P2866:'EIA_Units'!$P$6:$P$22655,O2866))","v":""},""]
[null,"COALST","PA","Hatfields Ferry Power Station",3179,"1","BIT","ST",576,null,"Electric Utility/IPP Non-CHP","N","",null,{"$f":"IF(B2871=\"CoalST\",MATCH(E2871&\"|\"&F2871,EIA_Units!$BK$6:$BK$22655,0),\"\")","v":13406},{"$f":"IF(O2871=\"\",\"\",INDEX(EIA_Units!P2871:'EIA_Units'!$P$6:$P$22655,O2871))","v":1969},45]
[null,"Exclude","MO","Greenwood",6074,"4","NG","GT",61,null,"Electric Utility","N","Low utilization CT",null,{"$f":"IF(B2882=\"CoalST\",MATCH(E2882&\"|\"&F2882,EIA_Units!$BK$6:$BK$22655,0),\"\")","v":""},{"$f":"IF(O2882=\"\",\"\",INDEX(EIA_Units!P2882:'EIA_Units'!$P$6:$P$22655,O2882))","v":""},""]
[null,"EXCLUDE","NJ","Merck Sharp & Dohme Cogen Facility",54970,"GEN2","NG","GT",4.4000000000000004,null,"Commercial CHP","Y","Simple Cycle Turbine (PRMVR=GT or OT) unit under 25MW",null,{"$f":"IF(B2897=\"CoalST\",MATCH(E2897&\"|\"&F2897,EIA_Units!$BK$6:$BK$22655,0),\"\")","v":""},{"$f":"IF(O2897=\"\",\"\",INDEX(EIA_Units!P2897:'EIA_Units'!$P$6:$P$22655,O2897))","v":""},""]
[null,"EXCLUDE","IL","Archer Daniels Midland Decatur",10865,"GEN7","BIT","ST",75,null,"Industrial CHP","Y","Commercial/Industrial Unit",null,{"$f":"IF(B2902=\"CoalST\",MATCH(E2902&\"|\"&F2902,EIA_Units!$BK$6:$BK$22655,0),\"\")","v":""},{"$f":"IF(O2902=\"\",\"\",INDEX(EIA_Units!P2902:'EIA_Units'!$P$6:$P$22655,O2902))","v":""},""]
[null,"Exclude","NY","Ravenswood",2500,"GT24","NG","GT",42.9,null,"Electric Utility/IPP Non-CHP","N","Low utilization CT",null,{"$f":"IF(B2913=\"CoalST\",MATCH(E2913&\"|\"&F2913,EIA_Units!$BK$6:$BK$22655,0),\"\")","v":""},{"$f":"IF(O2913=\"\",\"\",INDEX(EIA_Units!P2913:'EIA_Units'!$P$6:$P$22655,O2913))","v":""},""]
[null,"EXCLUDE","NY","Ravenswood",2500,"GT6","NG","GT",22,null,"Electric Utility/IPP Non-CHP","N","Simple Cycle Turbine (PRMVR=GT or OT) unit under 25MW",null,{"$f":"IF(B2918=\"CoalST\",MATCH(E2918&\"|\"&F2918,EIA_Units!$BK$6:$BK$22655,0),\"\")","v":""},{"$f":"IF(O2918=\"\",\"\",INDEX(EIA_Units!P2918:'EIA_Units'!$P$6:$P$22655,O2918))","v":""},""]
[null,"EXCLUDE","IL","Archer Daniels Midland Decatur",10865,"GEN2","BIT","ST",31,null,"Industrial CHP","Y","Commercial/Industrial Unit",null,{"$f":"IF(B2929=\"CoalST\",MATCH(E2929&\"|\"&F2929,EIA_Units!$BK$6:$BK$22655,0),\"\")","v":""},{"$f":"IF(O2929=\"\",\"\",INDEX(EIA_Units!P2929:'EIA_Units'!$P$6:$P$22655,O2929))","v":""},""]
[null,"EXCLUDE","HI","Puna",7130,"3","DFO","GT",23.6,null,"Electric Utility","N","Simple Cycle Turbine (PRMVR=GT or OT) unit under 25MW",null,{"$f":"IF(B2944=\"CoalST\",MATCH(E2944&\"|\"&F2944,EIA_Units!$BK$6:$BK$22655,0),\"\")","v":""},{"$f":"IF(O2944=\"\",\"\",INDEX(EIA_Units!P2944:'EIA_Units'!$P$6:$P$22655,O2944))","v":""},""]
[null,"COALST","IN","Eagle Valley",991,"6","BIT","ST",113.6,null,"Electric Utility","N","",null,{"$f":"IF(B2949=\"CoalST\",MATCH(E2949&\"|\"&F2949,EIA_Units!$BK$6:$BK$22655,0),\"\")","v":5456},{"$f":"IF(O2949=\"\",\"\",INDEX(EIA_Units!P2949:'EIA_Units'!$P$6:$P$22655,O2949))","v":1956},58]
[null,"Exclude","WI","Paris",7270,"1","NG","GT",95.4,null,"Electric Utility","N","Low utilization CT",null,{"$f":"IF(B2960=\"CoalST\",MATCH(E2960&\"|\"&F2960,EIA_Units!$BK$6:$BK$22655,0),\"\")","v":""},{"$f":"IF(O2960=\"\",\"\",INDEX(EIA_Units!P2960:'EIA_Units'!$P$6:$P$22655,O2960))","v":""},""]
[null,"EXCLUDE","CA","Loma Linda University Cogen",10206,"GEN2","NG","CC",5.2,null,"Commercial CHP","Y","Combined Cycle (PRMVR=CC) unit under 25MW",null,{"$f":"IF(B2969=\"CoalST\",MATCH(E2969&\"|\"&F2969,EIA_Units!$BK$6:$BK$22655,0),\"\")","v":""},{"$f":"IF(O2969=\"\",\"\",INDEX(EIA_Units!P2969:'EIA_Units'!$P$6:$P$22655,O2969))","v":""},""]
[null,"COALST","KY","H L Spurlock",6041,"1","BIT","ST",357.6,null,"Electric Utility","N","",null,{"$f":"IF(B2987=\"CoalST\",MATCH(E2987&\"|\"&F2987,EIA_Units!$BK$6:$BK$22655,0),\"\")","v":3232},{"$f":"IF(O2987=\"\",\"\",INDEX(EIA_Units!P2987:'EIA_Units'!$P$6:$P$22655,O2987))","v":1977},37]
[null,"COALST","OH","Killen Station",6031,"2","BIT","ST",660.6,null,"Electric Utility","N","",null,{"$f":"IF(B2992=\"CoalST\",MATCH(E2992&\"|\"&F2992,EIA_Units!$BK$6:$BK$22655,0),\"\")","v":2660},{"$f":"IF(O2992=\"\",\"\",INDEX(EIA_Units!P2992:'EIA_Units'!$P$6:$P$22655,O2992))","v":1982},32]
[null,"EXCLUDE","IL","Settlers Hill Gas Recovery",50563,"GEN1","LFG","GT",3,null,"IPP Non-CHP","N","Non Fossil fuel type",null,{"$f":"IF(B3007=\"CoalST\",MATCH(E3007&\"|\"&F3007,EIA_Units!$BK$6:$BK$22655,0),\"\")","v":""},{"$f":"IF(O3007=\"\",\"\",INDEX(EIA_Units!P3007:'EIA_Units'!$P$6:$P$22655,O3007))","v":""},""]
[null,"EXCLUDE","KS","Gardner Energy Center",7281,"CT1","NG","GT",19.600000000000001,null,"Electric Utility","N","Simple Cycle Turbine (PRMVR=GT or OT) unit under 25MW",null,{"$f":"IF(B3018=\"CoalST\",MATCH(E3018&\"|\"&F3018,EIA_Units!$BK$6:$BK$22655,0),\"\")","v":""},{"$f":"IF(O3018=\"\",\"\",INDEX(EIA_Units!P3018:'EIA_Units'!$P$6:$P$22655,O3018))","v":""},""]
[null,"EXCLUDE","GA","Savannah River Mill",10361,"GEN1","NG","GT",25.2,null,"Industrial CHP","Y","Commercial/Industrial Unit",null,{"$f":"IF(B3023=\"CoalST\",MATCH(E3023&\"|\"&F3023,EIA_Units!$BK$6:$BK$22655,0),\"\")","v":""},{"$f":"IF(O3023=\"\",\"\",INDEX(EIA_Units!P3023:'EIA_Units'!$P$6:$P$22655,O3023))","v":""},""]
[null,"COALST","Navajo","Four Corners",2442,"4","SUB","ST",818.1,null,"Electric Utility","N","",null,{"$f":"IF(B3038=\"CoalST\",MATCH(E3038&\"|\"&F3038,EIA_Units!$BK$6:$BK$22655,0),\"\")","v":677},{"$f":"IF(O3038=\"\",\"\",INDEX(EIA_Units!P3038:'EIA_Units'!$P$6:$P$22655,O3038))","v":1969},45]
[null,"Exclude","AZ","Demoss Petrie",124,"GT2","NG","GT",85,null,"Electric Utility","N","Low utilization CT",null,{"$f":"IF(B3039=\"CoalST\",MATCH(E3039&\"|\"&F3039,EIA_Units!$BK$6:$BK$22655,0),\"\")","v":""},{"$f":"IF(O3039=\"\",\"\",INDEX(EIA_Units!P3039:'EIA_Units'!$P$6:$P$22655,O3039))","v":""},""]
[null,"Exclude","WA","Whitehorn",6120,"2","NG","GT",84.6,null,"Electric Utility","N","Low utilization CT",null,{"$f":"IF(B3054=\"CoalST\",MATCH(E3054&\"|\"&F3054,EIA_Units!$BK$6:$BK$22655,0),\"\")","v":""},{"$f":"IF(O3054=\"\",\"\",INDEX(EIA_Units!P3054:'EIA_Units'!$P$6:$P$22655,O3054))","v":""},""]
[null,"Exclude","NC","HF Lee Plant",2709,"GT3","DFO","GT",29.9,null,"Electric Utility","N","Low utilization CT",null,{"$f":"IF(B3065=\"CoalST\",MATCH(E3065&\"|\"&F3065,EIA_Units!$BK$6:$BK$22655,0),\"\")","v":""},{"$f":"IF(O3065=\"\",\"\",INDEX(EIA_Units!P3065:'EIA_Units'!$P$6:$P$22655,O3065))","v":""},""]
[null,"EXCLUDE","NY","Gowanus Gas Turbines Generating",2494,"GT23","NG","GT",20,null,"IPP Non-CHP","N","Simple Cycle Turbine (PRMVR=GT or OT) unit under 25MW",null,{"$f":"IF(B3070=\"CoalST\",MATCH(E3070&\"|\"&F3070,EIA_Units!$BK$6:$BK$22655,0),\"\")","v":""},{"$f":"IF(O3070=\"\",\"\",INDEX(EIA_Units!P3070:'EIA_Units'!$P$6:$P$22655,O3070))","v":""},""]
[null,"COALST","KY","Ghent",1356,"4","BIT","ST",556.20000000000005,null,"Electric Utility","N","",null,{"$f":"IF(B3085=\"CoalST\",MATCH(E3085&\"|\"&F3085,EIA_Units!$BK$6:$BK$22655,0),\"\")","v":5914},{"$f":"IF(O3085=\"\",\"\",INDEX(EIA_Units!P3085:'EIA_Units'!$P$6:$P$22655,O3085))","v":1984},30]
[null,"EXCLUDE","PA","Bethlehem Renewable Energy LLC",56572,"1","LFG","GT",5.5,null,"IPP Non-CHP","N","Non Fossil fuel type",null,{"$f":"IF(B3094=\"CoalST\",MATCH(E3094&\"|\"&F3094,EIA_Units!$BK$6:$BK$22655,0),\"\")","v":""},{"$f":"IF(O3094=\"\",\"\",INDEX(EIA_Units!P3094:'EIA_Units'!$P$6:$P$22655,O3094))","v":""},""]
[null,"Exclude","TN","Lagoon Creek",7845,"GT1","NG","GT",84.5,null,"Electric Utility","N","Low utilization CT",null,{"$f":"IF(B3102=\"CoalST\",MATCH(E3102&\"|\"&F3102,EIA_Units!$BK$6:$BK$22655,0),\"\")","v":""},{"$f":"IF(O3102=\"\",\"\",INDEX(EIA_Units!P3102:'EIA_Units'!$P$6:$P$22655,O3102))","v":""},""]
[null,"COALST","UT","Huntington",8069,"1","BIT","ST",498,null,"Electric Utility","N","",null,{"$f":"IF(B3113=\"CoalST\",MATCH(E3113&\"|\"&F3113,EIA_Units!$BK$6:$BK$22655,0),\"\")","v":8602},{"$f":"IF(O3113=\"\",\"\",INDEX(EIA_Units!P3113:'EIA_Units'!$P$6:$P$22655,O3113))","v":1977},37]
[null,"Exclude","NY","Hillburn",2628,"GEN1","NG","GT",46.5,null,"Electric Utility/IPP Non-CHP","N","Low utilization CT",null,{"$f":"IF(B3128=\"CoalST\",MATCH(E3128&\"|\"&F3128,EIA_Units!$BK$6:$BK$22655,0),\"\")","v":""},{"$f":"IF(O3128=\"\",\"\",INDEX(EIA_Units!P3128:'EIA_Units'!$P$6:$P$22655,O3128))","v":""},""]
[null,"Exclude","OH","FirstEnergy West Lorain",2869,"2","NG","GT",85,null,"Electric Utility/IPP Non-CHP","N","Low utilization CT",null,{"$f":"IF(B3133=\"CoalST\",MATCH(E3133&\"|\"&F3133,EIA_Units!$BK$6:$BK$22655,0),\"\")","v":""},{"$f":"IF(O3133=\"\",\"\",INDEX(EIA_Units!P3133:'EIA_Units'!$P$6:$P$22655,O3133))","v":""},""]
[null,"EXCLUDE","NY","Narrows Gas Turbines Generating",2499,"NT22","NG","GT",22,null,"IPP Non-CHP","N","Simple Cycle Turbine (PRMVR=GT or OT) unit under 25MW",null,{"$f":"IF(B3144=\"CoalST\",MATCH(E3144&\"|\"&F3144,EIA_Units!$BK$6:$BK$22655,0),\"\")","v":""},{"$f":"IF(O3144=\"\",\"\",INDEX(EIA_Units!P3144:'EIA_Units'!$P$6:$P$22655,O3144))","v":""},""]
[null,"Exclude","CT","South Meadow",563,"12","KER","GT",41.8,null,"Electric Utility/IPP Non-CHP","N","Low utilization CT",null,{"$f":"IF(B3159=\"CoalST\",MATCH(E3159&\"|\"&F3159,EIA_Units!$BK$6:$BK$22655,0),\"\")","v":""},{"$f":"IF(O3159=\"\",\"\",INDEX(EIA_Units!P3159:'EIA_Units'!$P$6:$P$22655,O3159))","v":""},""]
[null,"EXCLUDE","WY","Barber Creek",8030,"1","NG","GT",7.5,null,"Electric Utility","N","Simple Cycle Turbine (PRMVR=GT or OT) unit under 25MW",null,{"$f":"IF(B3164=\"CoalST\",MATCH(E3164&\"|\"&F3164,EIA_Units!$BK$6:$BK$22655,0),\"\")","v":""},{"$f":"IF(O3164=\"\",\"\",INDEX(EIA_Units!P3164:'EIA_Units'!$P$6:$P$22655,O3164))","v":""},""]
[null,"Exclude","MD","Chalk Point LLC",1571,"GT6","NG","GT",125,null,"Electric Utility/IPP Non-CHP","N","Low utilization CT",null,{"$f":"IF(B3175=\"CoalST\",MATCH(E3175&\"|\"&F3175,EIA_Units!$BK$6:$BK$22655,0),\"\")","v":""},{"$f":"IF(O3175=\"\",\"\",INDEX(EIA_Units!P3175:'EIA_Units'!$P$6:$P$22655,O3175))","v":""},""]
[null,"OGST","LA","Lieberman",1417,"3","NG","ST",114,null,"Electric Utility","N","",null,{"$f":"IF(B3180=\"CoalST\",MATCH(E3180&\"|\"&F3180,EIA_Units!$BK$6:$BK$22655,0),\"\")","v":""},{"$f":"IF(O3180=\"\",\"\",INDEX(EIA_Units!P3180:'EIA_Units'!$P$6:$P$22655,O3180))","v":""},""]
[null,"EXCLUDE","OH","Yankee Street",2854,"3","NG","GT",18.5,null,"Electric Utility","N","Simple Cycle Turbine (PRMVR=GT or OT) unit under 25MW",null,{"$f":"IF(B3191=\"CoalST\",MATCH(E3191&\"|\"&F3191,EIA_Units!$BK$6:$BK$22655,0),\"\")","v":""},{"$f":"IF(O3191=\"\",\"\",INDEX(EIA_Units!P3191:'EIA_Units'!$P$6:$P$22655,O3191))","v":""},""]
[null,"Exclude","MN","Inver Hills",1913,"1","NG","GT",46.8,null,"Electric Utility","N","Low utilization CT",null,{"$f":"IF(B3206=\"CoalST\",MATCH(E3206&\"|\"&F3206,EIA_Units!$BK$6:$BK$22655,0),\"\")","v":""},{"$f":"IF(O3206=\"\",\"\",INDEX(EIA_Units!P3206:'EIA_Units'!$P$6:$P$22655,O3206))","v":""},""]
[null,"EXCLUDE","NJ","Gilbert",2393,"C3","NG","GT",24,null,"Electric Utility/IPP Non-CHP","N","Simple Cycle Turbine (PRMVR=GT or OT) unit under 25MW",null,{"$f":"IF(B3215=\"CoalST\",MATCH(E3215&\"|\"&F3215,EIA_Units!$BK$6:$BK$22655,0),\"\")","v":""},{"$f":"IF(O3215=\"\",\"\",INDEX(EIA_Units!P3215:'EIA_Units'!$P$6:$P$22655,O3215))","v":""},""]
[null,"EXCLUDE","TX","Phelps Dodge Refining",54628,"3003","NG","GT",4.2,null,"Industrial CHP","Y","Simple Cycle Turbine (PRMVR=GT or OT) unit under 25MW",null,{"$f":"IF(B3223=\"CoalST\",MATCH(E3223&\"|\"&F3223,EIA_Units!$BK$6:$BK$22655,0),\"\")","v":""},{"$f":"IF(O3223=\"\",\"\",INDEX(EIA_Units!P3223:'EIA_Units'!$P$6:$P$22655,O3223))","v":""},""]
[null,"EXCLUDE","AK","International",6293,"3","NG","GT",16.3,null,"Electric Utility","N","Simple Cycle Turbine (PRMVR=GT or OT) unit under 25MW",null,{"$f":"IF(B3238=\"CoalST\",MATCH(E3238&\"|\"&F3238,EIA_Units!$BK$6:$BK$22655,0),\"\")","v":""},{"$f":"IF(O3238=\"\",\"\",INDEX(EIA_Units!P3238:'EIA_Units'!$P$6:$P$22655,O3238))","v":""},""]
[null,"Exclude","IN","Georgetown",7759,"GT3","NG","GT",73.5,null,"Electric Utility","N","Low utilization CT",null,{"$f":"IF(B3243=\"CoalST\",MATCH(E3243&\"|\"&F3243,EIA_Units!$BK$6:$BK$22655,0),\"\")","v":""},{"$f":"IF(O3243=\"\",\"\",INDEX(EIA_Units!P3243:'EIA_Units'!$P$6:$P$22655,O3243))","v":""},""]
[null,"Exclude","SC","Darlington County",3250,"4","NG","GT",65.8,null,"Electric Utility","N","Low utilization CT",null,{"$f":"IF(B3254=\"CoalST\",MATCH(E3254&\"|\"&F3254,EIA_Units!$BK$6:$BK$22655,0),\"\")","v":""},{"$f":"IF(O3254=\"\",\"\",INDEX(EIA_Units!P3254:'EIA_Units'!$P$6:$P$22655,O3254))","v":""},""]
[null,"OGST","NH","Newington",8002,"1","NG","ST",414,null,"Electric Utility","N","",null,{"$f":"IF(B3269=\"CoalST\",MATCH(E3269&\"|\"&F3269,EIA_Units!$BK$6:$BK$22655,0),\"\")","v":""},{"$f":"IF(O3269=\"\",\"\",INDEX(EIA_Units!P3269:'EIA_Units'!$P$6:$P$22655,O3269))","v":""},""]
[null,"Exclude","NJ","PSEG Edison Generating Station",2400,"14","NG","GT",41.8,null,"Electric Utility/IPP Non-CHP","N","Low utilization CT",null,{"$f":"IF(B3280=\"CoalST\",MATCH(E3280&\"|\"&F3280,EIA_Units!$BK$6:$BK$22655,0),\"\")","v":""},{"$f":"IF(O3280=\"\",\"\",INDEX(EIA_Units!P3280:'EIA_Units'!$P$6:$P$22655,O3280))","v":""},""]
[null,"Exclude","NJ","PSEG Edison Generating Station",2400,"31","NG","GT",41.8,null,"Electric Utility/IPP Non-CHP","N","Low utilization CT",null,{"$f":"IF(B3285=\"CoalST\",MATCH(E3285&\"|\"&F3285,EIA_Units!$BK$6:$BK$22655,0),\"\")","v":""},{"$f":"IF(O3285=\"\",\"\",INDEX(EIA_Units!P3285:'EIA_Units'!$P$6:$P$22655,O3285))","v":""},""]
[null,"EXCLUDE","SC","BMW Manufacturing Co",58173,"GT602","LFG","GT",5.5,null,"Industrial Non-CHP","N","Non Fossil fuel type",null,{"$f":"IF(B3300=\"CoalST\",MATCH(E3300&\"|\"&F3300,EIA_Units!$BK$6:$BK$22655,0),\"\")","v":""},{"$f":"IF(O3300=\"\",\"\",INDEX(EIA_Units!P3300:'EIA_Units'!$P$6:$P$22655,O3300))","v":""},""]
[null,"OGST","MN","Austin Northeast",1961,"1","NG","ST",31.9,null,"Electric Utility","N","",null,{"$f":"IF(B3301=\"CoalST\",MATCH(E3301&\"|\"&F3301,EIA_Units!$BK$6:$BK$22655,0),\"\")","v":""},{"$f":"IF(O3301=\"\",\"\",INDEX(EIA_Units!P3301:'EIA_Units'!$P$6:$P$22655,O3301))","v":""},""]
[null,"EXCLUDE","NE","Fairbury",2236,"2","NG","ST",2.5,null,"Electric Utility","N","Steam unit (PRMVR=ST) under 25MW/250 MMBtu/hr",null,{"$f":"IF(B3316=\"CoalST\",MATCH(E3316&\"|\"&F3316,EIA_Units!$BK$6:$BK$22655,0),\"\")","v":""},{"$f":"IF(O3316=\"\",\"\",INDEX(EIA_Units!P3316:'EIA_Units'!$P$6:$P$22655,O3316))","v":""},""]
[null,"OGST","CT","Middletown",562,"2","NG","ST",113.6,null,"Electric Utility/IPP Non-CHP","N","",null,{"$f":"IF(B3327=\"CoalST\",MATCH(E3327&\"|\"&F3327,EIA_Units!$BK$6:$BK$22655,0),\"\")","v":""},{"$f":"IF(O3327=\"\",\"\",INDEX(EIA_Units!P3327:'EIA_Units'!$P$6:$P$22655,O3327))","v":""},""]
[null,"COALST","SC","Canadys Steam",3280,"3","BIT","ST",217.6,null,"Electric Utility","N","",null,{"$f":"IF(B3340=\"CoalST\",MATCH(E3340&\"|\"&F3340,EIA_Units!$BK$6:$BK$22655,0),\"\")","v":10433},{"$f":"IF(O3340=\"\",\"\",INDEX(EIA_Units!P3340:'EIA_Units'!$P$6:$P$22655,O3340))","v":1967},47]
[null,"Exclude","OH","FirstEnergy West Lorain",2869,"3","NG","GT",85,null,"Electric Utility/IPP Non-CHP","N","Low utilization CT",null,{"$f":"IF(B3348=\"CoalST\",MATCH(E3348&\"|\"&F3348,EIA_Units!$BK$6:$BK$22655,0),\"\")","v":""},{"$f":"IF(O3348=\"\",\"\",INDEX(EIA_Units!P3348:'EIA_Units'!$P$6:$P$22655,O3348))","v":""},""]
[null,"EXCLUDE","CA","Taft 26C Cogen",52085,"TG1","NG","GT",3.1,null,"Industrial CHP","Y","Simple Cycle Turbine (PRMVR=GT or OT) unit under 25MW",null,{"$f":"IF(B3359=\"CoalST\",MATCH(E3359&\"|\"&F3359,EIA_Units!$BK$6:$BK$22655,0),\"\")","v":""},{"$f":"IF(O3359=\"\",\"\",INDEX(EIA_Units!P3359:'EIA_Units'!$P$6:$P$22655,O3359))","v":""},""]
[null,"OGST","HI","Waiau",766,"W6","RFO","ST",54.4,null,"Electric Utility","N","",null,{"$f":"IF(B3364=\"CoalST\",MATCH(E3364&\"|\"&F3364,EIA_Units!$BK$6:$BK$22655,0),\"\")","v":""},{"$f":"IF(O3364=\"\",\"\",INDEX(EIA_Units!P3364:'EIA_Units'!$P$6:$P$22655,O3364))","v":""},""]
[null,"EXCLUDE","TX","Enterprise Products Operating",10261,"GEN3","NG","GT",3.4,null,"Industrial CHP","Y","Simple Cycle Turbine (PRMVR=GT or OT) unit under 25MW",null,{"$f":"IF(B3379=\"CoalST\",MATCH(E3379&\"|\"&F3379,EIA_Units!$BK$6:$BK$22655,0),\"\")","v":""},{"$f":"IF(O3379=\"\",\"\",INDEX(EIA_Units!P3379:'EIA_Units'!$P$6:$P$22655,O3379))","v":""},""]
[null,"Exclude","WI","Elk Mound",7863,"2","NG","GT",35.5,null,"Electric Utility","N","Low utilization CT",null,{"$f":"IF(B3390=\"CoalST\",MATCH(E3390&\"|\"&F3390,EIA_Units!$BK$6:$BK$22655,0),\"\")","v":""},{"$f":"IF(O3390=\"\",\"\",INDEX(EIA_Units!P3390:'EIA_Units'!$P$6:$P$22655,O3390))","v":""},""]
[null,"EXCLUDE","NC","Concord Energy",57896,"UNT2","LFG","GT",4.8,null,"IPP Non-CHP","N","Non Fossil fuel type",null,{"$f":"IF(B3395=\"CoalST\",MATCH(E3395&\"|\"&F3395,EIA_Units!$BK$6:$BK$22655,0),\"\")","v":""},{"$f":"IF(O3395=\"\",\"\",INDEX(EIA_Units!P3395:'EIA_Units'!$P$6:$P$22655,O3395))","v":""},""]
[null,"EXCLUDE","WY","Hartzog",8026,"3","NG","GT",7.5,null,"Electric Utility","N","Simple Cycle Turbine (PRMVR=GT or OT) unit under 25MW",null,{"$f":"IF(B3406=\"CoalST\",MATCH(E3406&\"|\"&F3406,EIA_Units!$BK$6:$BK$22655,0),\"\")","v":""},{"$f":"IF(O3406=\"\",\"\",INDEX(EIA_Units!P3406:'EIA_Units'!$P$6:$P$22655,O3406))","v":""},""]
[null,"Exclude","AZ","Black Mountain Generating Station",56482,"1","NG","GT",60.5,null,"Electric Utility","N","Low utilization CT",null,{"$f":"IF(B3421=\"CoalST\",MATCH(E3421&\"|\"&F3421,EIA_Units!$BK$6:$BK$22655,0),\"\")","v":""},{"$f":"IF(O3421=\"\",\"\",INDEX(EIA_Units!P3421:'EIA_Units'!$P$6:$P$22655,O3421))","v":""},""]
[null,"Exclude","IL","Raccoon Creek Energy Center",55417,"CT03","NG","GT",114,null,"Electric Utility","N","Low utilization CT",null,{"$f":"IF(B3426=\"CoalST\",MATCH(E3426&\"|\"&F3426,EIA_Units!$BK$6:$BK$22655,0),\"\")","v":""},{"$f":"IF(O3426=\"\",\"\",INDEX(EIA_Units!P3426:'EIA_Units'!$P$6:$P$22655,O3426))","v":""},""]
[null,"EXCLUDE","CA","Aera San Ardo Cogen Facility",55184,"UN-A","NG","GT",3,null,"Industrial CHP","Y","Simple Cycle Turbine (PRMVR=GT or OT) unit under 25MW",null,{"$f":"IF(B3437=\"CoalST\",MATCH(E3437&\"|\"&F3437,EIA_Units!$BK$6:$BK$22655,0),\"\")","v":""},{"$f":"IF(O3437=\"\",\"\",INDEX(EIA_Units!P3437:'EIA_Units'!$P$6:$P$22655,O3437))","v":""},""]
[null,"COALST","AL","Barry",3,"1","BIT","ST",153.1,null,"Electric Utility","N","",null,{"$f":"IF(B3442=\"CoalST\",MATCH(E3442&\"|\"&F3442,EIA_Units!$BK$6:$BK$22655,0),\"\")","v":70},{"$f":"IF(O3442=\"\",\"\",INDEX(EIA_Units!P3442:'EIA_Units'!$P$6:$P$22655,O3442))","v":1954},60]
[null,"EXCLUDE","AK","Barrow",7173,"11","NG","GT",4.8,null,"Electric Utility","N","Simple Cycle Turbine (PRMVR=GT or OT) unit under 25MW",null,{"$f":"IF(B3454=\"CoalST\",MATCH(E3454&\"|\"&F3454,EIA_Units!$BK$6:$BK$22655,0),\"\")","v":""},{"$f":"IF(O3454=\"\",\"\",INDEX(EIA_Units!P3454:'EIA_Units'!$P$6:$P$22655,O3454))","v":""},""]
[null,"EXCLUDE","CA","Total Energy Facilities",10091,"GEN4","OBG","CC",5.5,null,"Commercial CHP","Y","Non Fossil fuel type",null,{"$f":"IF(B3469=\"CoalST\",MATCH(E3469&\"|\"&F3469,EIA_Units!$BK$6:$BK$22655,0),\"\")","v":""},{"$f":"IF(O3469=\"\",\"\",INDEX(EIA_Units!P3469:'EIA_Units'!$P$6:$P$22655,O3469))","v":""},""]
[null,"Exclude","OK","Weleetka",2966,"5","NG","GT",53,null,"Electric Utility","N","Low utilization CT",null,{"$f":"IF(B3474=\"CoalST\",MATCH(E3474&\"|\"&F3474,EIA_Units!$BK$6:$BK$22655,0),\"\")","v":""},{"$f":"IF(O3474=\"\",\"\",INDEX(EIA_Units!P3474:'EIA_Units'!$P$6:$P$22655,O3474))","v":""},""]
[null,"Exclude","SC","Mill Creek",7981,"1","NG","GT",99.9,null,"Electric Utility","N","Low utilization CT",null,{"$f":"IF(B3485=\"CoalST\",MATCH(E3485&\"|\"&F3485,EIA_Units!$BK$6:$BK$22655,0),\"\")","v":""},{"$f":"IF(O3485=\"\",\"\",INDEX(EIA_Units!P3485:'EIA_Units'!$P$6:$P$22655,O3485))","v":""},""]
[null,"Exclude","GA","MPC Generating",7764,"2","NG","GT",200.7,null,"Electric Utility/IPP Non-CHP","N","Low utilization CT",null,{"$f":"IF(B3500=\"CoalST\",MATCH(E3500&\"|\"&F3500,EIA_Units!$BK$6:$BK$22655,0),\"\")","v":""},{"$f":"IF(O3500=\"\",\"\",INDEX(EIA_Units!P3500:'EIA_Units'!$P$6:$P$22655,O3500))","v":""},""]
[null,"Exclude","KY","Trimble County",6071,"5","NG","GT",199,null,"Electric Utility","N","Low utilization CT",null,{"$f":"IF(B3505=\"CoalST\",MATCH(E3505&\"|\"&F3505,EIA_Units!$BK$6:$BK$22655,0),\"\")","v":""},{"$f":"IF(O3505=\"\",\"\",INDEX(EIA_Units!P3505:'EIA_Units'!$P$6:$P$22655,O3505))","v":""},""]
[null,"EXCLUDE","OR","Univ of Oregon Central Power Station",54950,"CTG1","NG","CC",7.5,null,"Commercial CHP","Y","Combined Cycle (PRMVR=CC) unit under 25MW",null,{"$f":"IF(B3516=\"CoalST\",MATCH(E3516&\"|\"&F3516,EIA_Units!$BK$6:$BK$22655,0),\"\")","v":""},{"$f":"IF(O3516=\"\",\"\",INDEX(EIA_Units!P3516:'EIA_Units'!$P$6:$P$22655,O3516))","v":""},""]
[null,"OGST","TX","Greens Bayou",3464,"5","NG","ST",446.4,null,"Electric Utility/IPP Non-CHP","N","",null,{"$f":"IF(B3531=\"CoalST\",MATCH(E3531&\"|\"&F3531,EIA_Units!$BK$6:$BK$22655,0),\"\")","v":""},{"$f":"IF(O3531=\"\",\"\",INDEX(EIA_Units!P3531:'EIA_Units'!$P$6:$P$22655,O3531))","v":""},""]
[null,"Exclude","NJ","PSEG Essex Generating Station",2401,"123","NG","GT",41.8,null,"Electric Utility/IPP Non-CHP","N","Low utilization CT",null,{"$f":"IF(B3542=\"CoalST\",MATCH(E3542&\"|\"&F3542,EIA_Units!$BK$6:$BK$22655,0),\"\")","v":""},{"$f":"IF(O3542=\"\",\"\",INDEX(EIA_Units!P3542:'EIA_Units'!$P$6:$P$22655,O3542))","v":""},""]
[null,"NGCC","CA","SCA Cogen 2",7551,"CT1A","NG","CC",49.8,null,"Electric Utility/Cogeneration","Y","",null,{"$f":"IF(B3547=\"CoalST\",MATCH(E3547&\"|\"&F3547,EIA_Units!$BK$6:$BK$22655,0),\"\")","v":""},{"$f":"IF(O3547=\"\",\"\",INDEX(EIA_Units!P3547:'EIA_Units'!$P$6:$P$22655,O3547))","v":""},""]
[null,"EXCLUDE","PA","PPL Martins Creek",3148,"CTG4","NG","GT",22.3,null,"IPP Non-CHP","N","Simple Cycle Turbine (PRMVR=GT or OT) unit under 25MW",null,{"$f":"IF(B3562=\"CoalST\",MATCH(E3562&\"|\"&F3562,EIA_Units!$BK$6:$BK$22655,0),\"\")","v":""},{"$f":"IF(O3562=\"\",\"\",INDEX(EIA_Units!P3562:'EIA_Units'!$P$6:$P$22655,O3562))","v":""},""]
[null,"OGST","TX","Spencer",4266,"4","NG","ST",61.1,null,"Electric Utility","N","",null,{"$f":"IF(B3563=\"CoalST\",MATCH(E3563&\"|\"&F3563,EIA_Units!$BK$6:$BK$22655,0),\"\")","v":""},{"$f":"IF(O3563=\"\",\"\",INDEX(EIA_Units!P3563:'EIA_Units'!$P$6:$P$22655,O3563))","v":""},""]
[null,"Exclude","MO","Northeast",2081,"15","DFO","GT",64,null,"Electric Utility","N","Low utilization CT",null,{"$f":"IF(B3575=\"CoalST\",MATCH(E3575&\"|\"&F3575,EIA_Units!$BK$6:$BK$22655,0),\"\")","v":""},{"$f":"IF(O3575=\"\",\"\",INDEX(EIA_Units!P3575:'EIA_Units'!$P$6:$P$22655,O3575))","v":""},""]
[null,"Exclude","TX","R W Miller",3628,"4","NG","GT",118.8,null,"Electric Utility","N","Low utilization CT",null,{"$f":"IF(B3584=\"CoalST\",MATCH(E3584&\"|\"&F3584,EIA_Units!$BK$6:$BK$22655,0),\"\")","v":""},{"$f":"IF(O3584=\"\",\"\",INDEX(EIA_Units!P3584:'EIA_Units'!$P$6:$P$22655,O3584))","v":""},""]
[null,"EXCLUDE","FL","Baptist Medical Center",10008,"TG-4","NG","GT",3.5,null,"Commercial CHP","Y","Simple Cycle Turbine (PRMVR=GT or OT) unit under 25MW",null,{"$f":"IF(B3595=\"CoalST\",MATCH(E3595&\"|\"&F3595,EIA_Units!$BK$6:$BK$22655,0),\"\")","v":""},{"$f":"IF(O3595=\"\",\"\",INDEX(EIA_Units!P3595:'EIA_Units'!$P$6:$P$22655,O3595))","v":""},""]
[null,"EXCLUDE","CA","Coalinga Cogeneration Facility",50750,"GEN2","NG","GT",3.4,null,"Industrial CHP","Y","Simple Cycle Turbine (PRMVR=GT or OT) unit under 25MW",null,{"$f":"IF(B3610=\"CoalST\",MATCH(E3610&\"|\"&F3610,EIA_Units!$BK$6:$BK$22655,0),\"\")","v":""},{"$f":"IF(O3610=\"\",\"\",INDEX(EIA_Units!P3610:'EIA_Units'!$P$6:$P$22655,O3610))","v":""},""]
[null,"EXCLUDE","TX","ExxonMobil Baytown Refinery",10436,"GT42","NG","GT",24.2,null,"Industrial CHP","Y","Simple Cycle Turbine (PRMVR=GT or OT) unit under 25MW",null,{"$f":"IF(B3621=\"CoalST\",MATCH(E3621&\"|\"&F3621,EIA_Units!$BK$6:$BK$22655,0),\"\")","v":""},{"$f":"IF(O3621=\"\",\"\",INDEX(EIA_Units!P3621:'EIA_Units'!$P$6:$P$22655,O3621))","v":""},""]
[null,"Exclude","UT","West Valley Generation Project",55622,"U4","NG","GT",43.4,null,"Electric Utility/IPP Non-CHP","N","Low utilization CT",null,{"$f":"IF(B3626=\"CoalST\",MATCH(E3626&\"|\"&F3626,EIA_Units!$BK$6:$BK$22655,0),\"\")","v":""},{"$f":"IF(O3626=\"\",\"\",INDEX(EIA_Units!P3626:'EIA_Units'!$P$6:$P$22655,O3626))","v":""},""]
[null,"Exclude","CO","Fort Lupton",8067,"1","NG","GT",39.200000000000003,null,"Electric Utility","N","Low utilization CT",null,{"$f":"IF(B3641=\"CoalST\",MATCH(E3641&\"|\"&F3641,EIA_Units!$BK$6:$BK$22655,0),\"\")","v":""},{"$f":"IF(O3641=\"\",\"\",INDEX(EIA_Units!P3641:'EIA_Units'!$P$6:$P$22655,O3641))","v":""},""]
[null,"OGST","KS","Murray Gill",1242,"2","NG","ST",75,null,"Electric Utility","N","",null,{"$f":"IF(B3652=\"CoalST\",MATCH(E3652&\"|\"&F3652,EIA_Units!$BK$6:$BK$22655,0),\"\")","v":""},{"$f":"IF(O3652=\"\",\"\",INDEX(EIA_Units!P3652:'EIA_Units'!$P$6:$P$22655,O3652))","v":""},""]
[null,"Exclude","FL","Suwannee River",638,"P1","NG","GT",61.2,null,"Electric Utility","N","Low utilization CT",null,{"$f":"IF(B3657=\"CoalST\",MATCH(E3657&\"|\"&F3657,EIA_Units!$BK$6:$BK$22655,0),\"\")","v":""},{"$f":"IF(O3657=\"\",\"\",INDEX(EIA_Units!P3657:'EIA_Units'!$P$6:$P$22655,O3657))","v":""},""]
[null,"EXCLUDE","UT","Hurricane City Power",57899,"9","NG","GT",2,null,"Electric Utility","N","Simple Cycle Turbine (PRMVR=GT or OT) unit under 25MW",null,{"$f":"IF(B3668=\"CoalST\",MATCH(E3668&\"|\"&F3668,EIA_Units!$BK$6:$BK$22655,0),\"\")","v":""},{"$f":"IF(O3668=\"\",\"\",INDEX(EIA_Units!P3668:'EIA_Units'!$P$6:$P$22655,O3668))","v":""},""]
[null,"Exclude","OH","Tait Electric Generating Station",55248,"GT5","NG","GT",94,null,"Electric Utility/IPP Non-CHP","N","Low utilization CT",null,{"$f":"IF(B3683=\"CoalST\",MATCH(E3683&\"|\"&F3683,EIA_Units!$BK$6:$BK$22655,0),\"\")","v":""},{"$f":"IF(O3683=\"\",\"\",INDEX(EIA_Units!P3683:'EIA_Units'!$P$6:$P$22655,O3683))","v":""},""]
[null,"OGST","TX","Ray Olinger",3576,"2","NG","ST",113.4,null,"Electric Utility","N","",null,{"$f":"IF(B3688=\"CoalST\",MATCH(E3688&\"|\"&F3688,EIA_Units!$BK$6:$BK$22655,0),\"\")","v":""},{"$f":"IF(O3688=\"\",\"\",INDEX(EIA_Units!P3688:'EIA_Units'!$P$6:$P$22655,O3688))","v":""},""]
[null,"EXCLUDE","CA","UCLA So Campus Cogen Project",52073,"GEN2","NG","CC",14.5,null,"Commercial CHP","Y","Combined Cycle (PRMVR=CC) unit under 25MW",null,{"$f":"IF(B3700=\"CoalST\",MATCH(E3700&\"|\"&F3700,EIA_Units!$BK$6:$BK$22655,0),\"\")","v":""},{"$f":"IF(O3700=\"\",\"\",INDEX(EIA_Units!P3700:'EIA_Units'!$P$6:$P$22655,O3700))","v":""},""]
[null,"OGST","CA","Scattergood",404,"1","NG","ST",163.19999999999999,null,"Electric Utility","N","",null,{"$f":"IF(B3705=\"CoalST\",MATCH(E3705&\"|\"&F3705,EIA_Units!$BK$6:$BK$22655,0),\"\")","v":""},{"$f":"IF(O3705=\"\",\"\",INDEX(EIA_Units!P3705:'EIA_Units'!$P$6:$P$22655,O3705))","v":""},""]
[null,"EXCLUDE","CA","Civic Center",10623,"GEN2","NG","CC",12.4,null,"Commercial CHP","Y","Combined Cycle (PRMVR=CC) unit under 25MW",null,{"$f":"IF(B3720=\"CoalST\",MATCH(E3720&\"|\"&F3720,EIA_Units!$BK$6:$BK$22655,0),\"\")","v":""},{"$f":"IF(O3720=\"\",\"\",INDEX(EIA_Units!P3720:'EIA_Units'!$P$6:$P$22655,O3720))","v":""},""]
[null,"OGST","LA","Lieberman",1417,"4","NG","ST",114,null,"Electric Utility","N","",null,{"$f":"IF(B3731=\"CoalST\",MATCH(E3731&\"|\"&F3731,EIA_Units!$BK$6:$BK$22655,0),\"\")","v":""},{"$f":"IF(O3731=\"\",\"\",INDEX(EIA_Units!P3731:'EIA_Units'!$P$6:$P$22655,O3731))","v":""},""]
[null,"Exclude","GA","Sandersville Energy Facility",55672,"CT5","NG","GT",86.5,null,"Electric Utility/IPP Non-CHP","N","Low utilization CT",null,{"$f":"IF(B3736=\"CoalST\",MATCH(E3736&\"|\"&F3736,EIA_Units!$BK$6:$BK$22655,0),\"\")","v":""},{"$f":"IF(O3736=\"\",\"\",INDEX(EIA_Units!P3736:'EIA_Units'!$P$6:$P$22655,O3736))","v":""},""]
[null,"Exclude","TN","Lagoon Creek",7845,"GT5","NG","GT",84.5,null,"Electric Utility","N","Low utilization CT",null,{"$f":"IF(B3747=\"CoalST\",MATCH(E3747&\"|\"&F3747,EIA_Units!$BK$6:$BK$22655,0),\"\")","v":""},{"$f":"IF(O3747=\"\",\"\",INDEX(EIA_Units!P3747:'EIA_Units'!$P$6:$P$22655,O3747))","v":""},""]
[null,"EXCLUDE","NC","Monroe Generating Station",57505,"2","NG","GT",15,null,"Electric Utility","N","Simple Cycle Turbine (PRMVR=GT or OT) unit under 25MW",null,{"$f":"IF(B3762=\"CoalST\",MATCH(E3762&\"|\"&F3762,EIA_Units!$BK$6:$BK$22655,0),\"\")","v":""},{"$f":"IF(O3762=\"\",\"\",INDEX(EIA_Units!P3762:'EIA_Units'!$P$6:$P$22655,O3762))","v":""},""]
[null,"EXCLUDE","AR","Paragould Turbine",7283,"3","NG","GT",3.4,null,"Electric Utility","N","Simple Cycle Turbine (PRMVR=GT or OT) unit under 25MW",null,{"$f":"IF(B3767=\"CoalST\",MATCH(E3767&\"|\"&F3767,EIA_Units!$BK$6:$BK$22655,0),\"\")","v":""},{"$f":"IF(O3767=\"\",\"\",INDEX(EIA_Units!P3767:'EIA_Units'!$P$6:$P$22655,O3767))","v":""},""]
[null,"Exclude","MI","Renaissance Power LLC",55402,"CT1","NG","GT",170,null,"Electric Utility/IPP Non-CHP","N","Low utilization CT",null,{"$f":"IF(B3778=\"CoalST\",MATCH(E3778&\"|\"&F3778,EIA_Units!$BK$6:$BK$22655,0),\"\")","v":""},{"$f":"IF(O3778=\"\",\"\",INDEX(EIA_Units!P3778:'EIA_Units'!$P$6:$P$22655,O3778))","v":""},""]
[null,"NGCC","OR","Beaver",8073,"7","NG","CC",176.4,null,"Electric Utility","N","",null,{"$f":"IF(B3793=\"CoalST\",MATCH(E3793&\"|\"&F3793,EIA_Units!$BK$6:$BK$22655,0),\"\")","v":""},{"$f":"IF(O3793=\"\",\"\",INDEX(EIA_Units!P3793:'EIA_Units'!$P$6:$P$22655,O3793))","v":""},""]
[null,"Exclude","NC","Rowan",7826,"001","NG","GT",199.4,null,"Electric Utility/IPP Non-CHP","N","Low utilization CT",null,{"$f":"IF(B3798=\"CoalST\",MATCH(E3798&\"|\"&F3798,EIA_Units!$BK$6:$BK$22655,0),\"\")","v":""},{"$f":"IF(O3798=\"\",\"\",INDEX(EIA_Units!P3798:'EIA_Units'!$P$6:$P$22655,O3798))","v":""},""]
[null,"Exclude","NC","Asheville",2706,"GT1","NG","GT",211.7,null,"Electric Utility","N","Low utilization CT",null,{"$f":"IF(B3809=\"CoalST\",MATCH(E3809&\"|\"&F3809,EIA_Units!$BK$6:$BK$22655,0),\"\")","v":""},{"$f":"IF(O3809=\"\",\"\",INDEX(EIA_Units!P3809:'EIA_Units'!$P$6:$P$22655,O3809))","v":""},""]
[null,"Exclude","MI","Sumpter",7972,"4","NG","GT",85,null,"Electric Utility","N","Low utilization CT",null,{"$f":"IF(B3821=\"CoalST\",MATCH(E3821&\"|\"&F3821,EIA_Units!$BK$6:$BK$22655,0),\"\")","v":""},{"$f":"IF(O3821=\"\",\"\",INDEX(EIA_Units!P3821:'EIA_Units'!$P$6:$P$22655,O3821))","v":""},""]
[null,"EXCLUDE","IL","Industrial Park",7934,"3","DFO","GT",1.8,null,"Electric Utility","N","Simple Cycle Turbine (PRMVR=GT or OT) unit under 25MW",null,{"$f":"IF(B3826=\"CoalST\",MATCH(E3826&\"|\"&F3826,EIA_Units!$BK$6:$BK$22655,0),\"\")","v":""},{"$f":"IF(O3826=\"\",\"\",INDEX(EIA_Units!P3826:'EIA_Units'!$P$6:$P$22655,O3826))","v":""},""]
[null,"Exclude","MO","Holden",7848,"12","NG","GT",107.1,null,"Electric Utility","N","Low utilization CT",null,{"$f":"IF(B3841=\"CoalST\",MATCH(E3841&\"|\"&F3841,EIA_Units!$BK$6:$BK$22655,0),\"\")","v":""},{"$f":"IF(O3841=\"\",\"\",INDEX(EIA_Units!P3841:'EIA_Units'!$P$6:$P$22655,O3841))","v":""},""]
[null,"EXCLUDE","IL","North Chicago Energy Center",58328,"GT2","NG","GT",7.2,null,"Commercial CHP","Y","Simple Cycle Turbine (PRMVR=GT or OT) unit under 25MW",null,{"$f":"IF(B3846=\"CoalST\",MATCH(E3846&\"|\"&F3846,EIA_Units!$BK$6:$BK$22655,0),\"\")","v":""},{"$f":"IF(O3846=\"\",\"\",INDEX(EIA_Units!P3846:'EIA_Units'!$P$6:$P$22655,O3846))","v":""},""]
[null,"Exclude","IL","Southeast Chicago Energy Project",55281,"GT05","NG","GT",50.9,null,"Electric Utility/IPP Non-CHP","N","Low utilization CT",null,{"$f":"IF(B3857=\"CoalST\",MATCH(E3857&\"|\"&F3857,EIA_Units!$BK$6:$BK$22655,0),\"\")","v":""},{"$f":"IF(O3857=\"\",\"\",INDEX(EIA_Units!P3857:'EIA_Units'!$P$6:$P$22655,O3857))","v":""},""]
[null,"Exclude","IL","NRG Rockford I",55238,"0002","NG","GT",158,null,"Electric Utility/IPP Non-CHP","N","Low utilization CT",null,{"$f":"IF(B3872=\"CoalST\",MATCH(E3872&\"|\"&F3872,EIA_Units!$BK$6:$BK$22655,0),\"\")","v":""},{"$f":"IF(O3872=\"\",\"\",INDEX(EIA_Units!P3872:'EIA_Units'!$P$6:$P$22655,O3872))","v":""},""]
[null,"OGST","CA","SEGS IX",10446,"GEN1","NG","ST",92,null,"IPP Non-CHP","N","",null,{"$f":"IF(B3883=\"CoalST\",MATCH(E3883&\"|\"&F3883,EIA_Units!$BK$6:$BK$22655,0),\"\")","v":""},{"$f":"IF(O3883=\"\",\"\",INDEX(EIA_Units!P3883:'EIA_Units'!$P$6:$P$22655,O3883))","v":""},""]
[null,"Exclude","TN","Lagoon Creek",7845,"GT7","NG","GT",84.5,null,"Electric Utility","N","Low utilization CT",null,{"$f":"IF(B3888=\"CoalST\",MATCH(E3888&\"|\"&F3888,EIA_Units!$BK$6:$BK$22655,0),\"\")","v":""},{"$f":"IF(O3888=\"\",\"\",INDEX(EIA_Units!P3888:'EIA_Units'!$P$6:$P$22655,O3888))","v":""},""]
[null,"EXCLUDE","TX","NAFTA Region Olefins Complex Cogen Fac",55122,"UN2","NG","GT",41.6,null,"Industrial CHP","Y","Commercial/Industrial Unit",null,{"$f":"IF(B3903=\"CoalST\",MATCH(E3903&\"|\"&F3903,EIA_Units!$BK$6:$BK$22655,0),\"\")","v":""},{"$f":"IF(O3903=\"\",\"\",INDEX(EIA_Units!P3903:'EIA_Units'!$P$6:$P$22655,O3903))","v":""},""]
[null,"EXCLUDE","VA","Gravel Neck",7032,"2","DFO","GT",23.8,null,"Electric Utility","N","Simple Cycle Turbine (PRMVR=GT or OT) unit under 25MW",null,{"$f":"IF(B3914=\"CoalST\",MATCH(E3914&\"|\"&F3914,EIA_Units!$BK$6:$BK$22655,0),\"\")","v":""},{"$f":"IF(O3914=\"\",\"\",INDEX(EIA_Units!P3914:'EIA_Units'!$P$6:$P$22655,O3914))","v":""},""]
[null,"Exclude","IL","Kinmundy",55204,"1","NG","GT",135,null,"Electric Utility","N","Low utilization CT",null,{"$f":"IF(B3919=\"CoalST\",MATCH(E3919&\"|\"&F3919,EIA_Units!$BK$6:$BK$22655,0),\"\")","v":""},{"$f":"IF(O3919=\"\",\"\",INDEX(EIA_Units!P3919:'EIA_Units'!$P$6:$P$22655,O3919))","v":""},""]
[null,"Exclude","CA","Kearny",303,"KEA2","NG","GT",72,null,"IPP Non-CHP","N","Low utilization CT",null,{"$f":"IF(B3934=\"CoalST\",MATCH(E3934&\"|\"&F3934,EIA_Units!$BK$6:$BK$22655,0),\"\")","v":""},{"$f":"IF(O3934=\"\",\"\",INDEX(EIA_Units!P3934:'EIA_Units'!$P$6:$P$22655,O3934))","v":""},""]
[null,"OGST","LA","Waterford 1 & 2",8056,"2","NG","ST",445.5,null,"Electric Utility","N","",null,{"$f":"IF(B3946=\"CoalST\",MATCH(E3946&\"|\"&F3946,EIA_Units!$BK$6:$BK$22655,0),\"\")","v":""},{"$f":"IF(O3946=\"\",\"\",INDEX(EIA_Units!P3946:'EIA_Units'!$P$6:$P$22655,O3946))","v":""},""]
[null,"NGCC","IA","Summit Lake",1206,"GT1","NG","CC",27,null,"Electric Utility","N","",null,{"$f":"IF(B3951=\"CoalST\",MATCH(E3951&\"|\"&F3951,EIA_Units!$BK$6:$BK$22655,0),\"\")","v":""},{"$f":"IF(O3951=\"\",\"\",INDEX(EIA_Units!P3951:'EIA_Units'!$P$6:$P$22655,O3951))","v":""},""]
[null,"EXCLUDE","CA","McKittrick Cogen",52076,"GEN1","NG","GT",3.2,null,"Industrial CHP","Y","Simple Cycle Turbine (PRMVR=GT or OT) unit under 25MW",null,{"$f":"IF(B3962=\"CoalST\",MATCH(E3962&\"|\"&F3962,EIA_Units!$BK$6:$BK$22655,0),\"\")","v":""},{"$f":"IF(O3962=\"\",\"\",INDEX(EIA_Units!P3962:'EIA_Units'!$P$6:$P$22655,O3962))","v":""},""]
[null,"EXCLUDE","OH","Collinwood",2906,"3","NG","GT",16,null,"Electric Utility","N","Simple Cycle Turbine (PRMVR=GT or OT) unit under 25MW",null,{"$f":"IF(B3967=\"CoalST\",MATCH(E3967&\"|\"&F3967,EIA_Units!$BK$6:$BK$22655,0),\"\")","v":""},{"$f":"IF(O3967=\"\",\"\",INDEX(EIA_Units!P3967:'EIA_Units'!$P$6:$P$22655,O3967))","v":""},""]
[null,"OGST","AZ","Agua Fria",141,"AF3","NG","ST",163.19999999999999,null,"Electric Utility","N","",null,{"$f":"IF(B3982=\"CoalST\",MATCH(E3982&\"|\"&F3982,EIA_Units!$BK$6:$BK$22655,0),\"\")","v":""},{"$f":"IF(O3982=\"\",\"\",INDEX(EIA_Units!P3982:'EIA_Units'!$P$6:$P$22655,O3982))","v":""},""]
[null,"EXCLUDE","LA","Dow St Charles Operations",50152,"IGT","NG","CC",9.6,null,"Industrial CHP","Y","Combined Cycle (PRMVR=CC) unit under 25MW",null,{"$f":"IF(B3993=\"CoalST\",MATCH(E3993&\"|\"&F3993,EIA_Units!$BK$6:$BK$22655,0),\"\")","v":""},{"$f":"IF(O3993=\"\",\"\",INDEX(EIA_Units!P3993:'EIA_Units'!$P$6:$P$22655,O3993))","v":""},""]
[null,"EXCLUDE","LA","PPG Powerhouse C",50489,"C2","NG","CC",73.099999999999994,null,"Industrial CHP","Y","Commercial/Industrial Unit",null,{"$f":"IF(B3998=\"CoalST\",MATCH(E3998&\"|\"&F3998,EIA_Units!$BK$6:$BK$22655,0),\"\")","v":""},{"$f":"IF(O3998=\"\",\"\",INDEX(EIA_Units!P3998:'EIA_Units'!$P$6:$P$22655,O3998))","v":""},""]
[null,"Exclude","MO","James River Power Station",2161,"GT1","NG","GT",96,null,"Electric Utility","N","Low utilization CT",null,{"$f":"IF(B4009=\"CoalST\",MATCH(E4009&\"|\"&F4009,EIA_Units!$BK$6:$BK$22655,0),\"\")","v":""},{"$f":"IF(O4009=\"\",\"\",INDEX(EIA_Units!P4009:'EIA_Units'!$P$6:$P$22655,O4009))","v":""},""]
[null,"Exclude","TN","Gallatin",3403,"GT5","DFO","GT",84.5,null,"Electric Utility","N","Low utilization CT",null,{"$f":"IF(B4024=\"CoalST\",MATCH(E4024&\"|\"&F4024,EIA_Units!$BK$6:$BK$22655,0),\"\")","v":""},{"$f":"IF(O4024=\"\",\"\",INDEX(EIA_Units!P4024:'EIA_Units'!$P$6:$P$22655,O4024))","v":""},""]
[null,"Exclude","TN","Gallatin",3403,"GT2","NG","GT",81.3,null,"Electric Utility","N","Low utilization CT",null,{"$f":"IF(B4029=\"CoalST\",MATCH(E4029&\"|\"&F4029,EIA_Units!$BK$6:$BK$22655,0),\"\")","v":""},{"$f":"IF(O4029=\"\",\"\",INDEX(EIA_Units!P4029:'EIA_Units'!$P$6:$P$22655,O4029))","v":""},""]
[null,"EXCLUDE","TX","Air Products Port Arthur",55309,"GEN1","NG","CC",37.6,null,"Industrial CHP","Y","Commercial/Industrial Unit",null,{"$f":"IF(B4040=\"CoalST\",MATCH(E4040&\"|\"&F4040,EIA_Units!$BK$6:$BK$22655,0),\"\")","v":""},{"$f":"IF(O4040=\"\",\"\",INDEX(EIA_Units!P4040:'EIA_Units'!$P$6:$P$22655,O4040))","v":""},""]
[null,"Exclude","NJ","Sherman Avenue",7288,"SEHR","NG","GT",112.8,null,"Electric Utility/IPP Non-CHP","N","Low utilization CT",null,{"$f":"IF(B4055=\"CoalST\",MATCH(E4055&\"|\"&F4055,EIA_Units!$BK$6:$BK$22655,0),\"\")","v":""},{"$f":"IF(O4055=\"\",\"\",INDEX(EIA_Units!P4055:'EIA_Units'!$P$6:$P$22655,O4055))","v":""},""]
[null,"Exclude","TX","San Jacinto County Peaking Facility",56603,"SJC1","NG","GT",85,null,"Electric Utility","N","Low utilization CT",null,{"$f":"IF(B4067=\"CoalST\",MATCH(E4067&\"|\"&F4067,EIA_Units!$BK$6:$BK$22655,0),\"\")","v":""},{"$f":"IF(O4067=\"\",\"\",INDEX(EIA_Units!P4067:'EIA_Units'!$P$6:$P$22655,O4067))","v":""},""]
[null,"OGST","TX","Handley",3491,"5","NG","ST",455,null,"Electric Utility/IPP Non-CHP","N","",null,{"$f":"IF(B4072=\"CoalST\",MATCH(E4072&\"|\"&F4072,EIA_Units!$BK$6:$BK$22655,0),\"\")","v":""},{"$f":"IF(O4072=\"\",\"\",INDEX(EIA_Units!P4072:'EIA_Units'!$P$6:$P$22655,O4072))","v":""},""]
[null,"EXCLUDE","NY","South Cairo",2485,"GT1","KER","GT",21.6,null,"Electric Utility","N","Simple Cycle Turbine (PRMVR=GT or OT) unit under 25MW",null,{"$f":"IF(B4087=\"CoalST\",MATCH(E4087&\"|\"&F4087,EIA_Units!$BK$6:$BK$22655,0),\"\")","v":""},{"$f":"IF(O4087=\"\",\"\",INDEX(EIA_Units!P4087:'EIA_Units'!$P$6:$P$22655,O4087))","v":""},""]
[null,"Exclude","TX","DeCordova Steam Electric Station",8063,"CT2","NG","GT",89.4,null,"Electric Utility/IPP Non-CHP","N","Low utilization CT",null,{"$f":"IF(B4088=\"CoalST\",MATCH(E4088&\"|\"&F4088,EIA_Units!$BK$6:$BK$22655,0),\"\")","v":""},{"$f":"IF(O4088=\"\",\"\",INDEX(EIA_Units!P4088:'EIA_Units'!$P$6:$P$22655,O4088))","v":""},""]
[null,"OGST","TX","Lone Star",3477,"1","NG","ST",40,null,"Electric Utility","N","",null,{"$f":"IF(B4103=\"CoalST\",MATCH(E4103&\"|\"&F4103,EIA_Units!$BK$6:$BK$22655,0),\"\")","v":""},{"$f":"IF(O4103=\"\",\"\",INDEX(EIA_Units!P4103:'EIA_Units'!$P$6:$P$22655,O4103))","v":""},{"$f":"IF(O4103=\"\",\"\",2014-P4103)","v":""}]
[null,"Exclude","IL","Energy Shelby County",55237,"CTG3","NG","GT",60.5,null,"Electric Utility/IPP Non-CHP","N","Low utilization CT",null,{"$f":"IF(B4108=\"CoalST\",MATCH(E4108&\"|\"&F4108,EIA_Units!$BK$6:$BK$22655,0),\"\")","v":""},{"$f":"IF(O4108=\"\",\"\",INDEX(EIA_Units!P4108:'EIA_Units'!$P$6:$P$22655,O4108))","v":""},""]
[null,"EXCLUDE","FL","Deerhaven Generating Station",663,"GT1","NG","GT",24.6,null,"Electric Utility","N","Simple Cycle Turbine (PRMVR=GT or OT) unit under 25MW",null,{"$f":"IF(B4119=\"CoalST\",MATCH(E4119&\"|\"&F4119,EIA_Units!$BK$6:$BK$22655,0),\"\")","v":""},{"$f":"IF(O4119=\"\",\"\",INDEX(EIA_Units!P4119:'EIA_Units'!$P$6:$P$22655,O4119))","v":""},""]
[null,"Exclude","WI","De Pere Energy Center",55029,"CT01","NG","GT",187.2,null,"Electric Utility","N","Low utilization CT",null,{"$f":"IF(B4134=\"CoalST\",MATCH(E4134&\"|\"&F4134,EIA_Units!$BK$6:$BK$22655,0),\"\")","v":""},{"$f":"IF(O4134=\"\",\"\",INDEX(EIA_Units!P4134:'EIA_Units'!$P$6:$P$22655,O4134))","v":""},""]
[null,"OGST","FL","Anclote",8048,"1","NG","ST",556.20000000000005,null,"Electric Utility","N","",null,{"$f":"IF(B4139=\"CoalST\",MATCH(E4139&\"|\"&F4139,EIA_Units!$BK$6:$BK$22655,0),\"\")","v":""},{"$f":"IF(O4139=\"\",\"\",INDEX(EIA_Units!P4139:'EIA_Units'!$P$6:$P$22655,O4139))","v":""},""]
[null,"NGCC","NJ","Newark Bay Cogeneration Partnership LP",50385,"GEN3","NG","CC",40,null,"IPP CHP","Y","",null,{"$f":"IF(B4150=\"CoalST\",MATCH(E4150&\"|\"&F4150,EIA_Units!$BK$6:$BK$22655,0),\"\")","v":""},{"$f":"IF(O4150=\"\",\"\",INDEX(EIA_Units!P4150:'EIA_Units'!$P$6:$P$22655,O4150))","v":""},""]
[null,"EXCLUDE","AK","Anchorage 1",75,"1","NG","GT",12.5,null,"Electric Utility","N","Simple Cycle Turbine (PRMVR=GT or OT) unit under 25MW",null,{"$f":"IF(B4165=\"CoalST\",MATCH(E4165&\"|\"&F4165,EIA_Units!$BK$6:$BK$22655,0),\"\")","v":""},{"$f":"IF(O4165=\"\",\"\",INDEX(EIA_Units!P4165:'EIA_Units'!$P$6:$P$22655,O4165))","v":""},""]
[null,"Exclude","FL","Port Everglades",617,"9","NG","GT",34.200000000000003,null,"Electric Utility","N","Low utilization CT",null,{"$f":"IF(B4176=\"CoalST\",MATCH(E4176&\"|\"&F4176,EIA_Units!$BK$6:$BK$22655,0),\"\")","v":""},{"$f":"IF(O4176=\"\",\"\",INDEX(EIA_Units!P4176:'EIA_Units'!$P$6:$P$22655,O4176))","v":""},""]
[null,"Exclude","NE","Rokeby",6373,"3","NG","GT",95.4,null,"Electric Utility","N","Low utilization CT",null,{"$f":"IF(B4181=\"CoalST\",MATCH(E4181&\"|\"&F4181,EIA_Units!$BK$6:$BK$22655,0),\"\")","v":""},{"$f":"IF(O4181=\"\",\"\",INDEX(EIA_Units!P4181:'EIA_Units'!$P$6:$P$22655,O4181))","v":""},""]
[null,"EXCLUDE","OH","Richland",2880,"1","DFO","GT",15,null,"Electric Utility/IPP Non-CHP","N","Simple Cycle Turbine (PRMVR=GT or OT) unit under 25MW",null,{"$f":"IF(B4197=\"CoalST\",MATCH(E4197&\"|\"&F4197,EIA_Units!$BK$6:$BK$22655,0),\"\")","v":""},{"$f":"IF(O4197=\"\",\"\",INDEX(EIA_Units!P4197:'EIA_Units'!$P$6:$P$22655,O4197))","v":""},""]
[null,"OGST","MD","Riverside",1559,"4","NG","ST",72.2,null,"Electric Utility/IPP Non-CHP","N","",null,{"$f":"IF(B4208=\"CoalST\",MATCH(E4208&\"|\"&F4208,EIA_Units!$BK$6:$BK$22655,0),\"\")","v":""},{"$f":"IF(O4208=\"\",\"\",INDEX(EIA_Units!P4208:'EIA_Units'!$P$6:$P$22655,O4208))","v":""},""]
[null,"Exclude","NJ","PSEG Linden Generating Station",2406,"5","NG","GT",96.1,null,"Electric Utility/IPP Non-CHP","N","Low utilization CT",null,{"$f":"IF(B4213=\"CoalST\",MATCH(E4213&\"|\"&F4213,EIA_Units!$BK$6:$BK$22655,0),\"\")","v":""},{"$f":"IF(O4213=\"\",\"\",INDEX(EIA_Units!P4213:'EIA_Units'!$P$6:$P$22655,O4213))","v":""},""]
[null,"Exclude","NY","Hell Gate",7913,"HG01","NG","GT",47,null,"Electric Utility","N","Low utilization CT",null,{"$f":"IF(B4224=\"CoalST\",MATCH(E4224&\"|\"&F4224,EIA_Units!$BK$6:$BK$22655,0),\"\")","v":""},{"$f":"IF(O4224=\"\",\"\",INDEX(EIA_Units!P4224:'EIA_Units'!$P$6:$P$22655,O4224))","v":""},""]
[null,"EXCLUDE","CA","Southeast Kern River Cogen",50751,"GTG2","NG","GT",3.4,null,"Industrial CHP","Y","Simple Cycle Turbine (PRMVR=GT or OT) unit under 25MW",null,{"$f":"IF(B4229=\"CoalST\",MATCH(E4229&\"|\"&F4229,EIA_Units!$BK$6:$BK$22655,0),\"\")","v":""},{"$f":"IF(O4229=\"\",\"\",INDEX(EIA_Units!P4229:'EIA_Units'!$P$6:$P$22655,O4229))","v":""},""]
[null,"EXCLUDE","UT","Tesoro SLC Cogeneration Plant",56509,"2","NG","GT",12.5,null,"Industrial CHP","Y","Simple Cycle Turbine (PRMVR=GT or OT) unit under 25MW",null,{"$f":"IF(B4244=\"CoalST\",MATCH(E4244&\"|\"&F4244,EIA_Units!$BK$6:$BK$22655,0),\"\")","v":""},{"$f":"IF(O4244=\"\",\"\",INDEX(EIA_Units!P4244:'EIA_Units'!$P$6:$P$22655,O4244))","v":""},""]
[null,"OGST","MD","Gould Street",1553,"3","NG","ST",103.5,null,"Electric Utility/IPP Non-CHP","N","",null,{"$f":"IF(B4255=\"CoalST\",MATCH(E4255&\"|\"&F4255,EIA_Units!$BK$6:$BK$22655,0),\"\")","v":""},{"$f":"IF(O4255=\"\",\"\",INDEX(EIA_Units!P4255:'EIA_Units'!$P$6:$P$22655,O4255))","v":""},""]
[null,"Exclude","GA","Sandersville Energy Facility",55672,"CT4","NG","GT",86.5,null,"Electric Utility/IPP Non-CHP","N","Low utilization CT",null,{"$f":"IF(B4260=\"CoalST\",MATCH(E4260&\"|\"&F4260,EIA_Units!$BK$6:$BK$22655,0),\"\")","v":""},{"$f":"IF(O4260=\"\",\"\",INDEX(EIA_Units!P4260:'EIA_Units'!$P$6:$P$22655,O4260))","v":""},""]
[null,"NGCC","LA","Louisiana 1",1391,"1A","NG","CC",23,1,"Electric Utility","Y","",null,{"$f":"IF(B4275=\"CoalST\",MATCH(E4275&\"|\"&F4275,EIA_Units!$BK$6:$BK$22655,0),\"\")","v":""},{"$f":"IF(O4275=\"\",\"\",INDEX(EIA_Units!P4275:'EIA_Units'!$P$6:$P$22655,O4275))","v":""},""]
[null,"EXCLUDE","TX","Village Creek Wastewater Treatment Plant",54520,"TG2","OBG","GT",5.3,null,"Commercial Non-CHP","N","Non Fossil fuel type",null,{"$f":"IF(B4286=\"CoalST\",MATCH(E4286&\"|\"&F4286,EIA_Units!$BK$6:$BK$22655,0),\"\")","v":""},{"$f":"IF(O4286=\"\",\"\",INDEX(EIA_Units!P4286:'EIA_Units'!$P$6:$P$22655,O4286))","v":""},""]
[null,"EXCLUDE","MO","MU Combined Heat and Power Plant",50969,"NTG2","NG","GT",17.3,null,"Commercial CHP","Y","Simple Cycle Turbine (PRMVR=GT or OT) unit under 25MW",null,{"$f":"IF(B4291=\"CoalST\",MATCH(E4291&\"|\"&F4291,EIA_Units!$BK$6:$BK$22655,0),\"\")","v":""},{"$f":"IF(O4291=\"\",\"\",INDEX(EIA_Units!P4291:'EIA_Units'!$P$6:$P$22655,O4291))","v":""},""]
[null,"Exclude","IL","Crete Energy Venture LLC",55253,"GT1","NG","GT",89,null,"Electric Utility/IPP Non-CHP","N","Low utilization CT",null,{"$f":"IF(B4306=\"CoalST\",MATCH(E4306&\"|\"&F4306,EIA_Units!$BK$6:$BK$22655,0),\"\")","v":""},{"$f":"IF(O4306=\"\",\"\",INDEX(EIA_Units!P4306:'EIA_Units'!$P$6:$P$22655,O4306))","v":""},""]
[null,"EXCLUDE","TX","ExxonMobil Baytown Turbine",10692,"GEN2","NG","GT",39.700000000000003,null,"Industrial CHP","Y","Commercial/Industrial Unit",null,{"$f":"IF(B4318=\"CoalST\",MATCH(E4318&\"|\"&F4318,EIA_Units!$BK$6:$BK$22655,0),\"\")","v":""},{"$f":"IF(O4318=\"\",\"\",INDEX(EIA_Units!P4318:'EIA_Units'!$P$6:$P$22655,O4318))","v":""},""]
[null,"Exclude","OH","Greenville Electric Generating Station",55228,"GT1","NG","GT",59,null,"Electric Utility","N","Low utilization CT",null,{"$f":"IF(B4323=\"CoalST\",MATCH(E4323&\"|\"&F4323,EIA_Units!$BK$6:$BK$22655,0),\"\")","v":""},{"$f":"IF(O4323=\"\",\"\",INDEX(EIA_Units!P4323:'EIA_Units'!$P$6:$P$22655,O4323))","v":""},""]
[null,"OGST","FL","Northside Generating Station",667,"ST3","NG","ST",563.70000000000005,null,"Electric Utility","N","",null,{"$f":"IF(B4334=\"CoalST\",MATCH(E4334&\"|\"&F4334,EIA_Units!$BK$6:$BK$22655,0),\"\")","v":""},{"$f":"IF(O4334=\"\",\"\",INDEX(EIA_Units!P4334:'EIA_Units'!$P$6:$P$22655,O4334))","v":""},""]
[null,"OGST","CA","AES Alamitos LLC",315,"4","NG","ST",310,null,"Electric Utility/IPP Non-CHP","N","",null,{"$f":"IF(B4349=\"CoalST\",MATCH(E4349&\"|\"&F4349,EIA_Units!$BK$6:$BK$22655,0),\"\")","v":""},{"$f":"IF(O4349=\"\",\"\",INDEX(EIA_Units!P4349:'EIA_Units'!$P$6:$P$22655,O4349))","v":""},""]
[null,"EXCLUDE","CA","Calabasas Gas to Energy Facility",57163,"GEN3","LFG","GT",4.5999999999999996,null,"Commercial Non-CHP","N","Non Fossil fuel type",null,{"$f":"IF(B4354=\"CoalST\",MATCH(E4354&\"|\"&F4354,EIA_Units!$BK$6:$BK$22655,0),\"\")","v":""},{"$f":"IF(O4354=\"\",\"\",INDEX(EIA_Units!P4354:'EIA_Units'!$P$6:$P$22655,O4354))","v":""},""]
[null,"OGST","AR","Lake Catherine",170,"4","NG","ST",552.5,null,"Electric Utility","N","",null,{"$f":"IF(B4365=\"CoalST\",MATCH(E4365&\"|\"&F4365,EIA_Units!$BK$6:$BK$22655,0),\"\")","v":""},{"$f":"IF(O4365=\"\",\"\",INDEX(EIA_Units!P4365:'EIA_Units'!$P$6:$P$22655,O4365))","v":""},""]
[null,"Exclude","AL","Colbert",47,"GT2","NG","GT",59.5,null,"Electric Utility","N","Low utilization CT",null,{"$f":"IF(B4370=\"CoalST\",MATCH(E4370&\"|\"&F4370,EIA_Units!$BK$6:$BK$22655,0),\"\")","v":""},{"$f":"IF(O4370=\"\",\"\",INDEX(EIA_Units!P4370:'EIA_Units'!$P$6:$P$22655,O4370))","v":""},""]
[null,"Exclude","IL","University Park South",55250,"UPG3","NG","GT",57,null,"Electric Utility/IPP Non-CHP","N","Low utilization CT",null,{"$f":"IF(B4381=\"CoalST\",MATCH(E4381&\"|\"&F4381,EIA_Units!$BK$6:$BK$22655,0),\"\")","v":""},{"$f":"IF(O4381=\"\",\"\",INDEX(EIA_Units!P4381:'EIA_Units'!$P$6:$P$22655,O4381))","v":""},""]
[null,"OGST","TX","Graham",3490,"2","NG","ST",387,null,"Electric Utility/IPP Non-CHP","N","",null,{"$f":"IF(B4396=\"CoalST\",MATCH(E4396&\"|\"&F4396,EIA_Units!$BK$6:$BK$22655,0),\"\")","v":""},{"$f":"IF(O4396=\"\",\"\",INDEX(EIA_Units!P4396:'EIA_Units'!$P$6:$P$22655,O4396))","v":""},""]
[null,"Exclude","SC","John S Rainey",7834,"CT2B","NG","GT",165,null,"Electric Utility","N","Low utilization CT",null,{"$f":"IF(B4401=\"CoalST\",MATCH(E4401&\"|\"&F4401,EIA_Units!$BK$6:$BK$22655,0),\"\")","v":""},{"$f":"IF(O4401=\"\",\"\",INDEX(EIA_Units!P4401:'EIA_Units'!$P$6:$P$22655,O4401))","v":""},""]
[null,"Exclude","IL","Aurora",55279,"CTG2","NG","GT",213,null,"Electric Utility/IPP Non-CHP","N","Low utilization CT",null,{"$f":"IF(B4412=\"CoalST\",MATCH(E4412&\"|\"&F4412,EIA_Units!$BK$6:$BK$22655,0),\"\")","v":""},{"$f":"IF(O4412=\"\",\"\",INDEX(EIA_Units!P4412:'EIA_Units'!$P$6:$P$22655,O4412))","v":""},""]
[null,"Exclude","OH","Tait Electric Generating Station",55248,"GT6","NG","GT",94,null,"Electric Utility/IPP Non-CHP","N","Low utilization CT",null,{"$f":"IF(B4427=\"CoalST\",MATCH(E4427&\"|\"&F4427,EIA_Units!$BK$6:$BK$22655,0),\"\")","v":""},{"$f":"IF(O4427=\"\",\"\",INDEX(EIA_Units!P4427:'EIA_Units'!$P$6:$P$22655,O4427))","v":""},""]
[null,"Exclude","KY","J K Smith",54,"GT2","NG","GT",149,null,"Electric Utility","N","Low utilization CT",null,{"$f":"IF(B4439=\"CoalST\",MATCH(E4439&\"|\"&F4439,EIA_Units!$BK$6:$BK$22655,0),\"\")","v":""},{"$f":"IF(O4439=\"\",\"\",INDEX(EIA_Units!P4439:'EIA_Units'!$P$6:$P$22655,O4439))","v":""},""]
[null,"OGST","NV","Fort Churchill",2330,"1","NG","ST",115,null,"Electric Utility","N","",null,{"$f":"IF(B4444=\"CoalST\",MATCH(E4444&\"|\"&F4444,EIA_Units!$BK$6:$BK$22655,0),\"\")","v":""},{"$f":"IF(O4444=\"\",\"\",INDEX(EIA_Units!P4444:'EIA_Units'!$P$6:$P$22655,O4444))","v":""},""]
[null,"EXCLUDE","NY","Cornell University Central Heat",50368,"CT2","NG","CC",15,null,"Commercial CHP","Y","Combined Cycle (PRMVR=CC) unit under 25MW",null,{"$f":"IF(B4459=\"CoalST\",MATCH(E4459&\"|\"&F4459,EIA_Units!$BK$6:$BK$22655,0),\"\")","v":""},{"$f":"IF(O4459=\"\",\"\",INDEX(EIA_Units!P4459:'EIA_Units'!$P$6:$P$22655,O4459))","v":""},""]
[null,"EXCLUDE","HI","Hamakua Energy Plant",55369,"ST1","WO","CC",20,null,"IPP Non-CHP","N","Combined Cycle (PRMVR=CC) unit under 25MW",null,{"$f":"IF(B4470=\"CoalST\",MATCH(E4470&\"|\"&F4470,EIA_Units!$BK$6:$BK$22655,0),\"\")","v":""},{"$f":"IF(O4470=\"\",\"\",INDEX(EIA_Units!P4470:'EIA_Units'!$P$6:$P$22655,O4470))","v":""},""]
[null,"OGST","PA","PPL Martins Creek",3148,"3","NG","ST",850.5,null,"Electric Utility/IPP Non-CHP","N","",null,{"$f":"IF(B4475=\"CoalST\",MATCH(E4475&\"|\"&F4475,EIA_Units!$BK$6:$BK$22655,0),\"\")","v":""},{"$f":"IF(O4475=\"\",\"\",INDEX(EIA_Units!P4475:'EIA_Units'!$P$6:$P$22655,O4475))","v":""},""]
[null,"EXCLUDE","NY","New York University Central Plant",54808,"GT2","NG","CC",5.5,null,"Commercial CHP","N","Combined Cycle (PRMVR=CC) unit under 25MW",null,{"$f":"IF(B4490=\"CoalST\",MATCH(E4490&\"|\"&F4490,EIA_Units!$BK$6:$BK$22655,0),\"\")","v":""},{"$f":"IF(O4490=\"\",\"\",INDEX(EIA_Units!P4490:'EIA_Units'!$P$6:$P$22655,O4490))","v":""},""]
[null,"EXCLUDE","NY","New York University Central Plant",54808,"T1","NG","CC",2.4,null,"Commercial CHP","Y","Combined Cycle (PRMVR=CC) unit under 25MW",null,{"$f":"IF(B4491=\"CoalST\",MATCH(E4491&\"|\"&F4491,EIA_Units!$BK$6:$BK$22655,0),\"\")","v":""},{"$f":"IF(O4491=\"\",\"\",INDEX(EIA_Units!P4491:'EIA_Units'!$P$6:$P$22655,O4491))","v":""},""]
[null,"Exclude","IN","Broadway",1011,"1","NG","GT",53.1,null,"Electric Utility","N","Low utilization CT",null,{"$f":"IF(B4506=\"CoalST\",MATCH(E4506&\"|\"&F4506,EIA_Units!$BK$6:$BK$22655,0),\"\")","v":""},{"$f":"IF(O4506=\"\",\"\",INDEX(EIA_Units!P4506:'EIA_Units'!$P$6:$P$22655,O4506))","v":""},""]
[null,"NGCC","OK","Horseshoe Lake",2951,"GT7","NG","CC",27,null,"Electric Utility","N","",null,{"$f":"IF(B4517=\"CoalST\",MATCH(E4517&\"|\"&F4517,EIA_Units!$BK$6:$BK$22655,0),\"\")","v":""},{"$f":"IF(O4517=\"\",\"\",INDEX(EIA_Units!P4517:'EIA_Units'!$P$6:$P$22655,O4517))","v":""},""]
[null,"OGST","LA","Nine Mile Point",1403,"3","NG","ST",169.8,null,"Electric Utility","N","",null,{"$f":"IF(B4522=\"CoalST\",MATCH(E4522&\"|\"&F4522,EIA_Units!$BK$6:$BK$22655,0),\"\")","v":""},{"$f":"IF(O4522=\"\",\"\",INDEX(EIA_Units!P4522:'EIA_Units'!$P$6:$P$22655,O4522))","v":""},""]
[null,"Exclude","KY","Bluegrass Generation LLC",55164,"CT1","NG","GT",208,null,"Electric Utility/IPP Non-CHP","N","Low utilization CT",null,{"$f":"IF(B4537=\"CoalST\",MATCH(E4537&\"|\"&F4537,EIA_Units!$BK$6:$BK$22655,0),\"\")","v":""},{"$f":"IF(O4537=\"\",\"\",INDEX(EIA_Units!P4537:'EIA_Units'!$P$6:$P$22655,O4537))","v":""},""]
[null,"EXCLUDE","CA","Watson Cogeneration",50216,"GN95","NG","CC",38.5,null,"Industrial CHP","Y","Commercial/Industrial Unit",null,{"$f":"IF(B4548=\"CoalST\",MATCH(E4548&\"|\"&F4548,EIA_Units!$BK$6:$BK$22655,0),\"\")","v":""},{"$f":"IF(O4548=\"\",\"\",INDEX(EIA_Units!P4548:'EIA_Units'!$P$6:$P$22655,O4548))","v":""},""]
[null,"OGST","TX","Newman",3456,"2","NG","ST",81.599999999999994,null,"Electric Utility","N","",null,{"$f":"IF(B4557=\"CoalST\",MATCH(E4557&\"|\"&F4557,EIA_Units!$BK$6:$BK$22655,0),\"\")","v":""},{"$f":"IF(O4557=\"\",\"\",INDEX(EIA_Units!P4557:'EIA_Units'!$P$6:$P$22655,O4557))","v":""},""]
[null,"Exclude","FL","Hardee Power Station",50949,"GEN5","NG","GT",90,null,"Electric Utility/IPP Non-CHP","N","Low utilization CT",null,{"$f":"IF(B4565=\"CoalST\",MATCH(E4565&\"|\"&F4565,EIA_Units!$BK$6:$BK$22655,0),\"\")","v":""},{"$f":"IF(O4565=\"\",\"\",INDEX(EIA_Units!P4565:'EIA_Units'!$P$6:$P$22655,O4565))","v":""},""]
[null,"EXCLUDE","TX","Hal C Weaver Power Plant",50118,"GEN10","NG","CC",34.4,null,"Commercial CHP","Y","Commercial/Industrial Unit",null,{"$f":"IF(B4580=\"CoalST\",MATCH(E4580&\"|\"&F4580,EIA_Units!$BK$6:$BK$22655,0),\"\")","v":""},{"$f":"IF(O4580=\"\",\"\",INDEX(EIA_Units!P4580:'EIA_Units'!$P$6:$P$22655,O4580))","v":""},""]
[null,"OGST","TX","V H Braunig",3612,"3","NG","ST",417,null,"Electric Utility","N","",null,{"$f":"IF(B4585=\"CoalST\",MATCH(E4585&\"|\"&F4585,EIA_Units!$BK$6:$BK$22655,0),\"\")","v":""},{"$f":"IF(O4585=\"\",\"\",INDEX(EIA_Units!P4585:'EIA_Units'!$P$6:$P$22655,O4585))","v":""},""]
[null,"Exclude","PA","Armstrong",55347,"4","NG","GT",172,null,"Electric Utility/IPP Non-CHP","N","Low utilization CT",null,{"$f":"IF(B4596=\"CoalST\",MATCH(E4596&\"|\"&F4596,EIA_Units!$BK$6:$BK$22655,0),\"\")","v":""},{"$f":"IF(O4596=\"\",\"\",INDEX(EIA_Units!P4596:'EIA_Units'!$P$6:$P$22655,O4596))","v":""},""]
[null,"OGST","TX","Jones",3482,"2","NG","ST",247.5,null,"Electric Utility","N","",null,{"$f":"IF(B4611=\"CoalST\",MATCH(E4611&\"|\"&F4611,EIA_Units!$BK$6:$BK$22655,0),\"\")","v":""},{"$f":"IF(O4611=\"\",\"\",INDEX(EIA_Units!P4611:'EIA_Units'!$P$6:$P$22655,O4611))","v":""},""]
[null,"Exclude","IL","Alsey",7818,"5","NG","GT",25,null,"Electric Utility","N","Low utilization CT",null,{"$f":"IF(B4616=\"CoalST\",MATCH(E4616&\"|\"&F4616,EIA_Units!$BK$6:$BK$22655,0),\"\")","v":""},{"$f":"IF(O4616=\"\",\"\",INDEX(EIA_Units!P4616:'EIA_Units'!$P$6:$P$22655,O4616))","v":""},""]
[null,"OGST","TX","Lewis Creek",3457,"1","NG","ST",271.39999999999998,null,"Electric Utility","N","",null,{"$f":"IF(B4627=\"CoalST\",MATCH(E4627&\"|\"&F4627,EIA_Units!$BK$6:$BK$22655,0),\"\")","v":""},{"$f":"IF(O4627=\"\",\"\",INDEX(EIA_Units!P4627:'EIA_Units'!$P$6:$P$22655,O4627))","v":""},""]
[null,"Exclude","CA","Harbor",399,"GT11","NG","GT",60.5,null,"Electric Utility","N","Low utilization CT",null,{"$f":"IF(B4632=\"CoalST\",MATCH(E4632&\"|\"&F4632,EIA_Units!$BK$6:$BK$22655,0),\"\")","v":""},{"$f":"IF(O4632=\"\",\"\",INDEX(EIA_Units!P4632:'EIA_Units'!$P$6:$P$22655,O4632))","v":""},""]
[null,"OGST","NM","Rio Grande",2444,"8","NG","ST",166.5,null,"Electric Utility","N","",null,{"$f":"IF(B4643=\"CoalST\",MATCH(E4643&\"|\"&F4643,EIA_Units!$BK$6:$BK$22655,0),\"\")","v":""},{"$f":"IF(O4643=\"\",\"\",INDEX(EIA_Units!P4643:'EIA_Units'!$P$6:$P$22655,O4643))","v":""},""]
[null,"EXCLUDE","OH","Central Utility Plant Cincinnati",57908,"STG","NG","CC",21.5,null,"Commercial CHP","Y","Combined Cycle (PRMVR=CC) unit under 25MW",null,{"$f":"IF(B4658=\"CoalST\",MATCH(E4658&\"|\"&F4658,EIA_Units!$BK$6:$BK$22655,0),\"\")","v":""},{"$f":"IF(O4658=\"\",\"\",INDEX(EIA_Units!P4658:'EIA_Units'!$P$6:$P$22655,O4658))","v":""},""]
[null,"EXCLUDE","LA","Formosa Plastics",54518,"GT2","NG","GT",42.7,null,"Industrial CHP","Y","Commercial/Industrial Unit",null,{"$f":"IF(B4663=\"CoalST\",MATCH(E4663&\"|\"&F4663,EIA_Units!$BK$6:$BK$22655,0),\"\")","v":""},{"$f":"IF(O4663=\"\",\"\",INDEX(EIA_Units!P4663:'EIA_Units'!$P$6:$P$22655,O4663))","v":""},""]
[null,"Exclude","FL","Polk",7242,"4","NG","GT",175.8,null,"Electric Utility","N","Low utilization CT",null,{"$f":"IF(B4682=\"CoalST\",MATCH(E4682&\"|\"&F4682,EIA_Units!$BK$6:$BK$22655,0),\"\")","v":""},{"$f":"IF(O4682=\"\",\"\",INDEX(EIA_Units!P4682:'EIA_Units'!$P$6:$P$22655,O4682))","v":""},""]
[null,"Exclude","FL","Fort Myers",612,"CT1","NG","GT",181,null,"Electric Utility","N","Low utilization CT",null,{"$f":"IF(B4690=\"CoalST\",MATCH(E4690&\"|\"&F4690,EIA_Units!$BK$6:$BK$22655,0),\"\")","v":""},{"$f":"IF(O4690=\"\",\"\",INDEX(EIA_Units!P4690:'EIA_Units'!$P$6:$P$22655,O4690))","v":""},""]
[null,"Exclude","FL","Fort Myers",612,"4","DFO","GT",62,null,"Electric Utility","N","Low utilization CT",null,{"$f":"IF(B4695=\"CoalST\",MATCH(E4695&\"|\"&F4695,EIA_Units!$BK$6:$BK$22655,0),\"\")","v":""},{"$f":"IF(O4695=\"\",\"\",INDEX(EIA_Units!P4695:'EIA_Units'!$P$6:$P$22655,O4695))","v":""},""]
[null,"Exclude","AZ","Sundance",55522,"CT2","NG","GT",60.5,null,"Electric Utility","N","Low utilization CT",null,{"$f":"IF(B4706=\"CoalST\",MATCH(E4706&\"|\"&F4706,EIA_Units!$BK$6:$BK$22655,0),\"\")","v":""},{"$f":"IF(O4706=\"\",\"\",INDEX(EIA_Units!P4706:'EIA_Units'!$P$6:$P$22655,O4706))","v":""},""]
[null,"Exclude","CO","Manchief Electric Generating Station",55127,"UN2","NG","GT",150,null,"Electric Utility/IPP Non-CHP","N","Low utilization CT",null,{"$f":"IF(B4721=\"CoalST\",MATCH(E4721&\"|\"&F4721,EIA_Units!$BK$6:$BK$22655,0),\"\")","v":""},{"$f":"IF(O4721=\"\",\"\",INDEX(EIA_Units!P4721:'EIA_Units'!$P$6:$P$22655,O4721))","v":""},""]
[null,"Exclude","KY","Riverside Generating LLC",55198,"GTG3","NG","GT",230,null,"Electric Utility/IPP Non-CHP","N","Low utilization CT",null,{"$f":"IF(B4732=\"CoalST\",MATCH(E4732&\"|\"&F4732,EIA_Units!$BK$6:$BK$22655,0),\"\")","v":""},{"$f":"IF(O4732=\"\",\"\",INDEX(EIA_Units!P4732:'EIA_Units'!$P$6:$P$22655,O4732))","v":""},""]
[null,"Exclude","NY","S A Carlson",2682,"7","NG","GT",47.3,null,"Electric Utility","N","Low utilization CT",null,{"$f":"IF(B4737=\"CoalST\",MATCH(E4737&\"|\"&F4737,EIA_Units!$BK$6:$BK$22655,0),\"\")","v":""},{"$f":"IF(O4737=\"\",\"\",INDEX(EIA_Units!P4737:'EIA_Units'!$P$6:$P$22655,O4737))","v":""},""]
[null,"EXCLUDE","NY","Lederle Laboratories",10521,"GEN3","NG","CC",2.2000000000000002,null,"Industrial CHP","Y","Combined Cycle (PRMVR=CC) unit under 25MW",null,{"$f":"IF(B4752=\"CoalST\",MATCH(E4752&\"|\"&F4752,EIA_Units!$BK$6:$BK$22655,0),\"\")","v":""},{"$f":"IF(O4752=\"\",\"\",INDEX(EIA_Units!P4752:'EIA_Units'!$P$6:$P$22655,O4752))","v":""},""]
[null,"EXCLUDE","NY","Lederle Laboratories",10521,"GEN1","NG","CC",8.3000000000000007,null,"Industrial CHP","Y","Combined Cycle (PRMVR=CC) unit under 25MW",null,{"$f":"IF(B4753=\"CoalST\",MATCH(E4753&\"|\"&F4753,EIA_Units!$BK$6:$BK$22655,0),\"\")","v":""},{"$f":"IF(O4753=\"\",\"\",INDEX(EIA_Units!P4753:'EIA_Units'!$P$6:$P$22655,O4753))","v":""},""]
[null,"Exclude","OH","Troy Energy LLC",55348,"1","NG","GT",172,null,"Electric Utility/IPP Non-CHP","N","Low utilization CT",null,{"$f":"IF(B4768=\"CoalST\",MATCH(E4768&\"|\"&F4768,EIA_Units!$BK$6:$BK$22655,0),\"\")","v":""},{"$f":"IF(O4768=\"\",\"\",INDEX(EIA_Units!P4768:'EIA_Units'!$P$6:$P$22655,O4768))","v":""},""]
[null,"OGST","TX","Newman",3456,"3","NG","ST",121.8,null,"Electric Utility","N","",null,{"$f":"IF(B4779=\"CoalST\",MATCH(E4779&\"|\"&F4779,EIA_Units!$BK$6:$BK$22655,0),\"\")","v":""},{"$f":"IF(O4779=\"\",\"\",INDEX(EIA_Units!P4779:'EIA_Units'!$P$6:$P$22655,O4779))","v":""},""]
[null,"Exclude","IN","Worthington Generation LLC",55148,"3","NG","GT",60.5,null,"Electric Utility","N","Low utilization CT",null,{"$f":"IF(B4784=\"CoalST\",MATCH(E4784&\"|\"&F4784,EIA_Units!$BK$6:$BK$22655,0),\"\")","v":""},{"$f":"IF(O4784=\"\",\"\",INDEX(EIA_Units!P4784:'EIA_Units'!$P$6:$P$22655,O4784))","v":""},""]
[null,"EXCLUDE","PA","York Generation Company LLC",54693,"GT#2","NG","CC",8.3000000000000007,null,"IPP CHP","Y","Combined Cycle (PRMVR=CC) unit under 25MW",null,{"$f":"IF(B4803=\"CoalST\",MATCH(E4803&\"|\"&F4803,EIA_Units!$BK$6:$BK$22655,0),\"\")","v":""},{"$f":"IF(O4803=\"\",\"\",INDEX(EIA_Units!P4803:'EIA_Units'!$P$6:$P$22655,O4803))","v":""},""]
[null,"OGST","TX","Mountain Creek",3453,"8","NG","ST",580.5,null,"Electric Utility/IPP Non-CHP","N","",null,{"$f":"IF(B4811=\"CoalST\",MATCH(E4811&\"|\"&F4811,EIA_Units!$BK$6:$BK$22655,0),\"\")","v":""},{"$f":"IF(O4811=\"\",\"\",INDEX(EIA_Units!P4811:'EIA_Units'!$P$6:$P$22655,O4811))","v":""},""]
[null,"OGST","NY","Ravenswood",2500,"3","NG","ST",1027,null,"Electric Utility/IPP Non-CHP","N","",null,{"$f":"IF(B4816=\"CoalST\",MATCH(E4816&\"|\"&F4816,EIA_Units!$BK$6:$BK$22655,0),\"\")","v":""},{"$f":"IF(O4816=\"\",\"\",INDEX(EIA_Units!P4816:'EIA_Units'!$P$6:$P$22655,O4816))","v":""},""]
[null,"EXCLUDE","CA","South Belridge Cogeneration Facility",50752,"GEN1","NG","GT",31.4,null,"Industrial CHP","Y","Commercial/Industrial Unit",null,{"$f":"IF(B4831=\"CoalST\",MATCH(E4831&\"|\"&F4831,EIA_Units!$BK$6:$BK$22655,0),\"\")","v":""},{"$f":"IF(O4831=\"\",\"\",INDEX(EIA_Units!P4831:'EIA_Units'!$P$6:$P$22655,O4831))","v":""},""]
[null,"NGCC","CA","Coolwater",329,"41","NG","CC",85,null,"Electric Utility/IPP Non-CHP","N","",null,{"$f":"IF(B4842=\"CoalST\",MATCH(E4842&\"|\"&F4842,EIA_Units!$BK$6:$BK$22655,0),\"\")","v":""},{"$f":"IF(O4842=\"\",\"\",INDEX(EIA_Units!P4842:'EIA_Units'!$P$6:$P$22655,O4842))","v":""},""]
[null,"Exclude","WV","Pleasants Energy LLC",55349,"2","NG","GT",172,null,"Electric Utility/IPP Non-CHP","N","Low utilization CT",null,{"$f":"IF(B4847=\"CoalST\",MATCH(E4847&\"|\"&F4847,EIA_Units!$BK$6:$BK$22655,0),\"\")","v":""},{"$f":"IF(O4847=\"\",\"\",INDEX(EIA_Units!P4847:'EIA_Units'!$P$6:$P$22655,O4847))","v":""},""]
[null,"Exclude","VA","Wolf Hills Energy",55285,"WHG5","NG","GT",57,null,"Electric Utility/IPP Non-CHP","N","Low utilization CT",null,{"$f":"IF(B4858=\"CoalST\",MATCH(E4858&\"|\"&F4858,EIA_Units!$BK$6:$BK$22655,0),\"\")","v":""},{"$f":"IF(O4858=\"\",\"\",INDEX(EIA_Units!P4858:'EIA_Units'!$P$6:$P$22655,O4858))","v":""},""]
[null,"Exclude","FL","Port Everglades",617,"GT5","NG","GT",34.200000000000003,null,"Electric Utility","N","Low utilization CT",null,{"$f":"IF(B4873=\"CoalST\",MATCH(E4873&\"|\"&F4873,EIA_Units!$BK$6:$BK$22655,0),\"\")","v":""},{"$f":"IF(O4873=\"\",\"\",INDEX(EIA_Units!P4873:'EIA_Units'!$P$6:$P$22655,O4873))","v":""},""]
[null,"OGST","NY","Arthur Kill Generating Station",2490,"2","NG","ST",342,null,"Electric Utility/IPP Non-CHP","N","",null,{"$f":"IF(B4878=\"CoalST\",MATCH(E4878&\"|\"&F4878,EIA_Units!$BK$6:$BK$22655,0),\"\")","v":""},{"$f":"IF(O4878=\"\",\"\",INDEX(EIA_Units!P4878:'EIA_Units'!$P$6:$P$22655,O4878))","v":""},""]
[null,"Exclude","NC","Wayne County",7538,"4","NG","GT",211.8,null,"Electric Utility","N","Low utilization CT",null,{"$f":"IF(B4889=\"CoalST\",MATCH(E4889&\"|\"&F4889,EIA_Units!$BK$6:$BK$22655,0),\"\")","v":""},{"$f":"IF(O4889=\"\",\"\",INDEX(EIA_Units!P4889:'EIA_Units'!$P$6:$P$22655,O4889))","v":""},""]
[null,"EXCLUDE","CA","Saint Agnes Medical Center",54800,"9929","NG","GT",3.5,null,"Commercial CHP","Y","Simple Cycle Turbine (PRMVR=GT or OT) unit under 25MW",null,{"$f":"IF(B4894=\"CoalST\",MATCH(E4894&\"|\"&F4894,EIA_Units!$BK$6:$BK$22655,0),\"\")","v":""},{"$f":"IF(O4894=\"\",\"\",INDEX(EIA_Units!P4894:'EIA_Units'!$P$6:$P$22655,O4894))","v":""},""]
[null,"Exclude","CO","Valmont Combustion Turbine Project",55207,"UN8","NG","GT",71.099999999999994,null,"Electric Utility/IPP Non-CHP","N","Low utilization CT",null,{"$f":"IF(B4905=\"CoalST\",MATCH(E4905&\"|\"&F4905,EIA_Units!$BK$6:$BK$22655,0),\"\")","v":""},{"$f":"IF(O4905=\"\",\"\",INDEX(EIA_Units!P4905:'EIA_Units'!$P$6:$P$22655,O4905))","v":""},""]
[null,"NGCC","CA","Cardinal Cogen",10168,"STG1","NG","CC",10.7,1,"IPP CHP","Y","",null,{"$f":"IF(B4917=\"CoalST\",MATCH(E4917&\"|\"&F4917,EIA_Units!$BK$6:$BK$22655,0),\"\")","v":""},{"$f":"IF(O4917=\"\",\"\",INDEX(EIA_Units!P4917:'EIA_Units'!$P$6:$P$22655,O4917))","v":""},""]
[null,"EXCLUDE","MA","Medical Area Total Energy Plant",10883,"CT2","NG","GT",12.5,null,"Commercial CHP","Y","Simple Cycle Turbine (PRMVR=GT or OT) unit under 25MW",null,{"$f":"IF(B4926=\"CoalST\",MATCH(E4926&\"|\"&F4926,EIA_Units!$BK$6:$BK$22655,0),\"\")","v":""},{"$f":"IF(O4926=\"\",\"\",INDEX(EIA_Units!P4926:'EIA_Units'!$P$6:$P$22655,O4926))","v":""},""]
[null,"NGCC","TX","Corpus Christi Energy Center",55206,"CT2","NG","CC",190,null,"IPP CHP","Y","",null,{"$f":"IF(B4937=\"CoalST\",MATCH(E4937&\"|\"&F4937,EIA_Units!$BK$6:$BK$22655,0),\"\")","v":""},{"$f":"IF(O4937=\"\",\"\",INDEX(EIA_Units!P4937:'EIA_Units'!$P$6:$P$22655,O4937))","v":""},""]
[null,"Exclude","OH","Galion Generating Station",55263,"CT1","NG","GT",33,null,"Electric Utility","N","Low utilization CT",null,{"$f":"IF(B4952=\"CoalST\",MATCH(E4952&\"|\"&F4952,EIA_Units!$BK$6:$BK$22655,0),\"\")","v":""},{"$f":"IF(O4952=\"\",\"\",INDEX(EIA_Units!P4952:'EIA_Units'!$P$6:$P$22655,O4952))","v":""},""]
[null,"Exclude","AL","McIntosh",7063,"5","NG","GT",224,null,"Electric Utility","N","Low utilization CT",null,{"$f":"IF(B4957=\"CoalST\",MATCH(E4957&\"|\"&F4957,EIA_Units!$BK$6:$BK$22655,0),\"\")","v":""},{"$f":"IF(O4957=\"\",\"\",INDEX(EIA_Units!P4957:'EIA_Units'!$P$6:$P$22655,O4957))","v":""},""]
[null,"Exclude","NV","Clark",2322,"12","NG","GT",60.5,null,"Electric Utility","N","Low utilization CT",null,{"$f":"IF(B4968=\"CoalST\",MATCH(E4968&\"|\"&F4968,EIA_Units!$BK$6:$BK$22655,0),\"\")","v":""},{"$f":"IF(O4968=\"\",\"\",INDEX(EIA_Units!P4968:'EIA_Units'!$P$6:$P$22655,O4968))","v":""},""]
[null,"NGCC","CA","Naval Station Energy Facility",10811,"GEN3","NG","CC",5.2,1,"IPP CHP","Y","",null,{"$f":"IF(B4983=\"CoalST\",MATCH(E4983&\"|\"&F4983,EIA_Units!$BK$6:$BK$22655,0),\"\")","v":""},{"$f":"IF(O4983=\"\",\"\",INDEX(EIA_Units!P4983:'EIA_Units'!$P$6:$P$22655,O4983))","v":""},""]
[null,"Exclude","CA","Canyon Power Plant",57027,"CPP4","NG","GT",50,null,"Electric Utility","N","Low utilization CT",null,{"$f":"IF(B4994=\"CoalST\",MATCH(E4994&\"|\"&F4994,EIA_Units!$BK$6:$BK$22655,0),\"\")","v":""},{"$f":"IF(O4994=\"\",\"\",INDEX(EIA_Units!P4994:'EIA_Units'!$P$6:$P$22655,O4994))","v":""},""]
[null,"Exclude","CA","CalPeak Power Border Peaker Plant",55510,"CPP4","NG","GT",49.5,null,"Electric Utility/IPP Non-CHP","N","Low utilization CT",null,{"$f":"IF(B4999=\"CoalST\",MATCH(E4999&\"|\"&F4999,EIA_Units!$BK$6:$BK$22655,0),\"\")","v":""},{"$f":"IF(O4999=\"\",\"\",INDEX(EIA_Units!P4999:'EIA_Units'!$P$6:$P$22655,O4999))","v":""},{"$f":"IF(O4999=\"\",\"\",2014-P4999)","v":""}]
[null,"Exclude","GA","Edward L. Addison Generating Plant",55267,"713","NG","GT",175.3,null,"Electric Utility/IPP Non-CHP","N","Low utilization CT",null,{"$f":"IF(B5014=\"CoalST\",MATCH(E5014&\"|\"&F5014,EIA_Units!$BK$6:$BK$22655,0),\"\")","v":""},{"$f":"IF(O5014=\"\",\"\",INDEX(EIA_Units!P5014:'EIA_Units'!$P$6:$P$22655,O5014))","v":""},""]
[null,"Exclude","GA","Edward L. Addison Generating Plant",55267,"714","NG","GT",175.3,null,"Electric Utility/IPP Non-CHP","N","Low utilization CT",null,{"$f":"IF(B5015=\"CoalST\",MATCH(E5015&\"|\"&F5015,EIA_Units!$BK$6:$BK$22655,0),\"\")","v":""},{"$f":"IF(O5015=\"\",\"\",INDEX(EIA_Units!P5015:'EIA_Units'!$P$6:$P$22655,O5015))","v":""},""]
[null,"NGCC","AK","George M Sullivan Generation Plant 2",6559,"7","NG","CC",102.6,null,"Electric Utility","N","",null,{"$f":"IF(B5030=\"CoalST\",MATCH(E5030&\"|\"&F5030,EIA_Units!$BK$6:$BK$22655,0),\"\")","v":""},{"$f":"IF(O5030=\"\",\"\",INDEX(EIA_Units!P5030:'EIA_Units'!$P$6:$P$22655,O5030))","v":""},""]
[null,"EXCLUDE","TX","Houston Chemical Complex Battleground",50043,"ST","NG","CC",87.4,null,"Industrial CHP","Y","Commercial/Industrial Unit",null,{"$f":"IF(B5038=\"CoalST\",MATCH(E5038&\"|\"&F5038,EIA_Units!$BK$6:$BK$22655,0),\"\")","v":""},{"$f":"IF(O5038=\"\",\"\",INDEX(EIA_Units!P5038:'EIA_Units'!$P$6:$P$22655,O5038))","v":""},""]
[null,"OGST","TX","Cedar Bayou",3460,"1","NG","ST",765,null,"Electric Utility/IPP Non-CHP","N","",null,{"$f":"IF(B5047=\"CoalST\",MATCH(E5047&\"|\"&F5047,EIA_Units!$BK$6:$BK$22655,0),\"\")","v":""},{"$f":"IF(O5047=\"\",\"\",INDEX(EIA_Units!P5047:'EIA_Units'!$P$6:$P$22655,O5047))","v":""},""]
[null,"EXCLUDE","MI","Ada Cogeneration LP",10819,"GEN1","NG","CC",23,null,"IPP CHP","Y","Combined Cycle (PRMVR=CC) unit under 25MW",null,{"$f":"IF(B5062=\"CoalST\",MATCH(E5062&\"|\"&F5062,EIA_Units!$BK$6:$BK$22655,0),\"\")","v":""},{"$f":"IF(O5062=\"\",\"\",INDEX(EIA_Units!P5062:'EIA_Units'!$P$6:$P$22655,O5062))","v":""},""]
[null,"NGCC","CO","JM Shafer Generating Station",50707,"LMD","NG","CC",58.5,null,"Electric Utility/Cogeneration","Y","",null,{"$f":"IF(B5073=\"CoalST\",MATCH(E5073&\"|\"&F5073,EIA_Units!$BK$6:$BK$22655,0),\"\")","v":""},{"$f":"IF(O5073=\"\",\"\",INDEX(EIA_Units!P5073:'EIA_Units'!$P$6:$P$22655,O5073))","v":""},""]
[null,"Exclude","NC","Anson County Generation Facility",56249,"6","NG","GT",57.3,null,"Electric Utility","N","Low utilization CT",null,{"$f":"IF(B5078=\"CoalST\",MATCH(E5078&\"|\"&F5078,EIA_Units!$BK$6:$BK$22655,0),\"\")","v":""},{"$f":"IF(O5078=\"\",\"\",INDEX(EIA_Units!P5078:'EIA_Units'!$P$6:$P$22655,O5078))","v":""},""]
[null,"Exclude","IL","Energy Shelby County",55237,"CTG4","NG","GT",60.5,null,"Electric Utility/IPP Non-CHP","N","Low utilization CT",null,{"$f":"IF(B5093=\"CoalST\",MATCH(E5093&\"|\"&F5093,EIA_Units!$BK$6:$BK$22655,0),\"\")","v":""},{"$f":"IF(O5093=\"\",\"\",INDEX(EIA_Units!P5093:'EIA_Units'!$P$6:$P$22655,O5093))","v":""},""]
[null,"Exclude","IL","Goose Creek Energy Center",55496,"CT06","NG","GT",114,null,"Electric Utility","N","Low utilization CT",null,{"$f":"IF(B5104=\"CoalST\",MATCH(E5104&\"|\"&F5104,EIA_Units!$BK$6:$BK$22655,0),\"\")","v":""},{"$f":"IF(O5104=\"\",\"\",INDEX(EIA_Units!P5104:'EIA_Units'!$P$6:$P$22655,O5104))","v":""},""]
[null,"EXCLUDE","CA","Brea Expansion Plant",58007,"G5","LFG","CC",10,null,"IPP Non-CHP","N","Non Fossil fuel type",null,{"$f":"IF(B5109=\"CoalST\",MATCH(E5109&\"|\"&F5109,EIA_Units!$BK$6:$BK$22655,0),\"\")","v":""},{"$f":"IF(O5109=\"\",\"\",INDEX(EIA_Units!P5109:'EIA_Units'!$P$6:$P$22655,O5109))","v":""},""]
[null,"Exclude","NC","Hamlet Generating Facility",56292,"ES4","NG","GT",57.3,null,"Electric Utility","N","Low utilization CT",null,{"$f":"IF(B5120=\"CoalST\",MATCH(E5120&\"|\"&F5120,EIA_Units!$BK$6:$BK$22655,0),\"\")","v":""},{"$f":"IF(O5120=\"\",\"\",INDEX(EIA_Units!P5120:'EIA_Units'!$P$6:$P$22655,O5120))","v":""},""]
[null,"EXCLUDE","CA","Double C",50493,"DC1","NG","GT",24.9,null,"IPP CHP","Y","Simple Cycle Turbine (PRMVR=GT or OT) unit under 25MW",null,{"$f":"IF(B5135=\"CoalST\",MATCH(E5135&\"|\"&F5135,EIA_Units!$BK$6:$BK$22655,0),\"\")","v":""},{"$f":"IF(O5135=\"\",\"\",INDEX(EIA_Units!P5135:'EIA_Units'!$P$6:$P$22655,O5135))","v":""},""]
[null,"Exclude","NE","Sarpy County",2292,"4","NG","GT",58.9,null,"Electric Utility","N","Low utilization CT",null,{"$f":"IF(B5140=\"CoalST\",MATCH(E5140&\"|\"&F5140,EIA_Units!$BK$6:$BK$22655,0),\"\")","v":""},{"$f":"IF(O5140=\"\",\"\",INDEX(EIA_Units!P5140:'EIA_Units'!$P$6:$P$22655,O5140))","v":""},""]
[null,"Exclude","SC","Broad River Energy Center",55166,"CT02","NG","GT",197,null,"Electric Utility/IPP Non-CHP","N","Low utilization CT",null,{"$f":"IF(B5151=\"CoalST\",MATCH(E5151&\"|\"&F5151,EIA_Units!$BK$6:$BK$22655,0),\"\")","v":""},{"$f":"IF(O5151=\"\",\"\",INDEX(EIA_Units!P5151:'EIA_Units'!$P$6:$P$22655,O5151))","v":""},""]
[null,"Exclude","TN","Lagoon Creek",7845,"GT12","NG","GT",86.2,null,"Electric Utility","N","Low utilization CT",null,{"$f":"IF(B5163=\"CoalST\",MATCH(E5163&\"|\"&F5163,EIA_Units!$BK$6:$BK$22655,0),\"\")","v":""},{"$f":"IF(O5163=\"\",\"\",INDEX(EIA_Units!P5163:'EIA_Units'!$P$6:$P$22655,O5163))","v":""},""]
[null,"Exclude","IL","NRG Rockford II Energy Center",55936,"GT3","NG","GT",168,null,"Electric Utility/IPP Non-CHP","N","Low utilization CT",null,{"$f":"IF(B5172=\"CoalST\",MATCH(E5172&\"|\"&F5172,EIA_Units!$BK$6:$BK$22655,0),\"\")","v":""},{"$f":"IF(O5172=\"\",\"\",INDEX(EIA_Units!P5172:'EIA_Units'!$P$6:$P$22655,O5172))","v":""},""]
[null,"NGCC","NJ","Parlin Power Plant",50799,"GEN2","NG","CC",45.9,null,"IPP CHP","Y","",null,{"$f":"IF(B5183=\"CoalST\",MATCH(E5183&\"|\"&F5183,EIA_Units!$BK$6:$BK$22655,0),\"\")","v":""},{"$f":"IF(O5183=\"\",\"\",INDEX(EIA_Units!P5183:'EIA_Units'!$P$6:$P$22655,O5183))","v":""},""]
[null,"EXCLUDE","CA","El Segundo Cogen",10213,"GEN2","NG","CC",42.4,null,"Industrial CHP","Y","Commercial/Industrial Unit",null,{"$f":"IF(B5188=\"CoalST\",MATCH(E5188&\"|\"&F5188,EIA_Units!$BK$6:$BK$22655,0),\"\")","v":""},{"$f":"IF(O5188=\"\",\"\",INDEX(EIA_Units!P5188:'EIA_Units'!$P$6:$P$22655,O5188))","v":""},""]
[null,"NGCC","TX","J Robert Massengale",3604,"7","NG","CC",22,1,"Electric Utility/Cogeneration","Y","",null,{"$f":"IF(B5199=\"CoalST\",MATCH(E5199&\"|\"&F5199,EIA_Units!$BK$6:$BK$22655,0),\"\")","v":""},{"$f":"IF(O5199=\"\",\"\",INDEX(EIA_Units!P5199:'EIA_Units'!$P$6:$P$22655,O5199))","v":""},""]
[null,"Exclude","NJ","PSEG Burlington Generating Station",2399,"93","DFO","GT",41.8,null,"Electric Utility/IPP Non-CHP","N","Low utilization CT",null,{"$f":"IF(B5214=\"CoalST\",MATCH(E5214&\"|\"&F5214,EIA_Units!$BK$6:$BK$22655,0),\"\")","v":""},{"$f":"IF(O5214=\"\",\"\",INDEX(EIA_Units!P5214:'EIA_Units'!$P$6:$P$22655,O5214))","v":""},""]
[null,"EXCLUDE","TX","CCI Signal Hill LLC",50127,"STD","NG","CC",20,null,"IPP Non-CHP","N","Combined Cycle (PRMVR=CC) unit under 25MW",null,{"$f":"IF(B5219=\"CoalST\",MATCH(E5219&\"|\"&F5219,EIA_Units!$BK$6:$BK$22655,0),\"\")","v":""},{"$f":"IF(O5219=\"\",\"\",INDEX(EIA_Units!P5219:'EIA_Units'!$P$6:$P$22655,O5219))","v":""},""]
[null,"EXCLUDE","TX","Westhollow Technology Center",54330,"1","NG","GT",3.7,null,"Industrial CHP","Y","Simple Cycle Turbine (PRMVR=GT or OT) unit under 25MW",null,{"$f":"IF(B5230=\"CoalST\",MATCH(E5230&\"|\"&F5230,EIA_Units!$BK$6:$BK$22655,0),\"\")","v":""},{"$f":"IF(O5230=\"\",\"\",INDEX(EIA_Units!P5230:'EIA_Units'!$P$6:$P$22655,O5230))","v":""},""]
[null,"NGCC","TX","Channelview Cogeneration Plant",55187,"GT2","NG","CC",192.1,null,"Electric Utility/IPP CHP","Y","",null,{"$f":"IF(B5245=\"CoalST\",MATCH(E5245&\"|\"&F5245,EIA_Units!$BK$6:$BK$22655,0),\"\")","v":""},{"$f":"IF(O5245=\"\",\"\",INDEX(EIA_Units!P5245:'EIA_Units'!$P$6:$P$22655,O5245))","v":""},""]
[null,"NGCC","TX","Deer Park Energy Center",55464,"CTG2","NG","CC",180,null,"IPP CHP","Y","",null,{"$f":"IF(B5250=\"CoalST\",MATCH(E5250&\"|\"&F5250,EIA_Units!$BK$6:$BK$22655,0),\"\")","v":""},{"$f":"IF(O5250=\"\",\"\",INDEX(EIA_Units!P5250:'EIA_Units'!$P$6:$P$22655,O5250))","v":""},""]
[null,"Exclude","MD","NAEA Rock Springs LLC",7835,"2","NG","GT",175.9,null,"Electric Utility/IPP Non-CHP","N","Low utilization CT",null,{"$f":"IF(B5261=\"CoalST\",MATCH(E5261&\"|\"&F5261,EIA_Units!$BK$6:$BK$22655,0),\"\")","v":""},{"$f":"IF(O5261=\"\",\"\",INDEX(EIA_Units!P5261:'EIA_Units'!$P$6:$P$22655,O5261))","v":""},""]
[null,"Exclude","NY","Harlem River Yard",7914,"HR01","NG","GT",47,null,"Electric Utility","N","Low utilization CT",null,{"$f":"IF(B5276=\"CoalST\",MATCH(E5276&\"|\"&F5276,EIA_Units!$BK$6:$BK$22655,0),\"\")","v":""},{"$f":"IF(O5276=\"\",\"\",INDEX(EIA_Units!P5276:'EIA_Units'!$P$6:$P$22655,O5276))","v":""},""]
[null,"Exclude","CO","Frank Knutson",55505,"BR2","NG","GT",77.099999999999994,null,"Electric Utility","N","Low utilization CT",null,{"$f":"IF(B5277=\"CoalST\",MATCH(E5277&\"|\"&F5277,EIA_Units!$BK$6:$BK$22655,0),\"\")","v":""},{"$f":"IF(O5277=\"\",\"\",INDEX(EIA_Units!P5277:'EIA_Units'!$P$6:$P$22655,O5277))","v":""},""]
[null,"NGCC","TX","T H Wharton",3469,"42","NG","CC",51.3,null,"Electric Utility/IPP Non-CHP","N","",null,{"$f":"IF(B5293=\"CoalST\",MATCH(E5293&\"|\"&F5293,EIA_Units!$BK$6:$BK$22655,0),\"\")","v":""},{"$f":"IF(O5293=\"\",\"\",INDEX(EIA_Units!P5293:'EIA_Units'!$P$6:$P$22655,O5293))","v":""},""]
[null,"EXCLUDE","CA","United Cogen",50104,"G-1","NG","CC",23,null,"Commercial CHP","Y","Combined Cycle (PRMVR=CC) unit under 25MW",null,{"$f":"IF(B5298=\"CoalST\",MATCH(E5298&\"|\"&F5298,EIA_Units!$BK$6:$BK$22655,0),\"\")","v":""},{"$f":"IF(O5298=\"\",\"\",INDEX(EIA_Units!P5298:'EIA_Units'!$P$6:$P$22655,O5298))","v":""},""]
[null,"NGCC","AZ","Gila River Power Station",55306,"ST11","NG","CC",271,null,"Electric Utility/IPP Non-CHP","N","",null,{"$f":"IF(B5309=\"CoalST\",MATCH(E5309&\"|\"&F5309,EIA_Units!$BK$6:$BK$22655,0),\"\")","v":""},{"$f":"IF(O5309=\"\",\"\",INDEX(EIA_Units!P5309:'EIA_Units'!$P$6:$P$22655,O5309))","v":""},""]
[null,"Exclude","CA","Canyon Power Plant",57027,"CPP2","NG","GT",50,null,"Electric Utility","N","Low utilization CT",null,{"$f":"IF(B5324=\"CoalST\",MATCH(E5324&\"|\"&F5324,EIA_Units!$BK$6:$BK$22655,0),\"\")","v":""},{"$f":"IF(O5324=\"\",\"\",INDEX(EIA_Units!P5324:'EIA_Units'!$P$6:$P$22655,O5324))","v":""},""]
[null,"NGCC","FL","Putnam",6246,"1GT1","NG","CC",85,null,"Electric Utility","N","",null,{"$f":"IF(B5335=\"CoalST\",MATCH(E5335&\"|\"&F5335,EIA_Units!$BK$6:$BK$22655,0),\"\")","v":""},{"$f":"IF(O5335=\"\",\"\",INDEX(EIA_Units!P5335:'EIA_Units'!$P$6:$P$22655,O5335))","v":""},""]
[null,"Exclude","CA","El Cajon Energy Center",57001,"GEN1","NG","GT",49.9,null,"Electric Utility/IPP Non-CHP","N","Low utilization CT",null,{"$f":"IF(B5340=\"CoalST\",MATCH(E5340&\"|\"&F5340,EIA_Units!$BK$6:$BK$22655,0),\"\")","v":""},{"$f":"IF(O5340=\"\",\"\",INDEX(EIA_Units!P5340:'EIA_Units'!$P$6:$P$22655,O5340))","v":""},""]
[null,"NGCC","TX","Quail Run Energy Center",56349,"CT2B","NG","CC",86.5,null,"Electric Utility/IPP Non-CHP","N","",null,{"$f":"IF(B5355=\"CoalST\",MATCH(E5355&\"|\"&F5355,EIA_Units!$BK$6:$BK$22655,0),\"\")","v":""},{"$f":"IF(O5355=\"\",\"\",INDEX(EIA_Units!P5355:'EIA_Units'!$P$6:$P$22655,O5355))","v":""},""]
[null,"Exclude","VA","Elizabeth River Power Station",52087,"GEN2","NG","GT",129.6,null,"Electric Utility","N","Low utilization CT",null,{"$f":"IF(B5366=\"CoalST\",MATCH(E5366&\"|\"&F5366,EIA_Units!$BK$6:$BK$22655,0),\"\")","v":""},{"$f":"IF(O5366=\"\",\"\",INDEX(EIA_Units!P5366:'EIA_Units'!$P$6:$P$22655,O5366))","v":""},""]
[null,"NGCC","MS","Moselle",2070,"GTG1","NG","CC",83.5,null,"Electric Utility","N","",null,{"$f":"IF(B5371=\"CoalST\",MATCH(E5371&\"|\"&F5371,EIA_Units!$BK$6:$BK$22655,0),\"\")","v":""},{"$f":"IF(O5371=\"\",\"\",INDEX(EIA_Units!P5371:'EIA_Units'!$P$6:$P$22655,O5371))","v":""},""]
[null,"NGCC","CA","Foster Wheeler Martinez",10342,"TG3","NG","CC",33.5,null,"IPP CHP","Y","",null,{"$f":"IF(B5386=\"CoalST\",MATCH(E5386&\"|\"&F5386,EIA_Units!$BK$6:$BK$22655,0),\"\")","v":""},{"$f":"IF(O5386=\"\",\"\",INDEX(EIA_Units!P5386:'EIA_Units'!$P$6:$P$22655,O5386))","v":""},""]
[null,"NGCC","NY","Brooklyn Navy Yard Cogeneration",54914,"01","NG","CC",121,null,"IPP CHP","Y","",null,{"$f":"IF(B5397=\"CoalST\",MATCH(E5397&\"|\"&F5397,EIA_Units!$BK$6:$BK$22655,0),\"\")","v":""},{"$f":"IF(O5397=\"\",\"\",INDEX(EIA_Units!P5397:'EIA_Units'!$P$6:$P$22655,O5397))","v":""},""]
[null,"NGCC","NY","Brooklyn Navy Yard Cogeneration",54914,"02","NG","CC",121,null,"IPP CHP","Y","",null,{"$f":"IF(B5398=\"CoalST\",MATCH(E5398&\"|\"&F5398,EIA_Units!$BK$6:$BK$22655,0),\"\")","v":""},{"$f":"IF(O5398=\"\",\"\",INDEX(EIA_Units!P5398:'EIA_Units'!$P$6:$P$22655,O5398))","v":""},""]
[null,"Exclude","NJ","Bayonne Energy Center",56964,"GT8","NG","GT",64,null,"Electric Utility/IPP Non-CHP","N","Low utilization CT",null,{"$f":"IF(B5414=\"CoalST\",MATCH(E5414&\"|\"&F5414,EIA_Units!$BK$6:$BK$22655,0),\"\")","v":""},{"$f":"IF(O5414=\"\",\"\",INDEX(EIA_Units!P5414:'EIA_Units'!$P$6:$P$22655,O5414))","v":""},""]
[null,"OGST","MA","NAEA Energy Massachusetts LLC",1642,"3","NG","ST",113.6,null,"Electric Utility/IPP Non-CHP","N","",null,{"$f":"IF(B5419=\"CoalST\",MATCH(E5419&\"|\"&F5419,EIA_Units!$BK$6:$BK$22655,0),\"\")","v":""},{"$f":"IF(O5419=\"\",\"\",INDEX(EIA_Units!P5419:'EIA_Units'!$P$6:$P$22655,O5419))","v":""},""]
[null,"NGCC","SD","Deer Creek Station",56610,"02","NG","CC",170,null,"Electric Utility","N","",null,{"$f":"IF(B5434=\"CoalST\",MATCH(E5434&\"|\"&F5434,EIA_Units!$BK$6:$BK$22655,0),\"\")","v":""},{"$f":"IF(O5434=\"\",\"\",INDEX(EIA_Units!P5434:'EIA_Units'!$P$6:$P$22655,O5434))","v":""},""]
[null,"EXCLUDE","CA","Martinez Refining",54912,"GTG1","NG","CC",40,null,"Industrial CHP","Y","Commercial/Industrial Unit",null,{"$f":"IF(B5445=\"CoalST\",MATCH(E5445&\"|\"&F5445,EIA_Units!$BK$6:$BK$22655,0),\"\")","v":""},{"$f":"IF(O5445=\"\",\"\",INDEX(EIA_Units!P5445:'EIA_Units'!$P$6:$P$22655,O5445))","v":""},""]
[null,"NGCC","TX","C R Wing Cogen Plant",52176,"GEN2","NG","CC",77.5,null,"IPP CHP","Y","",null,{"$f":"IF(B5450=\"CoalST\",MATCH(E5450&\"|\"&F5450,EIA_Units!$BK$6:$BK$22655,0),\"\")","v":""},{"$f":"IF(O5450=\"\",\"\",INDEX(EIA_Units!P5450:'EIA_Units'!$P$6:$P$22655,O5450))","v":""},""]
[null,"NGCC","CA","El Centro",389,"30","NG","CC",65.900000000000006,null,"Electric Utility","N","",null,{"$f":"IF(B5461=\"CoalST\",MATCH(E5461&\"|\"&F5461,EIA_Units!$BK$6:$BK$22655,0),\"\")","v":""},{"$f":"IF(O5461=\"\",\"\",INDEX(EIA_Units!P5461:'EIA_Units'!$P$6:$P$22655,O5461))","v":""},""]
[null,"NGCC","MI","Midland Cogeneration Venture",10745,"GT11","NG","CC",87.1,null,"IPP CHP","Y","",null,{"$f":"IF(B5476=\"CoalST\",MATCH(E5476&\"|\"&F5476,EIA_Units!$BK$6:$BK$22655,0),\"\")","v":""},{"$f":"IF(O5476=\"\",\"\",INDEX(EIA_Units!P5476:'EIA_Units'!$P$6:$P$22655,O5476))","v":""},""]
[null,"NGCC","MI","Midland Cogeneration Venture",10745,"GT4","NG","CC",87.1,null,"IPP CHP","Y","",null,{"$f":"IF(B5481=\"CoalST\",MATCH(E5481&\"|\"&F5481,EIA_Units!$BK$6:$BK$22655,0),\"\")","v":""},{"$f":"IF(O5481=\"\",\"\",INDEX(EIA_Units!P5481:'EIA_Units'!$P$6:$P$22655,O5481))","v":""},""]
[null,"EXCLUDE","NV","Nevada Cogen Associates 2 Black Mountain",54349,"GTC","NG","CC",22.2,null,"IPP CHP","Y","Combined Cycle (PRMVR=CC) unit under 25MW",null,{"$f":"IF(B5492=\"CoalST\",MATCH(E5492&\"|\"&F5492,EIA_Units!$BK$6:$BK$22655,0),\"\")","v":""},{"$f":"IF(O5492=\"\",\"\",INDEX(EIA_Units!P5492:'EIA_Units'!$P$6:$P$22655,O5492))","v":""},""]
[null,"Exclude","NE","Cass County",55972,"CT-1","NG","GT",172.5,null,"Electric Utility","N","Low utilization CT",null,{"$f":"IF(B5507=\"CoalST\",MATCH(E5507&\"|\"&F5507,EIA_Units!$BK$6:$BK$22655,0),\"\")","v":""},{"$f":"IF(O5507=\"\",\"\",INDEX(EIA_Units!P5507:'EIA_Units'!$P$6:$P$22655,O5507))","v":""},""]
[null,"Exclude","VA","Buchanan Generation LLC",55738,"1","NG","GT",44,null,"Electric Utility/IPP Non-CHP","N","Low utilization CT",null,{"$f":"IF(B5512=\"CoalST\",MATCH(E5512&\"|\"&F5512,EIA_Units!$BK$6:$BK$22655,0),\"\")","v":""},{"$f":"IF(O5512=\"\",\"\",INDEX(EIA_Units!P5512:'EIA_Units'!$P$6:$P$22655,O5512))","v":""},""]
[null,"NGCC","MA","Stony Brook",6081,"CT1","NG","CC",85,null,"Electric Utility","N","",null,{"$f":"IF(B5523=\"CoalST\",MATCH(E5523&\"|\"&F5523,EIA_Units!$BK$6:$BK$22655,0),\"\")","v":""},{"$f":"IF(O5523=\"\",\"\",INDEX(EIA_Units!P5523:'EIA_Units'!$P$6:$P$22655,O5523))","v":""},""]
[null,"NGCC","AL","Theodore Cogen Facility",7721,"2","NG","CC",88.4,null,"Electric Utility/Cogeneration","Y","",null,{"$f":"IF(B5539=\"CoalST\",MATCH(E5539&\"|\"&F5539,EIA_Units!$BK$6:$BK$22655,0),\"\")","v":""},{"$f":"IF(O5539=\"\",\"\",INDEX(EIA_Units!P5539:'EIA_Units'!$P$6:$P$22655,O5539))","v":""},""]
[null,"NGCC","AL","Theodore Cogen Facility",7721,"1","NG","CC",229,null,"Electric Utility/Cogeneration","Y","",null,{"$f":"IF(B5540=\"CoalST\",MATCH(E5540&\"|\"&F5540,EIA_Units!$BK$6:$BK$22655,0),\"\")","v":""},{"$f":"IF(O5540=\"\",\"\",INDEX(EIA_Units!P5540:'EIA_Units'!$P$6:$P$22655,O5540))","v":""},""]
[null,"NGCC","NY","Saranac Facility",54574,"GEN3","NG","CC",95.2,null,"IPP Non-CHP","N","",null,{"$f":"IF(B5555=\"CoalST\",MATCH(E5555&\"|\"&F5555,EIA_Units!$BK$6:$BK$22655,0),\"\")","v":""},{"$f":"IF(O5555=\"\",\"\",INDEX(EIA_Units!P5555:'EIA_Units'!$P$6:$P$22655,O5555))","v":""},""]
[null,"EXCLUDE","CA","Pitchess Cogen Station",10478,"GEN2","NG","CC",7.4,null,"Commercial CHP","Y","Combined Cycle (PRMVR=CC) unit under 25MW",null,{"$f":"IF(B5560=\"CoalST\",MATCH(E5560&\"|\"&F5560,EIA_Units!$BK$6:$BK$22655,0),\"\")","v":""},{"$f":"IF(O5560=\"\",\"\",INDEX(EIA_Units!P5560:'EIA_Units'!$P$6:$P$22655,O5560))","v":""},""]
[null,"Exclude","TX","Permian Basin",3494,"CT2","NG","GT",89.4,null,"Electric Utility/IPP Non-CHP","N","Low utilization CT",null,{"$f":"IF(B5571=\"CoalST\",MATCH(E5571&\"|\"&F5571,EIA_Units!$BK$6:$BK$22655,0),\"\")","v":""},{"$f":"IF(O5571=\"\",\"\",INDEX(EIA_Units!P5571:'EIA_Units'!$P$6:$P$22655,O5571))","v":""},""]
[null,"NGCC","NJ","Linden Cogen Plant",50006,"GTG2","NG","CC",95.2,null,"IPP CHP","Y","",null,{"$f":"IF(B5586=\"CoalST\",MATCH(E5586&\"|\"&F5586,EIA_Units!$BK$6:$BK$22655,0),\"\")","v":""},{"$f":"IF(O5586=\"\",\"\",INDEX(EIA_Units!P5586:'EIA_Units'!$P$6:$P$22655,O5586))","v":""},""]
[null,"NGCC","NJ","Linden Cogen Plant",50006,"STG2","NG","CC",95.2,null,"IPP CHP","Y","",null,{"$f":"IF(B5591=\"CoalST\",MATCH(E5591&\"|\"&F5591,EIA_Units!$BK$6:$BK$22655,0),\"\")","v":""},{"$f":"IF(O5591=\"\",\"\",INDEX(EIA_Units!P5591:'EIA_Units'!$P$6:$P$22655,O5591))","v":""},""]
[null,"EXCLUDE","LA","RS Cogen",55117,"RS-5","NG","CC",195,null,"Industrial CHP","Y","Commercial/Industrial Unit",null,{"$f":"IF(B5602=\"CoalST\",MATCH(E5602&\"|\"&F5602,EIA_Units!$BK$6:$BK$22655,0),\"\")","v":""},{"$f":"IF(O5602=\"\",\"\",INDEX(EIA_Units!P5602:'EIA_Units'!$P$6:$P$22655,O5602))","v":""},""]
[null,"Exclude","UT","Gadsby",3648,"4","NG","GT",60.4,null,"Electric Utility","N","Low utilization CT",null,{"$f":"IF(B5617=\"CoalST\",MATCH(E5617&\"|\"&F5617,EIA_Units!$BK$6:$BK$22655,0),\"\")","v":""},{"$f":"IF(O5617=\"\",\"\",INDEX(EIA_Units!P5617:'EIA_Units'!$P$6:$P$22655,O5617))","v":""},""]
[null,"NGCC","OK","Anadarko Plant",3006,"4","NG","CC",105.1,null,"Electric Utility","N","",null,{"$f":"IF(B5628=\"CoalST\",MATCH(E5628&\"|\"&F5628,EIA_Units!$BK$6:$BK$22655,0),\"\")","v":""},{"$f":"IF(O5628=\"\",\"\",INDEX(EIA_Units!P5628:'EIA_Units'!$P$6:$P$22655,O5628))","v":""},""]
[null,"Exclude","KS","Emporia Energy Center",56502,"5","NG","GT",171.4,null,"Electric Utility","N","Low utilization CT",null,{"$f":"IF(B5633=\"CoalST\",MATCH(E5633&\"|\"&F5633,EIA_Units!$BK$6:$BK$22655,0),\"\")","v":""},{"$f":"IF(O5633=\"\",\"\",INDEX(EIA_Units!P5633:'EIA_Units'!$P$6:$P$22655,O5633))","v":""},""]
[null,"NGCC","OK","Comanche",8059,"1G1","NG","CC",85,null,"Electric Utility","N","",null,{"$f":"IF(B5644=\"CoalST\",MATCH(E5644&\"|\"&F5644,EIA_Units!$BK$6:$BK$22655,0),\"\")","v":""},{"$f":"IF(O5644=\"\",\"\",INDEX(EIA_Units!P5644:'EIA_Units'!$P$6:$P$22655,O5644))","v":""},""]
[null,"OGST","LA","Willow Glen",1394,"2","NG","ST",239.4,null,"Electric Utility","N","",null,{"$f":"IF(B5660=\"CoalST\",MATCH(E5660&\"|\"&F5660,EIA_Units!$BK$6:$BK$22655,0),\"\")","v":""},{"$f":"IF(O5660=\"\",\"\",INDEX(EIA_Units!P5660:'EIA_Units'!$P$6:$P$22655,O5660))","v":""},""]
[null,"NGCC","CO","Thermo Power & Electric",50676,"GEN3","NG","CC",16.399999999999999,1,"IPP CHP","Y","",null,{"$f":"IF(B5665=\"CoalST\",MATCH(E5665&\"|\"&F5665,EIA_Units!$BK$6:$BK$22655,0),\"\")","v":""},{"$f":"IF(O5665=\"\",\"\",INDEX(EIA_Units!P5665:'EIA_Units'!$P$6:$P$22655,O5665))","v":""},""]
[null,"NGCC","NY","Selkirk Cogen",10725,"GEN1","NG","CC",95.2,null,"IPP CHP","Y","",null,{"$f":"IF(B5676=\"CoalST\",MATCH(E5676&\"|\"&F5676,EIA_Units!$BK$6:$BK$22655,0),\"\")","v":""},{"$f":"IF(O5676=\"\",\"\",INDEX(EIA_Units!P5676:'EIA_Units'!$P$6:$P$22655,O5676))","v":""},""]
[null,"NGCC","MO","Hawthorn",2079,"9","NG","CC",146,null,"Electric Utility","N","",null,{"$f":"IF(B5681=\"CoalST\",MATCH(E5681&\"|\"&F5681,EIA_Units!$BK$6:$BK$22655,0),\"\")","v":""},{"$f":"IF(O5681=\"\",\"\",INDEX(EIA_Units!P5681:'EIA_Units'!$P$6:$P$22655,O5681))","v":""},""]
[null,"NGCC","VA","Gordonsville Energy LP",54844,"GOR1","NG","CC",97.2,null,"Electric Utility","N","",null,{"$f":"IF(B5696=\"CoalST\",MATCH(E5696&\"|\"&F5696,EIA_Units!$BK$6:$BK$22655,0),\"\")","v":""},{"$f":"IF(O5696=\"\",\"\",INDEX(EIA_Units!P5696:'EIA_Units'!$P$6:$P$22655,O5696))","v":""},""]
[null,"NGCC","CA","Clearwater Power Plant",56356,"CT1","NG","CC",41,null,"Electric Utility","Y","",null,{"$f":"IF(B5707=\"CoalST\",MATCH(E5707&\"|\"&F5707,EIA_Units!$BK$6:$BK$22655,0),\"\")","v":""},{"$f":"IF(O5707=\"\",\"\",INDEX(EIA_Units!P5707:'EIA_Units'!$P$6:$P$22655,O5707))","v":""},""]
[null,"Exclude","LA","Calcasieu",55165,"G101","NG","GT",174.3,null,"Electric Utility","N","Low utilization CT",null,{"$f":"IF(B5712=\"CoalST\",MATCH(E5712&\"|\"&F5712,EIA_Units!$BK$6:$BK$22655,0),\"\")","v":""},{"$f":"IF(O5712=\"\",\"\",INDEX(EIA_Units!P5712:'EIA_Units'!$P$6:$P$22655,O5712))","v":""},""]
[null,"Exclude","TX","Sand Hill",7900,"SH1","NG","GT",51.4,null,"Electric Utility","N","Low utilization CT",null,{"$f":"IF(B5727=\"CoalST\",MATCH(E5727&\"|\"&F5727,EIA_Units!$BK$6:$BK$22655,0),\"\")","v":""},{"$f":"IF(O5727=\"\",\"\",INDEX(EIA_Units!P5727:'EIA_Units'!$P$6:$P$22655,O5727))","v":""},""]
[null,"EXCLUDE","CA","CSU East Bay",57042,"1","NG","FC",1.4,null,"Electric Utility","Y","Fuel Cell (PRMVR=FC)",null,{"$f":"IF(B5738=\"CoalST\",MATCH(E5738&\"|\"&F5738,EIA_Units!$BK$6:$BK$22655,0),\"\")","v":""},{"$f":"IF(O5738=\"\",\"\",INDEX(EIA_Units!P5738:'EIA_Units'!$P$6:$P$22655,O5738))","v":""},""]
[null,"Exclude","MN","Lakefield Junction",7925,"2","NG","GT",89.3,null,"Electric Utility","N","Low utilization CT",null,{"$f":"IF(B5743=\"CoalST\",MATCH(E5743&\"|\"&F5743,EIA_Units!$BK$6:$BK$22655,0),\"\")","v":""},{"$f":"IF(O5743=\"\",\"\",INDEX(EIA_Units!P5743:'EIA_Units'!$P$6:$P$22655,O5743))","v":""},""]
[null,"NGCC","WA","Encogen",7870,"CTG3","NG","CC",39.4,null,"Electric Utility","Y","",null,{"$f":"IF(B5754=\"CoalST\",MATCH(E5754&\"|\"&F5754,EIA_Units!$BK$6:$BK$22655,0),\"\")","v":""},{"$f":"IF(O5754=\"\",\"\",INDEX(EIA_Units!P5754:'EIA_Units'!$P$6:$P$22655,O5754))","v":""},""]
[null,"NGCC","TX","Colorado Bend Energy Center",56350,"ST1","NG","CC",105.1,null,"Electric Utility/IPP Non-CHP","N","",null,{"$f":"IF(B5769=\"CoalST\",MATCH(E5769&\"|\"&F5769,EIA_Units!$BK$6:$BK$22655,0),\"\")","v":""},{"$f":"IF(O5769=\"\",\"\",INDEX(EIA_Units!P5769:'EIA_Units'!$P$6:$P$22655,O5769))","v":""},""]
[null,"NGCC","NY","Pinelawn Power LLC",56188,"CTG","NG","CC",50,null,"Electric Utility/IPP Non-CHP","N","",null,{"$f":"IF(B5775=\"CoalST\",MATCH(E5775&\"|\"&F5775,EIA_Units!$BK$6:$BK$22655,0),\"\")","v":""},{"$f":"IF(O5775=\"\",\"\",INDEX(EIA_Units!P5775:'EIA_Units'!$P$6:$P$22655,O5775))","v":""},""]
[null,"NGCC","IL","Grand Tower",862,"1","NG","CC",248,null,"Electric Utility/IPP Non-CHP","N","",null,{"$f":"IF(B5786=\"CoalST\",MATCH(E5786&\"|\"&F5786,EIA_Units!$BK$6:$BK$22655,0),\"\")","v":""},{"$f":"IF(O5786=\"\",\"\",INDEX(EIA_Units!P5786:'EIA_Units'!$P$6:$P$22655,O5786))","v":""},""]
[null,"EXCLUDE","CA","Caltech Central",57460,"CL06","OBG","FC",0.1,null,"IPP Non-CHP","N","Fuel Cell (PRMVR=FC)",null,{"$f":"IF(B5801=\"CoalST\",MATCH(E5801&\"|\"&F5801,EIA_Units!$BK$6:$BK$22655,0),\"\")","v":""},{"$f":"IF(O5801=\"\",\"\",INDEX(EIA_Units!P5801:'EIA_Units'!$P$6:$P$22655,O5801))","v":""},""]
[null,"EXCLUDE","CA","Caltech Central",57460,"CL07","OBG","FC",0.1,null,"IPP Non-CHP","N","Fuel Cell (PRMVR=FC)",null,{"$f":"IF(B5802=\"CoalST\",MATCH(E5802&\"|\"&F5802,EIA_Units!$BK$6:$BK$22655,0),\"\")","v":""},{"$f":"IF(O5802=\"\",\"\",INDEX(EIA_Units!P5802:'EIA_Units'!$P$6:$P$22655,O5802))","v":""},""]
[null,"NGCC","NY","Carr Street Generating Station",50978,"GEN2","NG","CC",48.8,null,"Electric Utility/IPP Non-CHP","N","",null,{"$f":"IF(B5817=\"CoalST\",MATCH(E5817&\"|\"&F5817,EIA_Units!$BK$6:$BK$22655,0),\"\")","v":""},{"$f":"IF(O5817=\"\",\"\",INDEX(EIA_Units!P5817:'EIA_Units'!$P$6:$P$22655,O5817))","v":""},""]
[null,"NGCC","GA","Mid-Georgia Cogeneration Facility",55040,"CT2","NG","CC",106.5,null,"IPP CHP","Y","",null,{"$f":"IF(B5822=\"CoalST\",MATCH(E5822&\"|\"&F5822,EIA_Units!$BK$6:$BK$22655,0),\"\")","v":""},{"$f":"IF(O5822=\"\",\"\",INDEX(EIA_Units!P5822:'EIA_Units'!$P$6:$P$22655,O5822))","v":""},""]
[null,"NGCC","MA","L'Energia Energy Center",54586,"TRENT","NG","CC",57.9,null,"IPP Non-CHP","N","",null,{"$f":"IF(B5833=\"CoalST\",MATCH(E5833&\"|\"&F5833,EIA_Units!$BK$6:$BK$22655,0),\"\")","v":""},{"$f":"IF(O5833=\"\",\"\",INDEX(EIA_Units!P5833:'EIA_Units'!$P$6:$P$22655,O5833))","v":""},""]
[null,"NGCC","MA","Masspower",10726,"GEN3","NG","CC",80.900000000000006,null,"IPP CHP","Y","",null,{"$f":"IF(B5848=\"CoalST\",MATCH(E5848&\"|\"&F5848,EIA_Units!$BK$6:$BK$22655,0),\"\")","v":""},{"$f":"IF(O5848=\"\",\"\",INDEX(EIA_Units!P5848:'EIA_Units'!$P$6:$P$22655,O5848))","v":""},""]
[null,"NGCC","RI","Manchester Street",3236,"GE11","NG","CC",46,null,"Electric Utility/IPP Non-CHP","N","",null,{"$f":"IF(B5853=\"CoalST\",MATCH(E5853&\"|\"&F5853,EIA_Units!$BK$6:$BK$22655,0),\"\")","v":""},{"$f":"IF(O5853=\"\",\"\",INDEX(EIA_Units!P5853:'EIA_Units'!$P$6:$P$22655,O5853))","v":""},""]
[null,"EXCLUDE","KY","Paddys Run",1366,"11","NG","GT",16,null,"Electric Utility","N","Simple Cycle Turbine (PRMVR=GT or OT) unit under 25MW",null,{"$f":"IF(B5864=\"CoalST\",MATCH(E5864&\"|\"&F5864,EIA_Units!$BK$6:$BK$22655,0),\"\")","v":""},{"$f":"IF(O5864=\"\",\"\",INDEX(EIA_Units!P5864:'EIA_Units'!$P$6:$P$22655,O5864))","v":""},""]
[null,"NGCC","TX","Odessa Ector Generating Station",55215,"CTG4","NG","CC",171.7,null,"Electric Utility/IPP Non-CHP","N","",null,{"$f":"IF(B5879=\"CoalST\",MATCH(E5879&\"|\"&F5879,EIA_Units!$BK$6:$BK$22655,0),\"\")","v":""},{"$f":"IF(O5879=\"\",\"\",INDEX(EIA_Units!P5879:'EIA_Units'!$P$6:$P$22655,O5879))","v":""},""]
[null,"Exclude","CA","Panoche Energy Center",56803,"3","NG","GT",108,null,"Electric Utility/IPP Non-CHP","N","Low utilization CT",null,{"$f":"IF(B5883=\"CoalST\",MATCH(E5883&\"|\"&F5883,EIA_Units!$BK$6:$BK$22655,0),\"\")","v":""},{"$f":"IF(O5883=\"\",\"\",INDEX(EIA_Units!P5883:'EIA_Units'!$P$6:$P$22655,O5883))","v":""},""]
[null,"NGCC","MD","Panda Brandywine LP",54832,"1","NG","CC",98.7,null,"IPP CHP","Y","",null,{"$f":"IF(B5896=\"CoalST\",MATCH(E5896&\"|\"&F5896,EIA_Units!$BK$6:$BK$22655,0),\"\")","v":""},{"$f":"IF(O5896=\"\",\"\",INDEX(EIA_Units!P5896:'EIA_Units'!$P$6:$P$22655,O5896))","v":""},""]
[null,"NGCC","IL","Cordova Energy",55188,"PT31","NG","CC",191.2,null,"Electric Utility/IPP Non-CHP","N","",null,{"$f":"IF(B5911=\"CoalST\",MATCH(E5911&\"|\"&F5911,EIA_Units!$BK$6:$BK$22655,0),\"\")","v":""},{"$f":"IF(O5911=\"\",\"\",INDEX(EIA_Units!P5911:'EIA_Units'!$P$6:$P$22655,O5911))","v":""},""]
[null,"NGCC","PA","Hunlock Power Station",3176,"6","NG","CC",48,null,"Electric Utility/IPP Non-CHP","N","",null,{"$f":"IF(B5922=\"CoalST\",MATCH(E5922&\"|\"&F5922,EIA_Units!$BK$6:$BK$22655,0),\"\")","v":""},{"$f":"IF(O5922=\"\",\"\",INDEX(EIA_Units!P5922:'EIA_Units'!$P$6:$P$22655,O5922))","v":""},""]
[null,"NGCC","NY","Bethpage Power Plant",50292,"GEN6","NG","CC",60,null,"Electric Utility/IPP Non-CHP","N","",null,{"$f":"IF(B5927=\"CoalST\",MATCH(E5927&\"|\"&F5927,EIA_Units!$BK$6:$BK$22655,0),\"\")","v":""},{"$f":"IF(O5927=\"\",\"\",INDEX(EIA_Units!P5927:'EIA_Units'!$P$6:$P$22655,O5927))","v":""},""]
[null,"NGCC","PA","Bethlehem Power Plant",55690,"STG4","NG","CC",230,null,"Electric Utility/IPP Non-CHP","N","",null,{"$f":"IF(B5942=\"CoalST\",MATCH(E5942&\"|\"&F5942,EIA_Units!$BK$6:$BK$22655,0),\"\")","v":""},{"$f":"IF(O5942=\"\",\"\",INDEX(EIA_Units!P5942:'EIA_Units'!$P$6:$P$22655,O5942))","v":""},""]
[null,"NGCC","PA","Bethlehem Power Plant",55690,"STG8","NG","CC",230,null,"Electric Utility/IPP Non-CHP","N","",null,{"$f":"IF(B5943=\"CoalST\",MATCH(E5943&\"|\"&F5943,EIA_Units!$BK$6:$BK$22655,0),\"\")","v":""},{"$f":"IF(O5943=\"\",\"\",INDEX(EIA_Units!P5943:'EIA_Units'!$P$6:$P$22655,O5943))","v":""},""]
[null,"EXCLUDE","IA","Roquette America",57953,"HRSG","NG","CC",10,0,"Industrial CHP","Y","Combined Cycle (PRMVR=CC) unit under 25MW",null,{"$f":"IF(B5958=\"CoalST\",MATCH(E5958&\"|\"&F5958,EIA_Units!$BK$6:$BK$22655,0),\"\")","v":""},{"$f":"IF(O5958=\"\",\"\",INDEX(EIA_Units!P5958:'EIA_Units'!$P$6:$P$22655,O5958))","v":""},""]
[null,"NGCC","TX","Barney M Davis",4939,"3","NG","CC",189.6,null,"Electric Utility/IPP Non-CHP","N","",null,{"$f":"IF(B5969=\"CoalST\",MATCH(E5969&\"|\"&F5969,EIA_Units!$BK$6:$BK$22655,0),\"\")","v":""},{"$f":"IF(O5969=\"\",\"\",INDEX(EIA_Units!P5969:'EIA_Units'!$P$6:$P$22655,O5969))","v":""},""]
[null,"Exclude","SC","Hagood",3285,"5","NG","GT",32,null,"Electric Utility","N","Low utilization CT",null,{"$f":"IF(B5974=\"CoalST\",MATCH(E5974&\"|\"&F5974,EIA_Units!$BK$6:$BK$22655,0),\"\")","v":""},{"$f":"IF(O5974=\"\",\"\",INDEX(EIA_Units!P5974:'EIA_Units'!$P$6:$P$22655,O5974))","v":""},""]
[null,"NGCC","CO","Front Range Power Plant",55283,"1","NG","CC",154,null,"Electric Utility","N","",null,{"$f":"IF(B5989=\"CoalST\",MATCH(E5989&\"|\"&F5989,EIA_Units!$BK$6:$BK$22655,0),\"\")","v":""},{"$f":"IF(O5989=\"\",\"\",INDEX(EIA_Units!P5989:'EIA_Units'!$P$6:$P$22655,O5989))","v":""},""]
[null,"NGCC","NV","Las Vegas Cogeneration II LLC",55952,"GEN3","NG","CC",60.5,null,"Electric Utility/IPP Non-CHP","N","",null,{"$f":"IF(B6000=\"CoalST\",MATCH(E6000&\"|\"&F6000,EIA_Units!$BK$6:$BK$22655,0),\"\")","v":""},{"$f":"IF(O6000=\"\",\"\",INDEX(EIA_Units!P6000:'EIA_Units'!$P$6:$P$22655,O6000))","v":""},""]
[null,"NGCC","NV","Las Vegas Cogeneration II LLC",55952,"GEN7","NG","CC",27.8,null,"Electric Utility/IPP Non-CHP","N","",null,{"$f":"IF(B6004=\"CoalST\",MATCH(E6004&\"|\"&F6004,EIA_Units!$BK$6:$BK$22655,0),\"\")","v":""},{"$f":"IF(O6004=\"\",\"\",INDEX(EIA_Units!P6004:'EIA_Units'!$P$6:$P$22655,O6004))","v":""},""]
[null,"NGCC","TX","Sand Hill",7900,"5C","NG","CC",190,null,"Electric Utility","N","",null,{"$f":"IF(B6017=\"CoalST\",MATCH(E6017&\"|\"&F6017,EIA_Units!$BK$6:$BK$22655,0),\"\")","v":""},{"$f":"IF(O6017=\"\",\"\",INDEX(EIA_Units!P6017:'EIA_Units'!$P$6:$P$22655,O6017))","v":""},""]
[null,"NGCC","AR","Dell Power Station",55340,"CTG1","NG","CC",199.3,null,"Electric Utility","N","",null,{"$f":"IF(B6032=\"CoalST\",MATCH(E6032&\"|\"&F6032,EIA_Units!$BK$6:$BK$22655,0),\"\")","v":""},{"$f":"IF(O6032=\"\",\"\",INDEX(EIA_Units!P6032:'EIA_Units'!$P$6:$P$22655,O6032))","v":""},""]
[null,"NGCC","MN","Mankato Energy Center",56104,"STG1","NG","CC",320,null,"Electric Utility/IPP Non-CHP","N","",null,{"$f":"IF(B6037=\"CoalST\",MATCH(E6037&\"|\"&F6037,EIA_Units!$BK$6:$BK$22655,0),\"\")","v":""},{"$f":"IF(O6037=\"\",\"\",INDEX(EIA_Units!P6037:'EIA_Units'!$P$6:$P$22655,O6037))","v":""},""]
[null,"EXCLUDE","TX","Formosa Utility Venture Ltd",10554,"ST2","NG","CC",66.3,null,"Industrial CHP","Y","Commercial/Industrial Unit",null,{"$f":"IF(B6048=\"CoalST\",MATCH(E6048&\"|\"&F6048,EIA_Units!$BK$6:$BK$22655,0),\"\")","v":""},{"$f":"IF(O6048=\"\",\"\",INDEX(EIA_Units!P6048:'EIA_Units'!$P$6:$P$22655,O6048))","v":""},""]
[null,"NGCC","NV","Silverhawk",55841,"CT2","NG","CC",197.2,null,"Electric Utility","N","",null,{"$f":"IF(B6063=\"CoalST\",MATCH(E6063&\"|\"&F6063,EIA_Units!$BK$6:$BK$22655,0),\"\")","v":""},{"$f":"IF(O6063=\"\",\"\",INDEX(EIA_Units!P6063:'EIA_Units'!$P$6:$P$22655,O6063))","v":""},""]
[null,"NGCC","LA","Perryville Power Station",55620,"2-CT","NG","CC",186.2,null,"Electric Utility","N","",null,{"$f":"IF(B6068=\"CoalST\",MATCH(E6068&\"|\"&F6068,EIA_Units!$BK$6:$BK$22655,0),\"\")","v":""},{"$f":"IF(O6068=\"\",\"\",INDEX(EIA_Units!P6068:'EIA_Units'!$P$6:$P$22655,O6068))","v":""},""]
[null,"NGCC","IL","Holland Energy Facility",55334,"STG1","NG","CC",345.1,null,"Electric Utility","N","",null,{"$f":"IF(B6079=\"CoalST\",MATCH(E6079&\"|\"&F6079,EIA_Units!$BK$6:$BK$22655,0),\"\")","v":""},{"$f":"IF(O6079=\"\",\"\",INDEX(EIA_Units!P6079:'EIA_Units'!$P$6:$P$22655,O6079))","v":""},""]
[null,"NGCC","NJ","Bergen Generating Station",2398,"1501","NG","CC",325.2,null,"Electric Utility/IPP Non-CHP","N","",null,{"$f":"IF(B6084=\"CoalST\",MATCH(E6084&\"|\"&F6084,EIA_Units!$BK$6:$BK$22655,0),\"\")","v":""},{"$f":"IF(O6084=\"\",\"\",INDEX(EIA_Units!P6084:'EIA_Units'!$P$6:$P$22655,O6084))","v":""},""]
[null,"EXCLUDE","LA","LaO Energy Systems",52006,"GEN7","NG","CC",125,null,"Industrial CHP","Y","Commercial/Industrial Unit",null,{"$f":"IF(B6095=\"CoalST\",MATCH(E6095&\"|\"&F6095,EIA_Units!$BK$6:$BK$22655,0),\"\")","v":""},{"$f":"IF(O6095=\"\",\"\",INDEX(EIA_Units!P6095:'EIA_Units'!$P$6:$P$22655,O6095))","v":""},""]
[null,"NGCC","AZ","Desert Basin",55129,"CTG2","NG","CC",187,null,"Electric Utility","N","",null,{"$f":"IF(B6110=\"CoalST\",MATCH(E6110&\"|\"&F6110,EIA_Units!$BK$6:$BK$22655,0),\"\")","v":""},{"$f":"IF(O6110=\"\",\"\",INDEX(EIA_Units!P6110:'EIA_Units'!$P$6:$P$22655,O6110))","v":""},""]
[null,"NGCC","TX","Midlothian Energy Facility",55091,"STK2","NG","CC",289,null,"Electric Utility/IPP Non-CHP","N","",null,{"$f":"IF(B6115=\"CoalST\",MATCH(E6115&\"|\"&F6115,EIA_Units!$BK$6:$BK$22655,0),\"\")","v":""},{"$f":"IF(O6115=\"\",\"\",INDEX(EIA_Units!P6115:'EIA_Units'!$P$6:$P$22655,O6115))","v":""},""]
[null,"NGCC","OK","Oneta Energy Center",55225,"CTG3","NG","CC",176,null,"Electric Utility/IPP Non-CHP","N","",null,{"$f":"IF(B6129=\"CoalST\",MATCH(E6129&\"|\"&F6129,EIA_Units!$BK$6:$BK$22655,0),\"\")","v":""},{"$f":"IF(O6129=\"\",\"\",INDEX(EIA_Units!P6129:'EIA_Units'!$P$6:$P$22655,O6129))","v":""},""]
[null,"NGCC","AL","McWilliams",533,"3","NG","CC",25,null,"Electric Utility","N","",null,{"$f":"IF(B6142=\"CoalST\",MATCH(E6142&\"|\"&F6142,EIA_Units!$BK$6:$BK$22655,0),\"\")","v":""},{"$f":"IF(O6142=\"\",\"\",INDEX(EIA_Units!P6142:'EIA_Units'!$P$6:$P$22655,O6142))","v":""},""]
[null,"Exclude","AR","Harry D Mattison Gas Plant",56328,"4","NG","GT",88,null,"Electric Utility","N","Low utilization CT",null,{"$f":"IF(B6147=\"CoalST\",MATCH(E6147&\"|\"&F6147,EIA_Units!$BK$6:$BK$22655,0),\"\")","v":""},{"$f":"IF(O6147=\"\",\"\",INDEX(EIA_Units!P6147:'EIA_Units'!$P$6:$P$22655,O6147))","v":""},""]
[null,"NGCC","NV","Tracy",2336,"4","NG","CC",69.7,null,"Electric Utility","N","",null,{"$f":"IF(B6158=\"CoalST\",MATCH(E6158&\"|\"&F6158,EIA_Units!$BK$6:$BK$22655,0),\"\")","v":""},{"$f":"IF(O6158=\"\",\"\",INDEX(EIA_Units!P6158:'EIA_Units'!$P$6:$P$22655,O6158))","v":""},""]
[null,"NGCC","NM","Hobbs Generating Station",56458,"ST3","NG","CC",264.60000000000002,null,"Electric Utility/IPP Non-CHP","N","",null,{"$f":"IF(B6173=\"CoalST\",MATCH(E6173&\"|\"&F6173,EIA_Units!$BK$6:$BK$22655,0),\"\")","v":""},{"$f":"IF(O6173=\"\",\"\",INDEX(EIA_Units!P6173:'EIA_Units'!$P$6:$P$22655,O6173))","v":""},""]
[null,"NGCC","FL","Sanford",620,"4","NG","CC",436.1,null,"Electric Utility","N","",null,{"$f":"IF(B6184=\"CoalST\",MATCH(E6184&\"|\"&F6184,EIA_Units!$BK$6:$BK$22655,0),\"\")","v":""},{"$f":"IF(O6184=\"\",\"\",INDEX(EIA_Units!P6184:'EIA_Units'!$P$6:$P$22655,O6184))","v":""},""]
[null,"NGCC","FL","P L Bartow",634,"4AGT","NG","CC",208,null,"Electric Utility","N","",null,{"$f":"IF(B6189=\"CoalST\",MATCH(E6189&\"|\"&F6189,EIA_Units!$BK$6:$BK$22655,0),\"\")","v":""},{"$f":"IF(O6189=\"\",\"\",INDEX(EIA_Units!P6189:'EIA_Units'!$P$6:$P$22655,O6189))","v":""},""]
[null,"NGCC","TX","Hays Energy Project",55144,"U1","NG","CC",241.7,null,"Electric Utility/IPP Non-CHP","N","",null,{"$f":"IF(B6204=\"CoalST\",MATCH(E6204&\"|\"&F6204,EIA_Units!$BK$6:$BK$22655,0),\"\")","v":""},{"$f":"IF(O6204=\"\",\"\",INDEX(EIA_Units!P6204:'EIA_Units'!$P$6:$P$22655,O6204))","v":""},""]
[null,"NGCC","TX","Hays Energy Project",55144,"U2","NG","CC",241.7,null,"Electric Utility/IPP Non-CHP","N","",null,{"$f":"IF(B6205=\"CoalST\",MATCH(E6205&\"|\"&F6205,EIA_Units!$BK$6:$BK$22655,0),\"\")","v":""},{"$f":"IF(O6205=\"\",\"\",INDEX(EIA_Units!P6205:'EIA_Units'!$P$6:$P$22655,O6205))","v":""},""]
[null,"NGCC","UT","Currant Creek",56102,"CT1B","NG","CC",146.19999999999999,null,"Electric Utility","N","",null,{"$f":"IF(B6220=\"CoalST\",MATCH(E6220&\"|\"&F6220,EIA_Units!$BK$6:$BK$22655,0),\"\")","v":""},{"$f":"IF(O6220=\"\",\"\",INDEX(EIA_Units!P6220:'EIA_Units'!$P$6:$P$22655,O6220))","v":""},""]
[null,"NGCC","AL","Hog Bayou Energy Center",55241,"ST01","NG","CC",80,null,"Electric Utility/IPP Non-CHP","N","",null,{"$f":"IF(B6231=\"CoalST\",MATCH(E6231&\"|\"&F6231,EIA_Units!$BK$6:$BK$22655,0),\"\")","v":""},{"$f":"IF(O6231=\"\",\"\",INDEX(EIA_Units!P6231:'EIA_Units'!$P$6:$P$22655,O6231))","v":""},""]
[null,"NGCC","MS","Batesville Generation Facility",55063,"CTG2","NG","CC",184.5,null,"Electric Utility","N","",null,{"$f":"IF(B6236=\"CoalST\",MATCH(E6236&\"|\"&F6236,EIA_Units!$BK$6:$BK$22655,0),\"\")","v":""},{"$f":"IF(O6236=\"\",\"\",INDEX(EIA_Units!P6236:'EIA_Units'!$P$6:$P$22655,O6236))","v":""},""]
[null,"NGCC","MI","Zeeland Generating Station",55087,"2B","NG","CC",188.7,null,"Electric Utility/Cogeneration","Y","",null,{"$f":"IF(B6250=\"CoalST\",MATCH(E6250&\"|\"&F6250,EIA_Units!$BK$6:$BK$22655,0),\"\")","v":""},{"$f":"IF(O6250=\"\",\"\",INDEX(EIA_Units!P6250:'EIA_Units'!$P$6:$P$22655,O6250))","v":""},""]
[null,"NGCC","OK","Redbud Power Plant",55463,"CT03","NG","CC",198.9,null,"Electric Utility","N","",null,{"$f":"IF(B6263=\"CoalST\",MATCH(E6263&\"|\"&F6263,EIA_Units!$BK$6:$BK$22655,0),\"\")","v":""},{"$f":"IF(O6263=\"\",\"\",INDEX(EIA_Units!P6263:'EIA_Units'!$P$6:$P$22655,O6263))","v":""},""]
[null,"NGCC","OK","Redbud Power Plant",55463,"ST04","NG","CC",159.5,null,"Electric Utility","N","",null,{"$f":"IF(B6268=\"CoalST\",MATCH(E6268&\"|\"&F6268,EIA_Units!$BK$6:$BK$22655,0),\"\")","v":""},{"$f":"IF(O6268=\"\",\"\",INDEX(EIA_Units!P6268:'EIA_Units'!$P$6:$P$22655,O6268))","v":""},""]
[null,"NGCC","NY","Sithe Independence Station",54547,"1","NG","CC",169.2,null,"IPP CHP","Y","",null,{"$f":"IF(B6283=\"CoalST\",MATCH(E6283&\"|\"&F6283,EIA_Units!$BK$6:$BK$22655,0),\"\")","v":""},{"$f":"IF(O6283=\"\",\"\",INDEX(EIA_Units!P6283:'EIA_Units'!$P$6:$P$22655,O6283))","v":""},""]
[null,"NGCC","PA","Fayette Energy Facility",55516,"CTG2","NG","CC",163.5,null,"Electric Utility/IPP Non-CHP","N","",null,{"$f":"IF(B6294=\"CoalST\",MATCH(E6294&\"|\"&F6294,EIA_Units!$BK$6:$BK$22655,0),\"\")","v":""},{"$f":"IF(O6294=\"\",\"\",INDEX(EIA_Units!P6294:'EIA_Units'!$P$6:$P$22655,O6294))","v":""},""]
[null,"NGCC","TX","Lamar Power Project",55097,"CTG1","NG","CC",171.7,null,"Electric Utility/IPP Non-CHP","N","",null,{"$f":"IF(B6299=\"CoalST\",MATCH(E6299&\"|\"&F6299,EIA_Units!$BK$6:$BK$22655,0),\"\")","v":""},{"$f":"IF(O6299=\"\",\"\",INDEX(EIA_Units!P6299:'EIA_Units'!$P$6:$P$22655,O6299))","v":""},""]
[null,"NGCC","MS","Choctaw County",55706,"STG1","NG","CC",362,null,"Electric Utility/IPP Non-CHP","N","",null,{"$f":"IF(B6310=\"CoalST\",MATCH(E6310&\"|\"&F6310,EIA_Units!$BK$6:$BK$22655,0),\"\")","v":""},{"$f":"IF(O6310=\"\",\"\",INDEX(EIA_Units!P6310:'EIA_Units'!$P$6:$P$22655,O6310))","v":""},""]
[null,"NGCC","AZ","Red Hawk",55455,"CT2A","NG","CC",181.6,null,"Electric Utility","N","",null,{"$f":"IF(B6325=\"CoalST\",MATCH(E6325&\"|\"&F6325,EIA_Units!$BK$6:$BK$22655,0),\"\")","v":""},{"$f":"IF(O6325=\"\",\"\",INDEX(EIA_Units!P6325:'EIA_Units'!$P$6:$P$22655,O6325))","v":""},""]
[null,"NGCC","OK","Chouteau",7757,"1","NG","CC",176,null,"Electric Utility","N","",null,{"$f":"IF(B6330=\"CoalST\",MATCH(E6330&\"|\"&F6330,EIA_Units!$BK$6:$BK$22655,0),\"\")","v":""},{"$f":"IF(O6330=\"\",\"\",INDEX(EIA_Units!P6330:'EIA_Units'!$P$6:$P$22655,O6330))","v":""},""]
[null,"NGCC","TX","Guadalupe Generating Station",55153,"CTG2","NG","CC",171.1,null,"IPP Non-CHP","N","",null,{"$f":"IF(B6341=\"CoalST\",MATCH(E6341&\"|\"&F6341,EIA_Units!$BK$6:$BK$22655,0),\"\")","v":""},{"$f":"IF(O6341=\"\",\"\",INDEX(EIA_Units!P6341:'EIA_Units'!$P$6:$P$22655,O6341))","v":""},""]
[null,"NGCC","AL","Decatur Energy Center",55292,"STG1","NG","CC",270,null,"Electric Utility/IPP Non-CHP","N","",null,{"$f":"IF(B6346=\"CoalST\",MATCH(E6346&\"|\"&F6346,EIA_Units!$BK$6:$BK$22655,0),\"\")","v":""},{"$f":"IF(O6346=\"\",\"\",INDEX(EIA_Units!P6346:'EIA_Units'!$P$6:$P$22655,O6346))","v":""},""]
[null,"NGCC","NY","500MW CC",56196,"CT02","NG","CC",170,null,"Electric Utility","N","",null,{"$f":"IF(B6357=\"CoalST\",MATCH(E6357&\"|\"&F6357,EIA_Units!$BK$6:$BK$22655,0),\"\")","v":""},{"$f":"IF(O6357=\"\",\"\",INDEX(EIA_Units!P6357:'EIA_Units'!$P$6:$P$22655,O6357))","v":""},""]
[null,"NGCC","OH","Hanging Rock Energy Facility",55736,"2GT1","NG","CC",163.5,null,"Electric Utility/IPP Non-CHP","N","",null,{"$f":"IF(B6375=\"CoalST\",MATCH(E6375&\"|\"&F6375,EIA_Units!$BK$6:$BK$22655,0),\"\")","v":""},{"$f":"IF(O6375=\"\",\"\",INDEX(EIA_Units!P6375:'EIA_Units'!$P$6:$P$22655,O6375))","v":""},""]
[null,"NGCC","UT","Lake Side Power Plant",56237,"CT02","NG","CC",182.7,null,"Electric Utility","N","",null,{"$f":"IF(B6378=\"CoalST\",MATCH(E6378&\"|\"&F6378,EIA_Units!$BK$6:$BK$22655,0),\"\")","v":""},{"$f":"IF(O6378=\"\",\"\",INDEX(EIA_Units!P6378:'EIA_Units'!$P$6:$P$22655,O6378))","v":""},""]
[null,"EXCLUDE","NY","Riverbay",52168,"GEN3","NG","CC",12.9,null,"Commercial CHP","Y","Combined Cycle (PRMVR=CC) unit under 25MW",null,{"$f":"IF(B6389=\"CoalST\",MATCH(E6389&\"|\"&F6389,EIA_Units!$BK$6:$BK$22655,0),\"\")","v":""},{"$f":"IF(O6389=\"\",\"\",INDEX(EIA_Units!P6389:'EIA_Units'!$P$6:$P$22655,O6389))","v":""},""]
[null,"NGCC","NV","Chuck Lenzie Generating Station",55322,"CTG4","NG","CC",201.5,null,"Electric Utility","N","",null,{"$f":"IF(B6404=\"CoalST\",MATCH(E6404&\"|\"&F6404,EIA_Units!$BK$6:$BK$22655,0),\"\")","v":""},{"$f":"IF(O6404=\"\",\"\",INDEX(EIA_Units!P6404:'EIA_Units'!$P$6:$P$22655,O6404))","v":""},""]
[null,"NGCC","MN","High Bridge",1912,"8","NG","CC",197,null,"Electric Utility","N","",null,{"$f":"IF(B6409=\"CoalST\",MATCH(E6409&\"|\"&F6409,EIA_Units!$BK$6:$BK$22655,0),\"\")","v":""},{"$f":"IF(O6409=\"\",\"\",INDEX(EIA_Units!P6409:'EIA_Units'!$P$6:$P$22655,O6409))","v":""},""]
[null,"NGCC","AR","Union Power Partners LP",55380,"CTG5","NG","CC",176,null,"Electric Utility/IPP Non-CHP","N","",null,{"$f":"IF(B6420=\"CoalST\",MATCH(E6420&\"|\"&F6420,EIA_Units!$BK$6:$BK$22655,0),\"\")","v":""},{"$f":"IF(O6420=\"\",\"\",INDEX(EIA_Units!P6420:'EIA_Units'!$P$6:$P$22655,O6420))","v":""},""]
[null,"NGCC","IL","Kendall County Generation Facility",55131,"CTG4","NG","CC",180,null,"Electric Utility/IPP Non-CHP","N","",null,{"$f":"IF(B6435=\"CoalST\",MATCH(E6435&\"|\"&F6435,EIA_Units!$BK$6:$BK$22655,0),\"\")","v":""},{"$f":"IF(O6435=\"\",\"\",INDEX(EIA_Units!P6435:'EIA_Units'!$P$6:$P$22655,O6435))","v":""},""]
[null,"NGCC","CA","Dynegy Moss Landing Power Plant",260,"CT2B","NG","CC",233,null,"Electric Utility/IPP Non-CHP","N","",null,{"$f":"IF(B6446=\"CoalST\",MATCH(E6446&\"|\"&F6446,EIA_Units!$BK$6:$BK$22655,0),\"\")","v":""},{"$f":"IF(O6446=\"\",\"\",INDEX(EIA_Units!P6446:'EIA_Units'!$P$6:$P$22655,O6446))","v":""},""]
[null,"NGCC","FL","Martin",6043,"3ST","NG","CC",204,null,"Electric Utility","N","",null,{"$f":"IF(B6451=\"CoalST\",MATCH(E6451&\"|\"&F6451,EIA_Units!$BK$6:$BK$22655,0),\"\")","v":""},{"$f":"IF(O6451=\"\",\"\",INDEX(EIA_Units!P6451:'EIA_Units'!$P$6:$P$22655,O6451))","v":""},""]
[null,"NGCC","NJ","PSEG Linden Generating Station",2406,"2001","NG","CC",315,null,"Electric Utility/IPP Non-CHP","N","",null,{"$f":"IF(B6466=\"CoalST\",MATCH(E6466&\"|\"&F6466,EIA_Units!$BK$6:$BK$22655,0),\"\")","v":""},{"$f":"IF(O6466=\"\",\"\",INDEX(EIA_Units!P6466:'EIA_Units'!$P$6:$P$22655,O6466))","v":""},""]
[null,"NGCC","NJ","PSEG Linden Generating Station",2406,"2101","NG","CC",181.4,null,"Electric Utility/IPP Non-CHP","N","",null,{"$f":"IF(B6467=\"CoalST\",MATCH(E6467&\"|\"&F6467,EIA_Units!$BK$6:$BK$22655,0),\"\")","v":""},{"$f":"IF(O6467=\"\",\"\",INDEX(EIA_Units!P6467:'EIA_Units'!$P$6:$P$22655,O6467))","v":""},""]
[null,"NGCC","AZ","Mesquite Generating Station",55481,"ST1","NG","CC",321,null,"Electric Utility/IPP Non-CHP","N","",null,{"$f":"IF(B6482=\"CoalST\",MATCH(E6482&\"|\"&F6482,EIA_Units!$BK$6:$BK$22655,0),\"\")","v":""},{"$f":"IF(O6482=\"\",\"\",INDEX(EIA_Units!P6482:'EIA_Units'!$P$6:$P$22655,O6482))","v":""},""]
[null,"NGCC","AL","Barry",3,"A2ST","NG","CC",195.2,null,"Electric Utility","N","",null,{"$f":"IF(B6496=\"CoalST\",MATCH(E6496&\"|\"&F6496,EIA_Units!$BK$6:$BK$22655,0),\"\")","v":""},{"$f":"IF(O6496=\"\",\"\",INDEX(EIA_Units!P6496:'EIA_Units'!$P$6:$P$22655,O6496))","v":""},""]
[null,"NGCC","LA","Acadia Energy Center",55173,"CT24","NG","CC",212,null,"Electric Utility","N","",null,{"$f":"IF(B6499=\"CoalST\",MATCH(E6499&\"|\"&F6499,EIA_Units!$BK$6:$BK$22655,0),\"\")","v":""},{"$f":"IF(O6499=\"\",\"\",INDEX(EIA_Units!P6499:'EIA_Units'!$P$6:$P$22655,O6499))","v":""},""]
[null,"NGCC","PA","Hunterstown",55976,"201","NG","CC",179,null,"Electric Utility/IPP Non-CHP","N","",null,{"$f":"IF(B6514=\"CoalST\",MATCH(E6514&\"|\"&F6514,EIA_Units!$BK$6:$BK$22655,0),\"\")","v":""},{"$f":"IF(O6514=\"\",\"\",INDEX(EIA_Units!P6514:'EIA_Units'!$P$6:$P$22655,O6514))","v":""},""]
[null,"NGCC","CA","Lodi Energy Center",57978,"ST1","NG","CC",130,null,"Electric Utility","N","",null,{"$f":"IF(B6525=\"CoalST\",MATCH(E6525&\"|\"&F6525,EIA_Units!$BK$6:$BK$22655,0),\"\")","v":""},{"$f":"IF(O6525=\"\",\"\",INDEX(EIA_Units!P6525:'EIA_Units'!$P$6:$P$22655,O6525))","v":""},""]
[null,"NGCC","PA","Liberty Electric Power Plant",55231,"GTG2","NG","CC",186,null,"Electric Utility/IPP Non-CHP","N","",null,{"$f":"IF(B6530=\"CoalST\",MATCH(E6530&\"|\"&F6530,EIA_Units!$BK$6:$BK$22655,0),\"\")","v":""},{"$f":"IF(O6530=\"\",\"\",INDEX(EIA_Units!P6530:'EIA_Units'!$P$6:$P$22655,O6530))","v":""},""]
[null,"NGCC","NC","Sherwood H Smith Jr Energy Complex",7805,"9","NG","CC",191.2,null,"Electric Utility","N","",null,{"$f":"IF(B6545=\"CoalST\",MATCH(E6545&\"|\"&F6545,EIA_Units!$BK$6:$BK$22655,0),\"\")","v":""},{"$f":"IF(O6545=\"\",\"\",INDEX(EIA_Units!P6545:'EIA_Units'!$P$6:$P$22655,O6545))","v":""},""]
[null,"NGCC","GA","Jack McDonough",710,"4","NG","CC",375,null,"Electric Utility","N","",null,{"$f":"IF(B6556=\"CoalST\",MATCH(E6556&\"|\"&F6556,EIA_Units!$BK$6:$BK$22655,0),\"\")","v":""},{"$f":"IF(O6556=\"\",\"\",INDEX(EIA_Units!P6556:'EIA_Units'!$P$6:$P$22655,O6556))","v":""},""]
[null,"NGCC","MA","Fore River Generating Station",55317,"ST15","NG","CC",315,null,"Electric Utility/IPP Non-CHP","N","",null,{"$f":"IF(B6561=\"CoalST\",MATCH(E6561&\"|\"&F6561,EIA_Units!$BK$6:$BK$22655,0),\"\")","v":""},{"$f":"IF(O6561=\"\",\"\",INDEX(EIA_Units!P6561:'EIA_Units'!$P$6:$P$22655,O6561))","v":""},""]
[null,"NGCC","MS","Caledonia",55197,"STG1","NG","CC",106,null,"Electric Utility","N","",null,{"$f":"IF(B6572=\"CoalST\",MATCH(E6572&\"|\"&F6572,EIA_Units!$BK$6:$BK$22655,0),\"\")","v":""},{"$f":"IF(O6572=\"\",\"\",INDEX(EIA_Units!P6572:'EIA_Units'!$P$6:$P$22655,O6572))","v":""},""]
[null,"EXCLUDE","NJ","Red Oak Power LLC",55239,"0003","NG","CC",212,null,"Industrial/IPP Non-CHP","N","Commercial/Industrial Unit",null,{"$f":"IF(B6587=\"CoalST\",MATCH(E6587&\"|\"&F6587,EIA_Units!$BK$6:$BK$22655,0),\"\")","v":""},{"$f":"IF(O6587=\"\",\"\",INDEX(EIA_Units!P6587:'EIA_Units'!$P$6:$P$22655,O6587))","v":""},""]
[null,"NGCC","TX","Freestone Energy Center",55226,"GT1","NG","CC",166.7,null,"IPP Non-CHP","N","",null,{"$f":"IF(B6592=\"CoalST\",MATCH(E6592&\"|\"&F6592,EIA_Units!$BK$6:$BK$22655,0),\"\")","v":""},{"$f":"IF(O6592=\"\",\"\",INDEX(EIA_Units!P6592:'EIA_Units'!$P$6:$P$22655,O6592))","v":""},""]
[null,"NGCC","MA","Mystic Generating Station",1588,"ST96","NG","CC",315,null,"Electric Utility/IPP Non-CHP","N","",null,{"$f":"IF(B6603=\"CoalST\",MATCH(E6603&\"|\"&F6603,EIA_Units!$BK$6:$BK$22655,0),\"\")","v":""},{"$f":"IF(O6603=\"\",\"\",INDEX(EIA_Units!P6603:'EIA_Units'!$P$6:$P$22655,O6603))","v":""},""]
[null,"NGCC","OR","Hermiston Power Partnership",55328,"STG1","NG","CC",264.39999999999998,null,"Electric Utility/IPP Non-CHP","N","",null,{"$f":"IF(B6610=\"CoalST\",MATCH(E6610&\"|\"&F6610,EIA_Units!$BK$6:$BK$22655,0),\"\")","v":""},{"$f":"IF(O6610=\"\",\"\",INDEX(EIA_Units!P6610:'EIA_Units'!$P$6:$P$22655,O6610))","v":""},""]
[null,"NGCC","IN","Lawrenceburg Energy Facility",55502,"0200","NG","CC",268,null,"Electric Utility","N","",null,{"$f":"IF(B6624=\"CoalST\",MATCH(E6624&\"|\"&F6624,EIA_Units!$BK$6:$BK$22655,0),\"\")","v":""},{"$f":"IF(O6624=\"\",\"\",INDEX(EIA_Units!P6624:'EIA_Units'!$P$6:$P$22655,O6624))","v":""},""]
[null,"NGCC","TX","Hidalgo Energy Center",55545,"CTG1","NG","CC",176.6,null,"Electric Utility/IPP Non-CHP","N","",null,{"$f":"IF(B6635=\"CoalST\",MATCH(E6635&\"|\"&F6635,EIA_Units!$BK$6:$BK$22655,0),\"\")","v":""},{"$f":"IF(O6635=\"\",\"\",INDEX(EIA_Units!P6635:'EIA_Units'!$P$6:$P$22655,O6635))","v":""},""]
[null,"NGCC","CA","Delta Energy Center",55333,"STG1","NG","CC",306,null,"Electric Utility/IPP Non-CHP","N","",null,{"$f":"IF(B6640=\"CoalST\",MATCH(E6640&\"|\"&F6640,EIA_Units!$BK$6:$BK$22655,0),\"\")","v":""},{"$f":"IF(O6640=\"\",\"\",INDEX(EIA_Units!P6640:'EIA_Units'!$P$6:$P$22655,O6640))","v":""},""]
[null,"NGCC","OK","Kiamichi Energy Facility",55501,"CTG4","NG","CC",183.9,null,"Electric Utility/IPP Non-CHP","N","",null,{"$f":"IF(B6651=\"CoalST\",MATCH(E6651&\"|\"&F6651,EIA_Units!$BK$6:$BK$22655,0),\"\")","v":""},{"$f":"IF(O6651=\"\",\"\",INDEX(EIA_Units!P6651:'EIA_Units'!$P$6:$P$22655,O6651))","v":""},""]
[null,"NGCC","WI","Port Washington Generating Station",4040,"1CT1","NG","CC",167.9,null,"Electric Utility","N","",null,{"$f":"IF(B6666=\"CoalST\",MATCH(E6666&\"|\"&F6666,EIA_Units!$BK$6:$BK$22655,0),\"\")","v":""},{"$f":"IF(O6666=\"\",\"\",INDEX(EIA_Units!P6666:'EIA_Units'!$P$6:$P$22655,O6666))","v":""},""]
[null,"NGCC","WI","Port Washington Generating Station",4040,"ST2","NG","CC",268.60000000000002,null,"Electric Utility","N","",null,{"$f":"IF(B6671=\"CoalST\",MATCH(E6671&\"|\"&F6671,EIA_Units!$BK$6:$BK$22655,0),\"\")","v":""},{"$f":"IF(O6671=\"\",\"\",INDEX(EIA_Units!P6671:'EIA_Units'!$P$6:$P$22655,O6671))","v":""},""]
[null,"NGCC","FL","Stanton Energy Center",564,"B1","NG","CC",203.2,null,"Electric Utility","N","",null,{"$f":"IF(B6682=\"CoalST\",MATCH(E6682&\"|\"&F6682,EIA_Units!$BK$6:$BK$22655,0),\"\")","v":""},{"$f":"IF(O6682=\"\",\"\",INDEX(EIA_Units!P6682:'EIA_Units'!$P$6:$P$22655,O6682))","v":""},""]
[null,"NGCC","CA","Metcalf Energy Center",55393,"CTG2","NG","CC",200,null,"Electric Utility/IPP Non-CHP","N","",null,{"$f":"IF(B6697=\"CoalST\",MATCH(E6697&\"|\"&F6697,EIA_Units!$BK$6:$BK$22655,0),\"\")","v":""},{"$f":"IF(O6697=\"\",\"\",INDEX(EIA_Units!P6697:'EIA_Units'!$P$6:$P$22655,O6697))","v":""},""]
[null,"NGCC","CA","High Desert Power Plant",55518,"STG1","NG","CC",333,null,"Electric Utility/IPP Non-CHP","N","",null,{"$f":"IF(B6702=\"CoalST\",MATCH(E6702&\"|\"&F6702,EIA_Units!$BK$6:$BK$22655,0),\"\")","v":""},{"$f":"IF(O6702=\"\",\"\",INDEX(EIA_Units!P6702:'EIA_Units'!$P$6:$P$22655,O6702))","v":""},""]
[null,"NGCC","MA","ANP Blackstone Energy Project",55212,"U2","NG","CC",289,null,"Electric Utility/IPP Non-CHP","N","",null,{"$f":"IF(B6713=\"CoalST\",MATCH(E6713&\"|\"&F6713,EIA_Units!$BK$6:$BK$22655,0),\"\")","v":""},{"$f":"IF(O6713=\"\",\"\",INDEX(EIA_Units!P6713:'EIA_Units'!$P$6:$P$22655,O6713))","v":""},""]
[null,"NGCC","AR","Magnet Cove",55714,"ST1","NG","CC",262,null,"Electric Utility","N","",null,{"$f":"IF(B6728=\"CoalST\",MATCH(E6728&\"|\"&F6728,EIA_Units!$BK$6:$BK$22655,0),\"\")","v":""},{"$f":"IF(O6728=\"\",\"\",INDEX(EIA_Units!P6728:'EIA_Units'!$P$6:$P$22655,O6728))","v":""},""]
[null,"NGCC","AZ","West Phoenix",117,"C5-1","NG","CC",184.5,null,"Electric Utility","N","",null,{"$f":"IF(B6735=\"CoalST\",MATCH(E6735&\"|\"&F6735,EIA_Units!$BK$6:$BK$22655,0),\"\")","v":""},{"$f":"IF(O6735=\"\",\"\",INDEX(EIA_Units!P6735:'EIA_Units'!$P$6:$P$22655,O6735))","v":""},""]
[null,"NGCC","CA","Palomar Energy",55985,"CTG1","NG","CC",165,null,"Electric Utility","N","",null,{"$f":"IF(B6745=\"CoalST\",MATCH(E6745&\"|\"&F6745,EIA_Units!$BK$6:$BK$22655,0),\"\")","v":""},{"$f":"IF(O6745=\"\",\"\",INDEX(EIA_Units!P6745:'EIA_Units'!$P$6:$P$22655,O6745))","v":""},""]
[null,"NGCC","FL","Manatee",6042,"B","NG","CC",188.2,null,"Electric Utility","N","",null,{"$f":"IF(B6750=\"CoalST\",MATCH(E6750&\"|\"&F6750,EIA_Units!$BK$6:$BK$22655,0),\"\")","v":""},{"$f":"IF(O6750=\"\",\"\",INDEX(EIA_Units!P6750:'EIA_Units'!$P$6:$P$22655,O6750))","v":""},""]
[null,"NGCC","NC","Buck",2720,"ST10","NG","CC",320.5,null,"Electric Utility","N","",null,{"$f":"IF(B6761=\"CoalST\",MATCH(E6761&\"|\"&F6761,EIA_Units!$BK$6:$BK$22655,0),\"\")","v":""},{"$f":"IF(O6761=\"\",\"\",INDEX(EIA_Units!P6761:'EIA_Units'!$P$6:$P$22655,O6761))","v":""},""]
[null,"NGCC","PA","Allegheny Energy Units 3 4 & 5",55710,"UNT3","NG","CC",184,null,"Electric Utility/IPP Non-CHP","N","",null,{"$f":"IF(B6776=\"CoalST\",MATCH(E6776&\"|\"&F6776,EIA_Units!$BK$6:$BK$22655,0),\"\")","v":""},{"$f":"IF(O6776=\"\",\"\",INDEX(EIA_Units!P6776:'EIA_Units'!$P$6:$P$22655,O6776))","v":""},""]
[null,"NGCC","ME","Westbrook Energy Center Power Plant",55294,"GTG1","NG","CC",184.2,null,"Electric Utility/IPP Non-CHP","N","",null,{"$f":"IF(B6787=\"CoalST\",MATCH(E6787&\"|\"&F6787,EIA_Units!$BK$6:$BK$22655,0),\"\")","v":""},{"$f":"IF(O6787=\"\",\"\",INDEX(EIA_Units!P6787:'EIA_Units'!$P$6:$P$22655,O6787))","v":""},""]
[null,"NGCC","FL","Brandy Branch",7846,"004","NG","CC",228.1,null,"Electric Utility","N","",null,{"$f":"IF(B6792=\"CoalST\",MATCH(E6792&\"|\"&F6792,EIA_Units!$BK$6:$BK$22655,0),\"\")","v":""},{"$f":"IF(O6792=\"\",\"\",INDEX(EIA_Units!P6792:'EIA_Units'!$P$6:$P$22655,O6792))","v":""},""]
[null,"NGCC","FL","Hines Energy Complex",7302,"3ST","NG","CC",204,null,"Electric Utility","N","",null,{"$f":"IF(B6807=\"CoalST\",MATCH(E6807&\"|\"&F6807,EIA_Units!$BK$6:$BK$22655,0),\"\")","v":""},{"$f":"IF(O6807=\"\",\"\",INDEX(EIA_Units!P6807:'EIA_Units'!$P$6:$P$22655,O6807))","v":""},""]
[null,"NGCC","TX","Pasadena Cogeneration",55047,"CTG3","NG","CC",185,null,"IPP CHP","Y","",null,{"$f":"IF(B6818=\"CoalST\",MATCH(E6818&\"|\"&F6818,EIA_Units!$BK$6:$BK$22655,0),\"\")","v":""},{"$f":"IF(O6818=\"\",\"\",INDEX(EIA_Units!P6818:'EIA_Units'!$P$6:$P$22655,O6818))","v":""},""]
[null,"NGCC","AL","H Allen Franklin Combined Cycle",7710,"CT2B","NG","CC",203.1,null,"Electric Utility/IPP Non-CHP","N","",null,{"$f":"IF(B6823=\"CoalST\",MATCH(E6823&\"|\"&F6823,EIA_Units!$BK$6:$BK$22655,0),\"\")","v":""},{"$f":"IF(O6823=\"\",\"\",INDEX(EIA_Units!P6823:'EIA_Units'!$P$6:$P$22655,O6823))","v":""},""]
[null,"NGCC","OR","Coyote Springs II",7931,"2","NG","CC",117,null,"Electric Utility","N","",null,{"$f":"IF(B6838=\"CoalST\",MATCH(E6838&\"|\"&F6838,EIA_Units!$BK$6:$BK$22655,0),\"\")","v":""},{"$f":"IF(O6838=\"\",\"\",INDEX(EIA_Units!P6838:'EIA_Units'!$P$6:$P$22655,O6838))","v":""},""]
[null,"Exclude","IL","Elwood Energy LLC",55199,"GT1","NG","GT",192,null,"Electric Utility/IPP Non-CHP","N","Low utilization CT",null,{"$f":"IF(B6849=\"CoalST\",MATCH(E6849&\"|\"&F6849,EIA_Units!$BK$6:$BK$22655,0),\"\")","v":""},{"$f":"IF(O6849=\"\",\"\",INDEX(EIA_Units!P6849:'EIA_Units'!$P$6:$P$22655,O6849))","v":""},""]
[null,"NGCC","OK","McClain Energy Facility",55457,"CT1","NG","CC",150.1,null,"Electric Utility","N","",null,{"$f":"IF(B6856=\"CoalST\",MATCH(E6856&\"|\"&F6856,EIA_Units!$BK$6:$BK$22655,0),\"\")","v":""},{"$f":"IF(O6856=\"\",\"\",INDEX(EIA_Units!P6856:'EIA_Units'!$P$6:$P$22655,O6856))","v":""},""]
[null,"EXCLUDE","CA","Kaiser Downey",58128,"KRSO2","LFG","FC",0.2,null,"IPP Non-CHP","N","Fuel Cell (PRMVR=FC)",null,{"$f":"IF(B6866=\"CoalST\",MATCH(E6866&\"|\"&F6866,EIA_Units!$BK$6:$BK$22655,0),\"\")","v":""},{"$f":"IF(O6866=\"\",\"\",INDEX(EIA_Units!P6866:'EIA_Units'!$P$6:$P$22655,O6866))","v":""},""]
[null,"NGCC","GA","Wansley Combined Cycle",55965,"CT6B","NG","CC",203.1,null,"Electric Utility/IPP Non-CHP","N","",null,{"$f":"IF(B6871=\"CoalST\",MATCH(E6871&\"|\"&F6871,EIA_Units!$BK$6:$BK$22655,0),\"\")","v":""},{"$f":"IF(O6871=\"\",\"\",INDEX(EIA_Units!P6871:'EIA_Units'!$P$6:$P$22655,O6871))","v":""},""]
[null,"NGCC","FL","West County Energy Center",56407,"2ST","NG","CC",527,null,"Electric Utility","N","",null,{"$f":"IF(B6886=\"CoalST\",MATCH(E6886&\"|\"&F6886,EIA_Units!$BK$6:$BK$22655,0),\"\")","v":""},{"$f":"IF(O6886=\"\",\"\",INDEX(EIA_Units!P6886:'EIA_Units'!$P$6:$P$22655,O6886))","v":""},""]
[null,"NGCC","AL","E B Harris Electric Generating Plant",7897,"CT2B","NG","CC",185,null,"Electric Utility/IPP Non-CHP","N","",null,{"$f":"IF(B6897=\"CoalST\",MATCH(E6897&\"|\"&F6897,EIA_Units!$BK$6:$BK$22655,0),\"\")","v":""},{"$f":"IF(O6897=\"\",\"\",INDEX(EIA_Units!P6897:'EIA_Units'!$P$6:$P$22655,O6897))","v":""},""]
[null,"NGCC","LA","Ouachita",55467,"STG3","NG","CC",122,null,"Electric Utility","N","",null,{"$f":"IF(B6902=\"CoalST\",MATCH(E6902&\"|\"&F6902,EIA_Units!$BK$6:$BK$22655,0),\"\")","v":""},{"$f":"IF(O6902=\"\",\"\",INDEX(EIA_Units!P6902:'EIA_Units'!$P$6:$P$22655,O6902))","v":""},""]
[null,"NGCC","MS","Victor J Daniel Jr",6073,"4","NG","CC",185.5,null,"Electric Utility","N","",null,{"$f":"IF(B6913=\"CoalST\",MATCH(E6913&\"|\"&F6913,EIA_Units!$BK$6:$BK$22655,0),\"\")","v":""},{"$f":"IF(O6913=\"\",\"\",INDEX(EIA_Units!P6913:'EIA_Units'!$P$6:$P$22655,O6913))","v":""},""]
[null,"Exclude","FL","P L Bartow",634,"P1","DFO","GT",55.7,null,"Electric Utility","N","Low utilization CT",null,{"$f":"IF(B6928=\"CoalST\",MATCH(E6928&\"|\"&F6928,EIA_Units!$BK$6:$BK$22655,0),\"\")","v":""},{"$f":"IF(O6928=\"\",\"\",INDEX(EIA_Units!P6928:'EIA_Units'!$P$6:$P$22655,O6928))","v":""},""]
[null,"EXCLUDE","DE","Brookside Newark",58110,"BRK","NG","FC",3.1,null,"IPP Non-CHP","N","Fuel Cell (PRMVR=FC)",null,{"$f":"IF(B6933=\"CoalST\",MATCH(E6933&\"|\"&F6933,EIA_Units!$BK$6:$BK$22655,0),\"\")","v":""},{"$f":"IF(O6933=\"\",\"\",INDEX(EIA_Units!P6933:'EIA_Units'!$P$6:$P$22655,O6933))","v":""},""]
[null,"NGCC","CO","Rifle Generating Station",10755,"ST1","NG","CC",39,null,"Electric Utility","N","",null,{"$f":"IF(B6944=\"CoalST\",MATCH(E6944&\"|\"&F6944,EIA_Units!$BK$6:$BK$22655,0),\"\")","v":""},{"$f":"IF(O6944=\"\",\"\",INDEX(EIA_Units!P6944:'EIA_Units'!$P$6:$P$22655,O6944))","v":""},""]
[null,"Exclude","IL","University Park North",55640,"12","NG","GT",45,null,"Electric Utility/IPP Non-CHP","N","Low utilization CT",null,{"$f":"IF(B6959=\"CoalST\",MATCH(E6959&\"|\"&F6959,EIA_Units!$BK$6:$BK$22655,0),\"\")","v":""},{"$f":"IF(O6959=\"\",\"\",INDEX(EIA_Units!P6959:'EIA_Units'!$P$6:$P$22655,O6959))","v":""},""]
[null,"NGCC","MS","Hinds Energy Facility",55218,"H01","NG","CC",176.6,null,"Electric Utility","N","",null,{"$f":"IF(B6964=\"CoalST\",MATCH(E6964&\"|\"&F6964,EIA_Units!$BK$6:$BK$22655,0),\"\")","v":""},{"$f":"IF(O6964=\"\",\"\",INDEX(EIA_Units!P6964:'EIA_Units'!$P$6:$P$22655,O6964))","v":""},""]
[null,"Exclude","IL","Elwood Energy LLC",55199,"GT2","NG","GT",192,null,"Electric Utility/IPP Non-CHP","N","Low utilization CT",null,{"$f":"IF(B6981=\"CoalST\",MATCH(E6981&\"|\"&F6981,EIA_Units!$BK$6:$BK$22655,0),\"\")","v":""},{"$f":"IF(O6981=\"\",\"\",INDEX(EIA_Units!P6981:'EIA_Units'!$P$6:$P$22655,O6981))","v":""},""]
[null,"NGCC","MS","Attala",55220,"A02","NG","CC",176.6,null,"Electric Utility","N","",null,{"$f":"IF(B6991=\"CoalST\",MATCH(E6991&\"|\"&F6991,EIA_Units!$BK$6:$BK$22655,0),\"\")","v":""},{"$f":"IF(O6991=\"\",\"\",INDEX(EIA_Units!P6991:'EIA_Units'!$P$6:$P$22655,O6991))","v":""},""]
[null,"Exclude","OH","Bowling Green Generating Station",55262,"CT1","NG","GT",33,null,"Electric Utility","N","Low utilization CT",null,{"$f":"IF(B6992=\"CoalST\",MATCH(E6992&\"|\"&F6992,EIA_Units!$BK$6:$BK$22655,0),\"\")","v":""},{"$f":"IF(O6992=\"\",\"\",INDEX(EIA_Units!P6992:'EIA_Units'!$P$6:$P$22655,O6992))","v":""},""]
[null,"NGCC","CT","Kleen Energy Systems Project",56798,"U2","NG","CC",199,null,"Electric Utility/IPP Non-CHP","N","",null,{"$f":"IF(B7007=\"CoalST\",MATCH(E7007&\"|\"&F7007,EIA_Units!$BK$6:$BK$22655,0),\"\")","v":""},{"$f":"IF(O7007=\"\",\"\",INDEX(EIA_Units!P7007:'EIA_Units'!$P$6:$P$22655,O7007))","v":""},""]
[null,"Exclude","WA","Fredonia",607,"4","NG","GT",58.9,null,"Electric Utility","N","Low utilization CT",null,{"$f":"IF(B7012=\"CoalST\",MATCH(E7012&\"|\"&F7012,EIA_Units!$BK$6:$BK$22655,0),\"\")","v":""},{"$f":"IF(O7012=\"\",\"\",INDEX(EIA_Units!P7012:'EIA_Units'!$P$6:$P$22655,O7012))","v":""},""]
[null,"Exclude","TN","Johnsonville",3406,"G14","NG","GT",68,null,"Electric Utility","N","Low utilization CT",null,{"$f":"IF(B7023=\"CoalST\",MATCH(E7023&\"|\"&F7023,EIA_Units!$BK$6:$BK$22655,0),\"\")","v":""},{"$f":"IF(O7023=\"\",\"\",INDEX(EIA_Units!P7023:'EIA_Units'!$P$6:$P$22655,O7023))","v":""},""]
[null,"Exclude","NJ","PSEG Kearny Generating Station",2404,"141","NG","GT",60.5,null,"Electric Utility/IPP Non-CHP","N","Low utilization CT",null,{"$f":"IF(B7038=\"CoalST\",MATCH(E7038&\"|\"&F7038,EIA_Units!$BK$6:$BK$22655,0),\"\")","v":""},{"$f":"IF(O7038=\"\",\"\",INDEX(EIA_Units!P7038:'EIA_Units'!$P$6:$P$22655,O7038))","v":""},""]
[null,"Exclude","NJ","PSEG Kearny Generating Station",2404,"N124","NG","GT",60.5,null,"Electric Utility/IPP Non-CHP","N","Low utilization CT",null,{"$f":"IF(B7043=\"CoalST\",MATCH(E7043&\"|\"&F7043,EIA_Units!$BK$6:$BK$22655,0),\"\")","v":""},{"$f":"IF(O7043=\"\",\"\",INDEX(EIA_Units!P7043:'EIA_Units'!$P$6:$P$22655,O7043))","v":""},""]
[null,"Exclude","GA","Dahlberg",7709,"1","NG","GT",91.9,null,"Electric Utility/IPP Non-CHP","N","Low utilization CT",null,{"$f":"IF(B7054=\"CoalST\",MATCH(E7054&\"|\"&F7054,EIA_Units!$BK$6:$BK$22655,0),\"\")","v":""},{"$f":"IF(O7054=\"\",\"\",INDEX(EIA_Units!P7054:'EIA_Units'!$P$6:$P$22655,O7054))","v":""},""]
[null,"Exclude","WI","West Marinette",4076,"31","NG","GT",41.8,null,"Electric Utility","N","Low utilization CT",null,{"$f":"IF(B7069=\"CoalST\",MATCH(E7069&\"|\"&F7069,EIA_Units!$BK$6:$BK$22655,0),\"\")","v":""},{"$f":"IF(O7069=\"\",\"\",INDEX(EIA_Units!P7069:'EIA_Units'!$P$6:$P$22655,O7069))","v":""},""]
[null,"EXCLUDE","ME","Verso Paper",50243,"GEN5","NG","ST",24,null,"Industrial CHP","Y","Steam unit (PRMVR=ST) under 25MW/250 MMBtu/hr",null,{"$f":"IF(B7080=\"CoalST\",MATCH(E7080&\"|\"&F7080,EIA_Units!$BK$6:$BK$22655,0),\"\")","v":""},{"$f":"IF(O7080=\"\",\"\",INDEX(EIA_Units!P7080:'EIA_Units'!$P$6:$P$22655,O7080))","v":""},""]
[null,"Exclude","AZ","Black Mountain Generating Station",56482,"2","NG","GT",60.5,null,"Electric Utility","N","Low utilization CT",null,{"$f":"IF(B7085=\"CoalST\",MATCH(E7085&\"|\"&F7085,EIA_Units!$BK$6:$BK$22655,0),\"\")","v":""},{"$f":"IF(O7085=\"\",\"\",INDEX(EIA_Units!P7085:'EIA_Units'!$P$6:$P$22655,O7085))","v":""},""]
[null,"EXCLUDE","TX","BASF Freeport Works",55311,"GEN2","NG","ST",11.7,null,"Industrial CHP","Y","Steam unit (PRMVR=ST) under 25MW/250 MMBtu/hr",null,{"$f":"IF(B7100=\"CoalST\",MATCH(E7100&\"|\"&F7100,EIA_Units!$BK$6:$BK$22655,0),\"\")","v":""},{"$f":"IF(O7100=\"\",\"\",INDEX(EIA_Units!P7100:'EIA_Units'!$P$6:$P$22655,O7100))","v":""},""]
[null,"Exclude","WI","Wheaton",4014,"5","DFO","GT",53.1,null,"Electric Utility","N","Low utilization CT",null,{"$f":"IF(B7111=\"CoalST\",MATCH(E7111&\"|\"&F7111,EIA_Units!$BK$6:$BK$22655,0),\"\")","v":""},{"$f":"IF(O7111=\"\",\"\",INDEX(EIA_Units!P7111:'EIA_Units'!$P$6:$P$22655,O7111))","v":""},{"$f":"IF(O7111=\"\",\"\",2014-P7111)","v":""}]
[null,"Exclude","LA","Hargis-Hebert Electric Generating",56283,"U-2","NG","GT",50.4,null,"Electric Utility","N","Low utilization CT",null,{"$f":"IF(B7117=\"CoalST\",MATCH(E7117&\"|\"&F7117,EIA_Units!$BK$6:$BK$22655,0),\"\")","v":""},{"$f":"IF(O7117=\"\",\"\",INDEX(EIA_Units!P7117:'EIA_Units'!$P$6:$P$22655,O7117))","v":""},""]
[null,"Exclude","KS","Gordon Evans Energy Center",1240,"GT2","NG","GT",98.3,null,"Electric Utility","N","Low utilization CT",null,{"$f":"IF(B7128=\"CoalST\",MATCH(E7128&\"|\"&F7128,EIA_Units!$BK$6:$BK$22655,0),\"\")","v":""},{"$f":"IF(O7128=\"\",\"\",INDEX(EIA_Units!P7128:'EIA_Units'!$P$6:$P$22655,O7128))","v":""},""]
[null,"Exclude","IL","Gibson City",55201,"2","NG","GT",135,null,"Electric Utility/IPP Non-CHP","N","Low utilization CT",null,{"$f":"IF(B7133=\"CoalST\",MATCH(E7133&\"|\"&F7133,EIA_Units!$BK$6:$BK$22655,0),\"\")","v":""},{"$f":"IF(O7133=\"\",\"\",INDEX(EIA_Units!P7133:'EIA_Units'!$P$6:$P$22655,O7133))","v":""},""]
[null,"EXCLUDE","IA","NCAH Central Utility Plant",58265,"S-7A","NG","GT",1,null,"Commercial CHP","Y","Simple Cycle Turbine (PRMVR=GT or OT) unit under 25MW",null,{"$f":"IF(B7148=\"CoalST\",MATCH(E7148&\"|\"&F7148,EIA_Units!$BK$6:$BK$22655,0),\"\")","v":""},{"$f":"IF(O7148=\"\",\"\",INDEX(EIA_Units!P7148:'EIA_Units'!$P$6:$P$22655,O7148))","v":""},""]
[null,"NGCC","CO","Brush Generation Facility",10682,"GT2","NG","CC",25,null,"Electric Utility/IPP Non-CHP","N","",null,{"$f":"IF(B7159=\"CoalST\",MATCH(E7159&\"|\"&F7159,EIA_Units!$BK$6:$BK$22655,0),\"\")","v":""},{"$f":"IF(O7159=\"\",\"\",INDEX(EIA_Units!P7159:'EIA_Units'!$P$6:$P$22655,O7159))","v":""},""]
[null,"Exclude","CT","New Haven Harbor",6156,"2","NG","GT",60.5,null,"Electric Utility/IPP Non-CHP","N","Low utilization CT",null,{"$f":"IF(B7164=\"CoalST\",MATCH(E7164&\"|\"&F7164,EIA_Units!$BK$6:$BK$22655,0),\"\")","v":""},{"$f":"IF(O7164=\"\",\"\",INDEX(EIA_Units!P7164:'EIA_Units'!$P$6:$P$22655,O7164))","v":""},""]
[null,"Exclude","GA","Sewell Creek Energy",7813,"1","NG","GT",121,null,"Electric Utility","N","Low utilization CT",null,{"$f":"IF(B7179=\"CoalST\",MATCH(E7179&\"|\"&F7179,EIA_Units!$BK$6:$BK$22655,0),\"\")","v":""},{"$f":"IF(O7179=\"\",\"\",INDEX(EIA_Units!P7179:'EIA_Units'!$P$6:$P$22655,O7179))","v":""},""]
[null,"EXCLUDE","RI","Central Power Plant",50621,"GEN3","RFO","ST",2,null,"Commercial CHP","Y","Steam unit (PRMVR=ST) under 25MW/250 MMBtu/hr",null,{"$f":"IF(B7190=\"CoalST\",MATCH(E7190&\"|\"&F7190,EIA_Units!$BK$6:$BK$22655,0),\"\")","v":""},{"$f":"IF(O7190=\"\",\"\",INDEX(EIA_Units!P7190:'EIA_Units'!$P$6:$P$22655,O7190))","v":""},""]
[null,"EXCLUDE","CA","Parnassus Central Utility Plant",58198,"GTG2","NG","CC",5,null,"Commercial CHP","Y","Combined Cycle (PRMVR=CC) unit under 25MW",null,{"$f":"IF(B7195=\"CoalST\",MATCH(E7195&\"|\"&F7195,EIA_Units!$BK$6:$BK$22655,0),\"\")","v":""},{"$f":"IF(O7195=\"\",\"\",INDEX(EIA_Units!P7195:'EIA_Units'!$P$6:$P$22655,O7195))","v":""},""]
[null,"EXCLUDE","MA","Deer Island Treatment Plant",10823,"PV101","SUN","PV",0.1,null,"Commercial CHP","N","Non Combustion (NUC, WAT, WND, GEO, or SUN)",null,{"$f":"IF(B7206=\"CoalST\",MATCH(E7206&\"|\"&F7206,EIA_Units!$BK$6:$BK$22655,0),\"\")","v":""},{"$f":"IF(O7206=\"\",\"\",INDEX(EIA_Units!P7206:'EIA_Units'!$P$6:$P$22655,O7206))","v":""},""]
[null,"EXCLUDE","IL","LaSalle Generating Station",6026,"2","NUC","ST",1170,null,"IPP Non-CHP","N","Non Combustion (NUC, WAT, WND, GEO, or SUN)",null,{"$f":"IF(B7221=\"CoalST\",MATCH(E7221&\"|\"&F7221,EIA_Units!$BK$6:$BK$22655,0),\"\")","v":""},{"$f":"IF(O7221=\"\",\"\",INDEX(EIA_Units!P7221:'EIA_Units'!$P$6:$P$22655,O7221))","v":""},""]
[null,"EXCLUDE","MT","Big Fork",6459,"1","WAT","HY",1.7,null,"Electric Utility","N","Non Combustion (NUC, WAT, WND, GEO, or SUN)",null,{"$f":"IF(B7232=\"CoalST\",MATCH(E7232&\"|\"&F7232,EIA_Units!$BK$6:$BK$22655,0),\"\")","v":""},{"$f":"IF(O7232=\"\",\"\",INDEX(EIA_Units!P7232:'EIA_Units'!$P$6:$P$22655,O7232))","v":""},""]
[null,"EXCLUDE","NJ","PSEG Salem Generating Station",2410,"1","NUC","ST",1170,null,"IPP Non-CHP","N","Non Combustion (NUC, WAT, WND, GEO, or SUN)",null,{"$f":"IF(B7238=\"CoalST\",MATCH(E7238&\"|\"&F7238,EIA_Units!$BK$6:$BK$22655,0),\"\")","v":""},{"$f":"IF(O7238=\"\",\"\",INDEX(EIA_Units!P7238:'EIA_Units'!$P$6:$P$22655,O7238))","v":""},""]
[null,"EXCLUDE","VA","North Anna",6168,"1","NUC","ST",979.7,null,"Electric Utility","N","Non Combustion (NUC, WAT, WND, GEO, or SUN)",null,{"$f":"IF(B7253=\"CoalST\",MATCH(E7253&\"|\"&F7253,EIA_Units!$BK$6:$BK$22655,0),\"\")","v":""},{"$f":"IF(O7253=\"\",\"\",INDEX(EIA_Units!P7253:'EIA_Units'!$P$6:$P$22655,O7253))","v":""},""]
[null,"EXCLUDE","VA","North Anna",6168,"2","NUC","ST",979.7,null,"Electric Utility","N","Non Combustion (NUC, WAT, WND, GEO, or SUN)",null,{"$f":"IF(B7254=\"CoalST\",MATCH(E7254&\"|\"&F7254,EIA_Units!$BK$6:$BK$22655,0),\"\")","v":""},{"$f":"IF(O7254=\"\",\"\",INDEX(EIA_Units!P7254:'EIA_Units'!$P$6:$P$22655,O7254))","v":""},""]
[null,"EXCLUDE","MI","Donald C Cook",6000,"1","NUC","ST",1152,null,"Electric Utility","N","Non Combustion (NUC, WAT, WND, GEO, or SUN)",null,{"$f":"IF(B7269=\"CoalST\",MATCH(E7269&\"|\"&F7269,EIA_Units!$BK$6:$BK$22655,0),\"\")","v":""},{"$f":"IF(O7269=\"\",\"\",INDEX(EIA_Units!P7269:'EIA_Units'!$P$6:$P$22655,O7269))","v":""},""]
[null,"EXCLUDE","MT","Ryan",2194,"RYA4","WAT","HY",9.1999999999999993,null,"IPP Non-CHP","N","Non Combustion (NUC, WAT, WND, GEO, or SUN)",null,{"$f":"IF(B7274=\"CoalST\",MATCH(E7274&\"|\"&F7274,EIA_Units!$BK$6:$BK$22655,0),\"\")","v":""},{"$f":"IF(O7274=\"\",\"\",INDEX(EIA_Units!P7274:'EIA_Units'!$P$6:$P$22655,O7274))","v":""},""]
[null,"EXCLUDE","IL","Quad Cities Generating Station",880,"1","NUC","ST",1009.3,null,"IPP Non-CHP","N","Non Combustion (NUC, WAT, WND, GEO, or SUN)",null,{"$f":"IF(B7285=\"CoalST\",MATCH(E7285&\"|\"&F7285,EIA_Units!$BK$6:$BK$22655,0),\"\")","v":""},{"$f":"IF(O7285=\"\",\"\",INDEX(EIA_Units!P7285:'EIA_Units'!$P$6:$P$22655,O7285))","v":""},""]
[null,"EXCLUDE","OH","Perry",6020,"1","NUC","ST",1311.6,null,"IPP Non-CHP","N","Non Combustion (NUC, WAT, WND, GEO, or SUN)",null,{"$f":"IF(B7300=\"CoalST\",MATCH(E7300&\"|\"&F7300,EIA_Units!$BK$6:$BK$22655,0),\"\")","v":""},{"$f":"IF(O7300=\"\",\"\",INDEX(EIA_Units!P7300:'EIA_Units'!$P$6:$P$22655,O7300))","v":""},""]
[null,"EXCLUDE","MT","Hauser",2185,"HAU5","WAT","HY",2.8,null,"IPP Non-CHP","N","Non Combustion (NUC, WAT, WND, GEO, or SUN)",null,{"$f":"IF(B7305=\"CoalST\",MATCH(E7305&\"|\"&F7305,EIA_Units!$BK$6:$BK$22655,0),\"\")","v":""},{"$f":"IF(O7305=\"\",\"\",INDEX(EIA_Units!P7305:'EIA_Units'!$P$6:$P$22655,O7305))","v":""},""]
[null,"EXCLUDE","MT","Madison",6422,"MAD3","WAT","HY",2.2000000000000002,null,"IPP Non-CHP","N","Non Combustion (NUC, WAT, WND, GEO, or SUN)",null,{"$f":"IF(B7316=\"CoalST\",MATCH(E7316&\"|\"&F7316,EIA_Units!$BK$6:$BK$22655,0),\"\")","v":""},{"$f":"IF(O7316=\"\",\"\",INDEX(EIA_Units!P7316:'EIA_Units'!$P$6:$P$22655,O7316))","v":""},""]
[null,"EXCLUDE","ME","Veazie Hydro Station",1479,"VZ11","WAT","HY",0.3,null,"IPP Non-CHP","N","Non Combustion (NUC, WAT, WND, GEO, or SUN)",null,{"$f":"IF(B7331=\"CoalST\",MATCH(E7331&\"|\"&F7331,EIA_Units!$BK$6:$BK$22655,0),\"\")","v":""},{"$f":"IF(O7331=\"\",\"\",INDEX(EIA_Units!P7331:'EIA_Units'!$P$6:$P$22655,O7331))","v":""},""]
[null,"EXCLUDE","NC","Harris",6015,"1","NUC","ST",950.9,null,"Electric Utility","N","Non Combustion (NUC, WAT, WND, GEO, or SUN)",null,{"$f":"IF(B7342=\"CoalST\",MATCH(E7342&\"|\"&F7342,EIA_Units!$BK$6:$BK$22655,0),\"\")","v":""},{"$f":"IF(O7342=\"\",\"\",INDEX(EIA_Units!P7342:'EIA_Units'!$P$6:$P$22655,O7342))","v":""},""]
[null,"EXCLUDE","AL","Browns Ferry",46,"1","NUC","ST",1152,null,"Electric Utility","N","Non Combustion (NUC, WAT, WND, GEO, or SUN)",null,{"$f":"IF(B7346=\"CoalST\",MATCH(E7346&\"|\"&F7346,EIA_Units!$BK$6:$BK$22655,0),\"\")","v":""},{"$f":"IF(O7346=\"\",\"\",INDEX(EIA_Units!P7346:'EIA_Units'!$P$6:$P$22655,O7346))","v":""},""]
[null,"EXCLUDE","OR","Prospect 2",3033,"1","WAT","HY",16,null,"Electric Utility","N","Non Combustion (NUC, WAT, WND, GEO, or SUN)",null,{"$f":"IF(B7363=\"CoalST\",MATCH(E7363&\"|\"&F7363,EIA_Units!$BK$6:$BK$22655,0),\"\")","v":""},{"$f":"IF(O7363=\"\",\"\",INDEX(EIA_Units!P7363:'EIA_Units'!$P$6:$P$22655,O7363))","v":""},""]
[null,"EXCLUDE","MT","Holter",2186,"HOL4","WAT","HY",9.6,null,"IPP Non-CHP","N","Non Combustion (NUC, WAT, WND, GEO, or SUN)",null,{"$f":"IF(B7374=\"CoalST\",MATCH(E7374&\"|\"&F7374,EIA_Units!$BK$6:$BK$22655,0),\"\")","v":""},{"$f":"IF(O7374=\"\",\"\",INDEX(EIA_Units!P7374:'EIA_Units'!$P$6:$P$22655,O7374))","v":""},""]
[null,"EXCLUDE","NY","Robert Moses Power Dam",2694,"19","WAT","HY",57,null,"Electric Utility","N","Non Combustion (NUC, WAT, WND, GEO, or SUN)",null,{"$f":"IF(B7379=\"CoalST\",MATCH(E7379&\"|\"&F7379,EIA_Units!$BK$6:$BK$22655,0),\"\")","v":""},{"$f":"IF(O7379=\"\",\"\",INDEX(EIA_Units!P7379:'EIA_Units'!$P$6:$P$22655,O7379))","v":""},""]
[null,"EXCLUDE","WA","Long Lake",3867,"2","WAT","HY",17.5,null,"Electric Utility","N","Non Combustion (NUC, WAT, WND, GEO, or SUN)",null,{"$f":"IF(B7394=\"CoalST\",MATCH(E7394&\"|\"&F7394,EIA_Units!$BK$6:$BK$22655,0),\"\")","v":""},{"$f":"IF(O7394=\"\",\"\",INDEX(EIA_Units!P7394:'EIA_Units'!$P$6:$P$22655,O7394))","v":""},""]
[null,"EXCLUDE","WA","Long Lake",3867,"3","WAT","HY",17.5,null,"Electric Utility","N","Non Combustion (NUC, WAT, WND, GEO, or SUN)",null,{"$f":"IF(B7395=\"CoalST\",MATCH(E7395&\"|\"&F7395,EIA_Units!$BK$6:$BK$22655,0),\"\")","v":""},{"$f":"IF(O7395=\"\",\"\",INDEX(EIA_Units!P7395:'EIA_Units'!$P$6:$P$22655,O7395))","v":""},""]
[null,"EXCLUDE","PA","York Haven",3117,"1","WAT","HY",19.600000000000001,null,"IPP Non-CHP","N","Non Combustion (NUC, WAT, WND, GEO, or SUN)",null,{"$f":"IF(B7410=\"CoalST\",MATCH(E7410&\"|\"&F7410,EIA_Units!$BK$6:$BK$22655,0),\"\")","v":""},{"$f":"IF(O7410=\"\",\"\",INDEX(EIA_Units!P7410:'EIA_Units'!$P$6:$P$22655,O7410))","v":""},""]
[null,"EXCLUDE","ME","Bonny Eagle",1482,"3","WAT","HY",1.2,null,"IPP Non-CHP","N","Non Combustion (NUC, WAT, WND, GEO, or SUN)",null,{"$f":"IF(B7421=\"CoalST\",MATCH(E7421&\"|\"&F7421,EIA_Units!$BK$6:$BK$22655,0),\"\")","v":""},{"$f":"IF(O7421=\"\",\"\",INDEX(EIA_Units!P7421:'EIA_Units'!$P$6:$P$22655,O7421))","v":""},""]
[null,"EXCLUDE","OR","Siphon Power Project",50980,"GEN2","WAT","HY",2.7,null,"IPP Non-CHP","N","Non Combustion (NUC, WAT, WND, GEO, or SUN)",null,{"$f":"IF(B7426=\"CoalST\",MATCH(E7426&\"|\"&F7426,EIA_Units!$BK$6:$BK$22655,0),\"\")","v":""},{"$f":"IF(O7426=\"\",\"\",INDEX(EIA_Units!P7426:'EIA_Units'!$P$6:$P$22655,O7426))","v":""},""]
[null,"EXCLUDE","UT","Blundell",299,"2","GEO","ST",12,null,"Electric Utility","N","Non Combustion (NUC, WAT, WND, GEO, or SUN)",null,{"$f":"IF(B7441=\"CoalST\",MATCH(E7441&\"|\"&F7441,EIA_Units!$BK$6:$BK$22655,0),\"\")","v":""},{"$f":"IF(O7441=\"\",\"\",INDEX(EIA_Units!P7441:'EIA_Units'!$P$6:$P$22655,O7441))","v":""},""]
[null,"EXCLUDE","GA","Sibley Mill",54322,"2","WAT","HY",0.6,null,"Industrial Non-CHP","N","Non Combustion (NUC, WAT, WND, GEO, or SUN)",null,{"$f":"IF(B7452=\"CoalST\",MATCH(E7452&\"|\"&F7452,EIA_Units!$BK$6:$BK$22655,0),\"\")","v":""},{"$f":"IF(O7452=\"\",\"\",INDEX(EIA_Units!P7452:'EIA_Units'!$P$6:$P$22655,O7452))","v":""},""]
[null,"EXCLUDE","TX","South Texas Project",6251,"2","NUC","ST",1354.3,null,"IPP Non-CHP","N","Non Combustion (NUC, WAT, WND, GEO, or SUN)",null,{"$f":"IF(B7457=\"CoalST\",MATCH(E7457&\"|\"&F7457,EIA_Units!$BK$6:$BK$22655,0),\"\")","v":""},{"$f":"IF(O7457=\"\",\"\",INDEX(EIA_Units!P7457:'EIA_Units'!$P$6:$P$22655,O7457))","v":""},""]
[null,"EXCLUDE","WA","Chelan",6424,"A-1","WAT","HY",29.6,null,"Electric Utility","N","Non Combustion (NUC, WAT, WND, GEO, or SUN)",null,{"$f":"IF(B7471=\"CoalST\",MATCH(E7471&\"|\"&F7471,EIA_Units!$BK$6:$BK$22655,0),\"\")","v":""},{"$f":"IF(O7471=\"\",\"\",INDEX(EIA_Units!P7471:'EIA_Units'!$P$6:$P$22655,O7471))","v":""},""]
[null,"EXCLUDE","CA","Salton Sea Power Gen Co - Unit 3",10759,"GEN1","GEO","ST",53.9,null,"IPP Non-CHP","N","Non Combustion (NUC, WAT, WND, GEO, or SUN)",null,{"$f":"IF(B7484=\"CoalST\",MATCH(E7484&\"|\"&F7484,EIA_Units!$BK$6:$BK$22655,0),\"\")","v":""},{"$f":"IF(O7484=\"\",\"\",INDEX(EIA_Units!P7484:'EIA_Units'!$P$6:$P$22655,O7484))","v":""},""]
[null,"EXCLUDE","PA","PPL Susquehanna",6103,"1","NUC","ST",1298,null,"IPP Non-CHP","N","Non Combustion (NUC, WAT, WND, GEO, or SUN)",null,{"$f":"IF(B7489=\"CoalST\",MATCH(E7489&\"|\"&F7489,EIA_Units!$BK$6:$BK$22655,0),\"\")","v":""},{"$f":"IF(O7489=\"\",\"\",INDEX(EIA_Units!P7489:'EIA_Units'!$P$6:$P$22655,O7489))","v":""},""]
[null,"EXCLUDE","ID","Thousand Springs",820,"1","WAT","HY",1,null,"Electric Utility","N","Non Combustion (NUC, WAT, WND, GEO, or SUN)",null,{"$f":"IF(B7500=\"CoalST\",MATCH(E7500&\"|\"&F7500,EIA_Units!$BK$6:$BK$22655,0),\"\")","v":""},{"$f":"IF(O7500=\"\",\"\",INDEX(EIA_Units!P7500:'EIA_Units'!$P$6:$P$22655,O7500))","v":""},""]
[null,"EXCLUDE","ID","Falls River Hydro",54668,"1","WAT","HY",4.5,null,"IPP Non-CHP","N","Non Combustion (NUC, WAT, WND, GEO, or SUN)",null,{"$f":"IF(B7515=\"CoalST\",MATCH(E7515&\"|\"&F7515,EIA_Units!$BK$6:$BK$22655,0),\"\")","v":""},{"$f":"IF(O7515=\"\",\"\",INDEX(EIA_Units!P7515:'EIA_Units'!$P$6:$P$22655,O7515))","v":""},""]
[null,"EXCLUDE","CA","Kelly Ridge",418,"1","WAT","HY",10,null,"Electric Utility","N","Non Combustion (NUC, WAT, WND, GEO, or SUN)",null,{"$f":"IF(B7520=\"CoalST\",MATCH(E7520&\"|\"&F7520,EIA_Units!$BK$6:$BK$22655,0),\"\")","v":""},{"$f":"IF(O7520=\"\",\"\",INDEX(EIA_Units!P7520:'EIA_Units'!$P$6:$P$22655,O7520))","v":""},""]
[null,"EXCLUDE","OR","Leaburg",3068,"1","WAT","HY",8.4,null,"Electric Utility","N","Non Combustion (NUC, WAT, WND, GEO, or SUN)",null,{"$f":"IF(B7531=\"CoalST\",MATCH(E7531&\"|\"&F7531,EIA_Units!$BK$6:$BK$22655,0),\"\")","v":""},{"$f":"IF(O7531=\"\",\"\",INDEX(EIA_Units!P7531:'EIA_Units'!$P$6:$P$22655,O7531))","v":""},""]
[null,"EXCLUDE","OR","River Mill",3049,"4","WAT","HY",3.9,null,"Electric Utility","N","Non Combustion (NUC, WAT, WND, GEO, or SUN)",null,{"$f":"IF(B7536=\"CoalST\",MATCH(E7536&\"|\"&F7536,EIA_Units!$BK$6:$BK$22655,0),\"\")","v":""},{"$f":"IF(O7536=\"\",\"\",INDEX(EIA_Units!P7536:'EIA_Units'!$P$6:$P$22655,O7536))","v":""},""]
[null,"EXCLUDE","CO","Marys Lake",517,"1","WAT","HY",8.1,null,"Electric Utility","N","Non Combustion (NUC, WAT, WND, GEO, or SUN)",null,{"$f":"IF(B7547=\"CoalST\",MATCH(E7547&\"|\"&F7547,EIA_Units!$BK$6:$BK$22655,0),\"\")","v":""},{"$f":"IF(O7547=\"\",\"\",INDEX(EIA_Units!P7547:'EIA_Units'!$P$6:$P$22655,O7547))","v":""},""]
[null,"EXCLUDE","SD","Fort Randall",3373,"5","WAT","HY",40,null,"Electric Utility","N","Non Combustion (NUC, WAT, WND, GEO, or SUN)",null,{"$f":"IF(B7562=\"CoalST\",MATCH(E7562&\"|\"&F7562,EIA_Units!$BK$6:$BK$22655,0),\"\")","v":""},{"$f":"IF(O7562=\"\",\"\",INDEX(EIA_Units!P7562:'EIA_Units'!$P$6:$P$22655,O7562))","v":""},""]
[null,"EXCLUDE","WI","Georgia-Pacific Corp - Nekoosa Mill",50395,"HY1","WAT","HY",0.8,null,"Industrial CHP","N","Non Combustion (NUC, WAT, WND, GEO, or SUN)",null,{"$f":"IF(B7567=\"CoalST\",MATCH(E7567&\"|\"&F7567,EIA_Units!$BK$6:$BK$22655,0),\"\")","v":""},{"$f":"IF(O7567=\"\",\"\",INDEX(EIA_Units!P7567:'EIA_Units'!$P$6:$P$22655,O7567))","v":""},""]
[null,"EXCLUDE","HI","Gay Robinson",50333,"HYD2","WAT","HY",1.2,null,"Industrial CHP","N","Non Combustion (NUC, WAT, WND, GEO, or SUN)",null,{"$f":"IF(B7578=\"CoalST\",MATCH(E7578&\"|\"&F7578,EIA_Units!$BK$6:$BK$22655,0),\"\")","v":""},{"$f":"IF(O7578=\"\",\"\",INDEX(EIA_Units!P7578:'EIA_Units'!$P$6:$P$22655,O7578))","v":""},""]
[null,"EXCLUDE","IA","Keokuk",1109,"7","WAT","HY",8.8000000000000007,null,"Electric Utility","N","Non Combustion (NUC, WAT, WND, GEO, or SUN)",null,{"$f":"IF(B7592=\"CoalST\",MATCH(E7592&\"|\"&F7592,EIA_Units!$BK$6:$BK$22655,0),\"\")","v":""},{"$f":"IF(O7592=\"\",\"\",INDEX(EIA_Units!P7592:'EIA_Units'!$P$6:$P$22655,O7592))","v":""},""]
[null,"EXCLUDE","TX","Sherwin Alumina",54291,"3","PUR","ST",6,null,"Industrial CHP","Y","Non Fossil fuel type",null,{"$f":"IF(B7599=\"CoalST\",MATCH(E7599&\"|\"&F7599,EIA_Units!$BK$6:$BK$22655,0),\"\")","v":""},{"$f":"IF(O7599=\"\",\"\",INDEX(EIA_Units!P7599:'EIA_Units'!$P$6:$P$22655,O7599))","v":""},""]
[null,"EXCLUDE","WA","Wells",3886,"U-7","WAT","HY",77.400000000000006,null,"Electric Utility","N","Non Combustion (NUC, WAT, WND, GEO, or SUN)",null,{"$f":"IF(B7610=\"CoalST\",MATCH(E7610&\"|\"&F7610,EIA_Units!$BK$6:$BK$22655,0),\"\")","v":""},{"$f":"IF(O7610=\"\",\"\",INDEX(EIA_Units!P7610:'EIA_Units'!$P$6:$P$22655,O7610))","v":""},""]
[null,"EXCLUDE","WA","Upper Falls",9096,"1","WAT","HY",10,null,"Electric Utility","N","Non Combustion (NUC, WAT, WND, GEO, or SUN)",null,{"$f":"IF(B7625=\"CoalST\",MATCH(E7625&\"|\"&F7625,EIA_Units!$BK$6:$BK$22655,0),\"\")","v":""},{"$f":"IF(O7625=\"\",\"\",INDEX(EIA_Units!P7625:'EIA_Units'!$P$6:$P$22655,O7625))","v":""},""]
[null,"EXCLUDE","NH","Berlin Gorham",54639,"RS3","WAT","HY",4.0999999999999996,null,"IPP Non-CHP","N","Non Combustion (NUC, WAT, WND, GEO, or SUN)",null,{"$f":"IF(B7636=\"CoalST\",MATCH(E7636&\"|\"&F7636,EIA_Units!$BK$6:$BK$22655,0),\"\")","v":""},{"$f":"IF(O7636=\"\",\"\",INDEX(EIA_Units!P7636:'EIA_Units'!$P$6:$P$22655,O7636))","v":""},""]
[null,"EXCLUDE","NH","Berlin Gorham",54639,"SM2","WAT","HY",0.8,null,"IPP Non-CHP","N","Non Combustion (NUC, WAT, WND, GEO, or SUN)",null,{"$f":"IF(B7641=\"CoalST\",MATCH(E7641&\"|\"&F7641,EIA_Units!$BK$6:$BK$22655,0),\"\")","v":""},{"$f":"IF(O7641=\"\",\"\",INDEX(EIA_Units!P7641:'EIA_Units'!$P$6:$P$22655,O7641))","v":""},""]
[null,"EXCLUDE","ID","Birch Creek Power",10140,"GEN1","WAT","HY",2.6,null,"IPP Non-CHP","N","Non Combustion (NUC, WAT, WND, GEO, or SUN)",null,{"$f":"IF(B7656=\"CoalST\",MATCH(E7656&\"|\"&F7656,EIA_Units!$BK$6:$BK$22655,0),\"\")","v":""},{"$f":"IF(O7656=\"\",\"\",INDEX(EIA_Units!P7656:'EIA_Units'!$P$6:$P$22655,O7656))","v":""},""]
[null,"EXCLUDE","AK","Lake Dorothy Hydroelectric Project",57085,"1","WAT","HY",14.3,null,"Electric Utility","N","Non Combustion (NUC, WAT, WND, GEO, or SUN)",null,{"$f":"IF(B7657=\"CoalST\",MATCH(E7657&\"|\"&F7657,EIA_Units!$BK$6:$BK$22655,0),\"\")","v":""},{"$f":"IF(O7657=\"\",\"\",INDEX(EIA_Units!P7657:'EIA_Units'!$P$6:$P$22655,O7657))","v":""},""]
[null,"EXCLUDE","OR","McNary",3084,"2","WAT","HY",70,null,"Electric Utility","N","Non Combustion (NUC, WAT, WND, GEO, or SUN)",null,{"$f":"IF(B7672=\"CoalST\",MATCH(E7672&\"|\"&F7672,EIA_Units!$BK$6:$BK$22655,0),\"\")","v":""},{"$f":"IF(O7672=\"\",\"\",INDEX(EIA_Units!P7672:'EIA_Units'!$P$6:$P$22655,O7672))","v":""},""]
[null,"EXCLUDE","WI","Little Chute",4119,"1","WAT","HY",1.1000000000000001,null,"Electric Utility","N","Non Combustion (NUC, WAT, WND, GEO, or SUN)",null,{"$f":"IF(B7683=\"CoalST\",MATCH(E7683&\"|\"&F7683,EIA_Units!$BK$6:$BK$22655,0),\"\")","v":""},{"$f":"IF(O7683=\"\",\"\",INDEX(EIA_Units!P7683:'EIA_Units'!$P$6:$P$22655,O7683))","v":""},""]
[null,"EXCLUDE","UT","Deer Creek",6404,"1","WAT","HY",2.4,null,"Electric Utility","N","Non Combustion (NUC, WAT, WND, GEO, or SUN)",null,{"$f":"IF(B7688=\"CoalST\",MATCH(E7688&\"|\"&F7688,EIA_Units!$BK$6:$BK$22655,0),\"\")","v":""},{"$f":"IF(O7688=\"\",\"\",INDEX(EIA_Units!P7688:'EIA_Units'!$P$6:$P$22655,O7688))","v":""},""]
[null,"EXCLUDE","ME","Deer Rips",1488,"DR1","WAT","HY",0.6,null,"IPP Non-CHP","N","Non Combustion (NUC, WAT, WND, GEO, or SUN)",null,{"$f":"IF(B7703=\"CoalST\",MATCH(E7703&\"|\"&F7703,EIA_Units!$BK$6:$BK$22655,0),\"\")","v":""},{"$f":"IF(O7703=\"\",\"\",INDEX(EIA_Units!P7703:'EIA_Units'!$P$6:$P$22655,O7703))","v":""},""]
[null,"EXCLUDE","WI","Combined Locks",4201,"HC1","WAT","HY",3.1,null,"Electric Utility","N","Non Combustion (NUC, WAT, WND, GEO, or SUN)",null,{"$f":"IF(B7717=\"CoalST\",MATCH(E7717&\"|\"&F7717,EIA_Units!$BK$6:$BK$22655,0),\"\")","v":""},{"$f":"IF(O7717=\"\",\"\",INDEX(EIA_Units!P7717:'EIA_Units'!$P$6:$P$22655,O7717))","v":""},""]
[null,"EXCLUDE","CA","Salton Sea Power Gen Co - Unit 2",10879,"GEN1","GEO","ST",11.5,null,"IPP Non-CHP","N","Non Combustion (NUC, WAT, WND, GEO, or SUN)",null,{"$f":"IF(B7720=\"CoalST\",MATCH(E7720&\"|\"&F7720,EIA_Units!$BK$6:$BK$22655,0),\"\")","v":""},{"$f":"IF(O7720=\"\",\"\",INDEX(EIA_Units!P7720:'EIA_Units'!$P$6:$P$22655,O7720))","v":""},""]
[null,"EXCLUDE","ID","Post Falls",835,"1","WAT","HY",2.2000000000000002,null,"Electric Utility","N","Non Combustion (NUC, WAT, WND, GEO, or SUN)",null,{"$f":"IF(B7735=\"CoalST\",MATCH(E7735&\"|\"&F7735,EIA_Units!$BK$6:$BK$22655,0),\"\")","v":""},{"$f":"IF(O7735=\"\",\"\",INDEX(EIA_Units!P7735:'EIA_Units'!$P$6:$P$22655,O7735))","v":""},""]
[null,"EXCLUDE","ME","Hydro Kennebec Project",54148,"GEN2","WAT","HY",7.7,null,"IPP Non-CHP","N","Non Combustion (NUC, WAT, WND, GEO, or SUN)",null,{"$f":"IF(B7746=\"CoalST\",MATCH(E7746&\"|\"&F7746,EIA_Units!$BK$6:$BK$22655,0),\"\")","v":""},{"$f":"IF(O7746=\"\",\"\",INDEX(EIA_Units!P7746:'EIA_Units'!$P$6:$P$22655,O7746))","v":""},""]
[null,"EXCLUDE","CA","Coso Finance Partners",10873,"GEN2","GEO","ST",30,null,"IPP Non-CHP","N","Non Combustion (NUC, WAT, WND, GEO, or SUN)",null,{"$f":"IF(B7751=\"CoalST\",MATCH(E7751&\"|\"&F7751,EIA_Units!$BK$6:$BK$22655,0),\"\")","v":""},{"$f":"IF(O7751=\"\",\"\",INDEX(EIA_Units!P7751:'EIA_Units'!$P$6:$P$22655,O7751))","v":""},{"$f":"IF(O7751=\"\",\"\",2014-P7751)","v":""}]
[null,"EXCLUDE","CA","Iron Gate",297,"1","WAT","HY",18,null,"Electric Utility","N","Non Combustion (NUC, WAT, WND, GEO, or SUN)",null,{"$f":"IF(B7762=\"CoalST\",MATCH(E7762&\"|\"&F7762,EIA_Units!$BK$6:$BK$22655,0),\"\")","v":""},{"$f":"IF(O7762=\"\",\"\",INDEX(EIA_Units!P7762:'EIA_Units'!$P$6:$P$22655,O7762))","v":""},""]
[null,"EXCLUDE","WA","Mayfield",3917,"42","WAT","HY",40.5,null,"Electric Utility","N","Non Combustion (NUC, WAT, WND, GEO, or SUN)",null,{"$f":"IF(B7777=\"CoalST\",MATCH(E7777&\"|\"&F7777,EIA_Units!$BK$6:$BK$22655,0),\"\")","v":""},{"$f":"IF(O7777=\"\",\"\",INDEX(EIA_Units!P7777:'EIA_Units'!$P$6:$P$22655,O7777))","v":""},""]
[null,"EXCLUDE","NE","Gavins Point",6624,"1","WAT","HY",44.1,null,"Electric Utility","N","Non Combustion (NUC, WAT, WND, GEO, or SUN)",null,{"$f":"IF(B7782=\"CoalST\",MATCH(E7782&\"|\"&F7782,EIA_Units!$BK$6:$BK$22655,0),\"\")","v":""},{"$f":"IF(O7782=\"\",\"\",INDEX(EIA_Units!P7782:'EIA_Units'!$P$6:$P$22655,O7782))","v":""},""]
[null,"EXCLUDE","UT","Boulder",3699,"3","WAT","HY",1.4,null,"Electric Utility","N","Non Combustion (NUC, WAT, WND, GEO, or SUN)",null,{"$f":"IF(B7793=\"CoalST\",MATCH(E7793&\"|\"&F7793,EIA_Units!$BK$6:$BK$22655,0),\"\")","v":""},{"$f":"IF(O7793=\"\",\"\",INDEX(EIA_Units!P7793:'EIA_Units'!$P$6:$P$22655,O7793))","v":""},""]
[null,"EXCLUDE","NY","Robert Moses Niagara",2693,"12","WAT","HY",193.5,null,"Electric Utility","N","Non Combustion (NUC, WAT, WND, GEO, or SUN)",null,{"$f":"IF(B7798=\"CoalST\",MATCH(E7798&\"|\"&F7798,EIA_Units!$BK$6:$BK$22655,0),\"\")","v":""},{"$f":"IF(O7798=\"\",\"\",INDEX(EIA_Units!P7798:'EIA_Units'!$P$6:$P$22655,O7798))","v":""},""]
[null,"EXCLUDE","WI","Trego",4012,"2","WAT","HY",0.5,null,"Electric Utility","N","Non Combustion (NUC, WAT, WND, GEO, or SUN)",null,{"$f":"IF(B7809=\"CoalST\",MATCH(E7809&\"|\"&F7809,EIA_Units!$BK$6:$BK$22655,0),\"\")","v":""},{"$f":"IF(O7809=\"\",\"\",INDEX(EIA_Units!P7809:'EIA_Units'!$P$6:$P$22655,O7809))","v":""},""]
[null,"EXCLUDE","ME","Pejepscot Hydroelectric Project",50758,"GEN2","WAT","HY",0.4,null,"IPP Non-CHP","N","Non Combustion (NUC, WAT, WND, GEO, or SUN)",null,{"$f":"IF(B7824=\"CoalST\",MATCH(E7824&\"|\"&F7824,EIA_Units!$BK$6:$BK$22655,0),\"\")","v":""},{"$f":"IF(O7824=\"\",\"\",INDEX(EIA_Units!P7824:'EIA_Units'!$P$6:$P$22655,O7824))","v":""},""]
[null,"EXCLUDE","MT","Kerr",2188,"KER3","WAT","HY",86.6,null,"IPP Non-CHP","N","Non Combustion (NUC, WAT, WND, GEO, or SUN)",null,{"$f":"IF(B7838=\"CoalST\",MATCH(E7838&\"|\"&F7838,EIA_Units!$BK$6:$BK$22655,0),\"\")","v":""},{"$f":"IF(O7838=\"\",\"\",INDEX(EIA_Units!P7838:'EIA_Units'!$P$6:$P$22655,O7838))","v":""},""]
[null,"EXCLUDE","NY","Gouldtown",56704,"3","WAT","HY",2,null,"IPP Non-CHP","N","Non Combustion (NUC, WAT, WND, GEO, or SUN)",null,{"$f":"IF(B7841=\"CoalST\",MATCH(E7841&\"|\"&F7841,EIA_Units!$BK$6:$BK$22655,0),\"\")","v":""},{"$f":"IF(O7841=\"\",\"\",INDEX(EIA_Units!P7841:'EIA_Units'!$P$6:$P$22655,O7841))","v":""},""]
[null,"EXCLUDE","WA","Rocky Reach",3883,"C-2","WAT","HY",114,null,"Electric Utility","N","Non Combustion (NUC, WAT, WND, GEO, or SUN)",null,{"$f":"IF(B7856=\"CoalST\",MATCH(E7856&\"|\"&F7856,EIA_Units!$BK$6:$BK$22655,0),\"\")","v":""},{"$f":"IF(O7856=\"\",\"\",INDEX(EIA_Units!P7856:'EIA_Units'!$P$6:$P$22655,O7856))","v":""},""]
[null,"EXCLUDE","WA","Rocky Reach",3883,"C-7","WAT","HY",114,null,"Electric Utility","N","Non Combustion (NUC, WAT, WND, GEO, or SUN)",null,{"$f":"IF(B7861=\"CoalST\",MATCH(E7861&\"|\"&F7861,EIA_Units!$BK$6:$BK$22655,0),\"\")","v":""},{"$f":"IF(O7861=\"\",\"\",INDEX(EIA_Units!P7861:'EIA_Units'!$P$6:$P$22655,O7861))","v":""},""]
[null,"EXCLUDE","MT","Libby",6172,"3","WAT","HY",105,null,"Electric Utility","N","Non Combustion (NUC, WAT, WND, GEO, or SUN)",null,{"$f":"IF(B7872=\"CoalST\",MATCH(E7872&\"|\"&F7872,EIA_Units!$BK$6:$BK$22655,0),\"\")","v":""},{"$f":"IF(O7872=\"\",\"\",INDEX(EIA_Units!P7872:'EIA_Units'!$P$6:$P$22655,O7872))","v":""},""]
[null,"EXCLUDE","CA","Phoenix",264,"1","WAT","HY",1.6,null,"Electric Utility","N","Non Combustion (NUC, WAT, WND, GEO, or SUN)",null,{"$f":"IF(B7887=\"CoalST\",MATCH(E7887&\"|\"&F7887,EIA_Units!$BK$6:$BK$22655,0),\"\")","v":""},{"$f":"IF(O7887=\"\",\"\",INDEX(EIA_Units!P7887:'EIA_Units'!$P$6:$P$22655,O7887))","v":""},""]
[null,"EXCLUDE","MN","Wausau Paper Mills LLC",50636,"5","WAT","HY",0.6,null,"Industrial Non-CHP","N","Non Combustion (NUC, WAT, WND, GEO, or SUN)",null,{"$f":"IF(B7898=\"CoalST\",MATCH(E7898&\"|\"&F7898,EIA_Units!$BK$6:$BK$22655,0),\"\")","v":""},{"$f":"IF(O7898=\"\",\"\",INDEX(EIA_Units!P7898:'EIA_Units'!$P$6:$P$22655,O7898))","v":""},""]
[null,"EXCLUDE","ME","Great Lakes Hydro America - ME",54134,"DOH3","WAT","HY",1.3,null,"IPP Non-CHP","N","Non Combustion (NUC, WAT, WND, GEO, or SUN)",null,{"$f":"IF(B7903=\"CoalST\",MATCH(E7903&\"|\"&F7903,EIA_Units!$BK$6:$BK$22655,0),\"\")","v":""},{"$f":"IF(O7903=\"\",\"\",INDEX(EIA_Units!P7903:'EIA_Units'!$P$6:$P$22655,O7903))","v":""},""]
[null,"EXCLUDE","ME","Great Lakes Hydro America - ME",54134,"MIH2","WAT","HY",5.5,null,"IPP Non-CHP","N","Non Combustion (NUC, WAT, WND, GEO, or SUN)",null,{"$f":"IF(B7918=\"CoalST\",MATCH(E7918&\"|\"&F7918,EIA_Units!$BK$6:$BK$22655,0),\"\")","v":""},{"$f":"IF(O7918=\"\",\"\",INDEX(EIA_Units!P7918:'EIA_Units'!$P$6:$P$22655,O7918))","v":""},""]
[null,"EXCLUDE","ME","Great Lakes Hydro America - ME",54134,"MIH3","WAT","HY",5.5,null,"IPP Non-CHP","N","Non Combustion (NUC, WAT, WND, GEO, or SUN)",null,{"$f":"IF(B7919=\"CoalST\",MATCH(E7919&\"|\"&F7919,EIA_Units!$BK$6:$BK$22655,0),\"\")","v":""},{"$f":"IF(O7919=\"\",\"\",INDEX(EIA_Units!P7919:'EIA_Units'!$P$6:$P$22655,O7919))","v":""},""]
[null,"EXCLUDE","MT","Morony",2191,"MOR2","WAT","HY",31.5,null,"IPP Non-CHP","N","Non Combustion (NUC, WAT, WND, GEO, or SUN)",null,{"$f":"IF(B7934=\"CoalST\",MATCH(E7934&\"|\"&F7934,EIA_Units!$BK$6:$BK$22655,0),\"\")","v":""},{"$f":"IF(O7934=\"\",\"\",INDEX(EIA_Units!P7934:'EIA_Units'!$P$6:$P$22655,O7934))","v":""},""]
[null,"EXCLUDE","MA","Hadley Falls",1605,"1","WAT","HY",17.600000000000001,null,"Electric Utility","N","Non Combustion (NUC, WAT, WND, GEO, or SUN)",null,{"$f":"IF(B7939=\"CoalST\",MATCH(E7939&\"|\"&F7939,EIA_Units!$BK$6:$BK$22655,0),\"\")","v":""},{"$f":"IF(O7939=\"\",\"\",INDEX(EIA_Units!P7939:'EIA_Units'!$P$6:$P$22655,O7939))","v":""},""]
[null,"EXCLUDE","WV","New Martinsville Hannibal Hydro",50036,"UNT2","WAT","HY",18.7,null,"IPP Non-CHP","N","Non Combustion (NUC, WAT, WND, GEO, or SUN)",null,{"$f":"IF(B7952=\"CoalST\",MATCH(E7952&\"|\"&F7952,EIA_Units!$BK$6:$BK$22655,0),\"\")","v":""},{"$f":"IF(O7952=\"\",\"\",INDEX(EIA_Units!P7952:'EIA_Units'!$P$6:$P$22655,O7952))","v":""},""]
[null,"EXCLUDE","ME","Lockwood Hydroelectric Facility",10066,"GEN5","WAT","HY",0.8,null,"IPP Non-CHP","N","Non Combustion (NUC, WAT, WND, GEO, or SUN)",null,{"$f":"IF(B7966=\"CoalST\",MATCH(E7966&\"|\"&F7966,EIA_Units!$BK$6:$BK$22655,0),\"\")","v":""},{"$f":"IF(O7966=\"\",\"\",INDEX(EIA_Units!P7966:'EIA_Units'!$P$6:$P$22655,O7966))","v":""},""]
[null,"EXCLUDE","CA","Drop 2",385,"2","WAT","HY",5,null,"Electric Utility","N","Non Combustion (NUC, WAT, WND, GEO, or SUN)",null,{"$f":"IF(B7977=\"CoalST\",MATCH(E7977&\"|\"&F7977,EIA_Units!$BK$6:$BK$22655,0),\"\")","v":""},{"$f":"IF(O7977=\"\",\"\",INDEX(EIA_Units!P7977:'EIA_Units'!$P$6:$P$22655,O7977))","v":""},""]
[null,"EXCLUDE","NY","Tannery Island Power",50416,"GEN5","WAT","HY",0.3,null,"IPP Non-CHP","N","Non Combustion (NUC, WAT, WND, GEO, or SUN)",null,{"$f":"IF(B7982=\"CoalST\",MATCH(E7982&\"|\"&F7982,EIA_Units!$BK$6:$BK$22655,0),\"\")","v":""},{"$f":"IF(O7982=\"\",\"\",INDEX(EIA_Units!P7982:'EIA_Units'!$P$6:$P$22655,O7982))","v":""},""]
[null,"EXCLUDE","TN","Nickajack",3409,"1","WAT","HY",27.4,null,"Electric Utility","N","Non Combustion (NUC, WAT, WND, GEO, or SUN)",null,{"$f":"IF(B7997=\"CoalST\",MATCH(E7997&\"|\"&F7997,EIA_Units!$BK$6:$BK$22655,0),\"\")","v":""},{"$f":"IF(O7997=\"\",\"\",INDEX(EIA_Units!P7997:'EIA_Units'!$P$6:$P$22655,O7997))","v":""},""]
[null,"EXCLUDE","NY","Curtis Palmer Hydroelectric",54580,"C3","WAT","HY",2.6,null,"IPP Non-CHP","N","Non Combustion (NUC, WAT, WND, GEO, or SUN)",null,{"$f":"IF(B8008=\"CoalST\",MATCH(E8008&\"|\"&F8008,EIA_Units!$BK$6:$BK$22655,0),\"\")","v":""},{"$f":"IF(O8008=\"\",\"\",INDEX(EIA_Units!P8008:'EIA_Units'!$P$6:$P$22655,O8008))","v":""},""]
[null,"EXCLUDE","VT","Essex Junction 19",3737,"H1","WAT","HY",1.8,null,"Electric Utility","N","Non Combustion (NUC, WAT, WND, GEO, or SUN)",null,{"$f":"IF(B8013=\"CoalST\",MATCH(E8013&\"|\"&F8013,EIA_Units!$BK$6:$BK$22655,0),\"\")","v":""},{"$f":"IF(O8013=\"\",\"\",INDEX(EIA_Units!P8013:'EIA_Units'!$P$6:$P$22655,O8013))","v":""},""]
[null,"EXCLUDE","WA","Chief Joseph",3921,"13","WAT","HY",88.2,null,"Electric Utility","N","Non Combustion (NUC, WAT, WND, GEO, or SUN)",null,{"$f":"IF(B8024=\"CoalST\",MATCH(E8024&\"|\"&F8024,EIA_Units!$BK$6:$BK$22655,0),\"\")","v":""},{"$f":"IF(O8024=\"\",\"\",INDEX(EIA_Units!P8024:'EIA_Units'!$P$6:$P$22655,O8024))","v":""},""]
[null,"EXCLUDE","WA","Chief Joseph",3921,"27","WAT","HY",95,null,"Electric Utility","N","Non Combustion (NUC, WAT, WND, GEO, or SUN)",null,{"$f":"IF(B8039=\"CoalST\",MATCH(E8039&\"|\"&F8039,EIA_Units!$BK$6:$BK$22655,0),\"\")","v":""},{"$f":"IF(O8039=\"\",\"\",INDEX(EIA_Units!P8039:'EIA_Units'!$P$6:$P$22655,O8039))","v":""},""]
[null,"EXCLUDE","WA","Chief Joseph",3921,"7","WAT","HY",88.2,null,"Electric Utility","N","Non Combustion (NUC, WAT, WND, GEO, or SUN)",null,{"$f":"IF(B8044=\"CoalST\",MATCH(E8044&\"|\"&F8044,EIA_Units!$BK$6:$BK$22655,0),\"\")","v":""},{"$f":"IF(O8044=\"\",\"\",INDEX(EIA_Units!P8044:'EIA_Units'!$P$6:$P$22655,O8044))","v":""},""]
[null,"EXCLUDE","OR","Bonneville",3075,"13","WAT","HY",66.5,null,"Electric Utility","N","Non Combustion (NUC, WAT, WND, GEO, or SUN)",null,{"$f":"IF(B8055=\"CoalST\",MATCH(E8055&\"|\"&F8055,EIA_Units!$BK$6:$BK$22655,0),\"\")","v":""},{"$f":"IF(O8055=\"\",\"\",INDEX(EIA_Units!P8055:'EIA_Units'!$P$6:$P$22655,O8055))","v":""},""]
[null,"EXCLUDE","OR","Bonneville",3075,"18","WAT","HY",66.5,null,"Electric Utility","N","Non Combustion (NUC, WAT, WND, GEO, or SUN)",null,{"$f":"IF(B8060=\"CoalST\",MATCH(E8060&\"|\"&F8060,EIA_Units!$BK$6:$BK$22655,0),\"\")","v":""},{"$f":"IF(O8060=\"\",\"\",INDEX(EIA_Units!P8060:'EIA_Units'!$P$6:$P$22655,O8060))","v":""},""]
[null,"EXCLUDE","NV","Steamboat III",54666,"T302","GEO","BT",9.1,null,"IPP Non-CHP","N","Non Combustion (NUC, WAT, WND, GEO, or SUN)",null,{"$f":"IF(B8073=\"CoalST\",MATCH(E8073&\"|\"&F8073,EIA_Units!$BK$6:$BK$22655,0),\"\")","v":""},{"$f":"IF(O8073=\"\",\"\",INDEX(EIA_Units!P8073:'EIA_Units'!$P$6:$P$22655,O8073))","v":""},""]
[null,"EXCLUDE","NY","Taylorville",2617,"1","WAT","HY",1,null,"IPP Non-CHP","N","Non Combustion (NUC, WAT, WND, GEO, or SUN)",null,{"$f":"IF(B8087=\"CoalST\",MATCH(E8087&\"|\"&F8087,EIA_Units!$BK$6:$BK$22655,0),\"\")","v":""},{"$f":"IF(O8087=\"\",\"\",INDEX(EIA_Units!P8087:'EIA_Units'!$P$6:$P$22655,O8087))","v":""},""]
[null,"EXCLUDE","MT","Black Eagle",2181,"BLA2","WAT","HY",7.8,null,"IPP Non-CHP","N","Non Combustion (NUC, WAT, WND, GEO, or SUN)",null,{"$f":"IF(B8092=\"CoalST\",MATCH(E8092&\"|\"&F8092,EIA_Units!$BK$6:$BK$22655,0),\"\")","v":""},{"$f":"IF(O8092=\"\",\"\",INDEX(EIA_Units!P8092:'EIA_Units'!$P$6:$P$22655,O8092))","v":""},""]
[null,"EXCLUDE","WA","Box Canyon",3891,"4","WAT","HY",22.5,null,"Electric Utility","N","Non Combustion (NUC, WAT, WND, GEO, or SUN)",null,{"$f":"IF(B8103=\"CoalST\",MATCH(E8103&\"|\"&F8103,EIA_Units!$BK$6:$BK$22655,0),\"\")","v":""},{"$f":"IF(O8103=\"\",\"\",INDEX(EIA_Units!P8103:'EIA_Units'!$P$6:$P$22655,O8103))","v":""},""]
[null,"EXCLUDE","NY","Feeder Dam Hydro Plant",10530,"3","WAT","HY",1,null,"IPP Non-CHP","N","Non Combustion (NUC, WAT, WND, GEO, or SUN)",null,{"$f":"IF(B8118=\"CoalST\",MATCH(E8118&\"|\"&F8118,EIA_Units!$BK$6:$BK$22655,0),\"\")","v":""},{"$f":"IF(O8118=\"\",\"\",INDEX(EIA_Units!P8118:'EIA_Units'!$P$6:$P$22655,O8118))","v":""},""]
[null,"EXCLUDE","WI","Arpin Dam",3995,"3","WAT","HY",0.2,null,"IPP Non-CHP","N","Non Combustion (NUC, WAT, WND, GEO, or SUN)",null,{"$f":"IF(B8123=\"CoalST\",MATCH(E8123&\"|\"&F8123,EIA_Units!$BK$6:$BK$22655,0),\"\")","v":""},{"$f":"IF(O8123=\"\",\"\",INDEX(EIA_Units!P8123:'EIA_Units'!$P$6:$P$22655,O8123))","v":""},""]
[null,"EXCLUDE","CA","Kilarc",253,"1","WAT","HY",1.5,null,"Electric Utility","N","Non Combustion (NUC, WAT, WND, GEO, or SUN)",null,{"$f":"IF(B8134=\"CoalST\",MATCH(E8134&\"|\"&F8134,EIA_Units!$BK$6:$BK$22655,0),\"\")","v":""},{"$f":"IF(O8134=\"\",\"\",INDEX(EIA_Units!P8134:'EIA_Units'!$P$6:$P$22655,O8134))","v":""},""]
[null,"EXCLUDE","NV","Galena 2 Geothermal Power Plant",56540,"GEN1","GEO","BT",13.5,null,"IPP Non-CHP","N","Non Combustion (NUC, WAT, WND, GEO, or SUN)",null,{"$f":"IF(B8149=\"CoalST\",MATCH(E8149&\"|\"&F8149,EIA_Units!$BK$6:$BK$22655,0),\"\")","v":""},{"$f":"IF(O8149=\"\",\"\",INDEX(EIA_Units!P8149:'EIA_Units'!$P$6:$P$22655,O8149))","v":""},""]
[null,"EXCLUDE","KY","Kentucky Dam",1377,"5","WAT","HY",44.6,null,"Electric Utility","N","Non Combustion (NUC, WAT, WND, GEO, or SUN)",null,{"$f":"IF(B8154=\"CoalST\",MATCH(E8154&\"|\"&F8154,EIA_Units!$BK$6:$BK$22655,0),\"\")","v":""},{"$f":"IF(O8154=\"\",\"\",INDEX(EIA_Units!P8154:'EIA_Units'!$P$6:$P$22655,O8154))","v":""},""]
[null,"EXCLUDE","WA","Priest Rapids",3887,"9","WAT","HY",97.8,null,"Electric Utility","N","Non Combustion (NUC, WAT, WND, GEO, or SUN)",null,{"$f":"IF(B8165=\"CoalST\",MATCH(E8165&\"|\"&F8165,EIA_Units!$BK$6:$BK$22655,0),\"\")","v":""},{"$f":"IF(O8165=\"\",\"\",INDEX(EIA_Units!P8165:'EIA_Units'!$P$6:$P$22655,O8165))","v":""},""]
[null,"EXCLUDE","CA","Bishop Creek 4",325,"2","WAT","HY",1,null,"Electric Utility","N","Non Combustion (NUC, WAT, WND, GEO, or SUN)",null,{"$f":"IF(B8180=\"CoalST\",MATCH(E8180&\"|\"&F8180,EIA_Units!$BK$6:$BK$22655,0),\"\")","v":""},{"$f":"IF(O8180=\"\",\"\",INDEX(EIA_Units!P8180:'EIA_Units'!$P$6:$P$22655,O8180))","v":""},""]
[null,"EXCLUDE","CA","Bishop Creek 4",325,"3","WAT","HY",1.9,null,"Electric Utility","N","Non Combustion (NUC, WAT, WND, GEO, or SUN)",null,{"$f":"IF(B8181=\"CoalST\",MATCH(E8181&\"|\"&F8181,EIA_Units!$BK$6:$BK$22655,0),\"\")","v":""},{"$f":"IF(O8181=\"\",\"\",INDEX(EIA_Units!P8181:'EIA_Units'!$P$6:$P$22655,O8181))","v":""},""]
[null,"EXCLUDE","NY","Colton",2551,"3","WAT","HY",13,null,"IPP Non-CHP","N","Non Combustion (NUC, WAT, WND, GEO, or SUN)",null,{"$f":"IF(B8198=\"CoalST\",MATCH(E8198&\"|\"&F8198,EIA_Units!$BK$6:$BK$22655,0),\"\")","v":""},{"$f":"IF(O8198=\"\",\"\",INDEX(EIA_Units!P8198:'EIA_Units'!$P$6:$P$22655,O8198))","v":""},""]
[null,"EXCLUDE","NY","Grahamsville",2627,"GRHM","WAT","HY",18,null,"IPP Non-CHP","N","Non Combustion (NUC, WAT, WND, GEO, or SUN)",null,{"$f":"IF(B8202=\"CoalST\",MATCH(E8202&\"|\"&F8202,EIA_Units!$BK$6:$BK$22655,0),\"\")","v":""},{"$f":"IF(O8202=\"\",\"\",INDEX(EIA_Units!P8202:'EIA_Units'!$P$6:$P$22655,O8202))","v":""},""]
[null,"EXCLUDE","NY","Upper Mechanicville",625,"2","WAT","HY",8.1999999999999993,null,"Electric Utility","N","Non Combustion (NUC, WAT, WND, GEO, or SUN)",null,{"$f":"IF(B8213=\"CoalST\",MATCH(E8213&\"|\"&F8213,EIA_Units!$BK$6:$BK$22655,0),\"\")","v":""},{"$f":"IF(O8213=\"\",\"\",INDEX(EIA_Units!P8213:'EIA_Units'!$P$6:$P$22655,O8213))","v":""},""]
[null,"EXCLUDE","OR","John Day",3082,"15","WAT","HY",135,null,"Electric Utility","N","Non Combustion (NUC, WAT, WND, GEO, or SUN)",null,{"$f":"IF(B8228=\"CoalST\",MATCH(E8228&\"|\"&F8228,EIA_Units!$BK$6:$BK$22655,0),\"\")","v":""},{"$f":"IF(O8228=\"\",\"\",INDEX(EIA_Units!P8228:'EIA_Units'!$P$6:$P$22655,O8228))","v":""},""]
[null,"EXCLUDE","WA","Merwin",3847,"2","WAT","HY",45,null,"Electric Utility","N","Non Combustion (NUC, WAT, WND, GEO, or SUN)",null,{"$f":"IF(B8239=\"CoalST\",MATCH(E8239&\"|\"&F8239,EIA_Units!$BK$6:$BK$22655,0),\"\")","v":""},{"$f":"IF(O8239=\"\",\"\",INDEX(EIA_Units!P8239:'EIA_Units'!$P$6:$P$22655,O8239))","v":""},""]
[null,"EXCLUDE","MN","Hastings City Hydroelectric",54285,"1","WAT","HY",2.2000000000000002,null,"IPP Non-CHP","N","Non Combustion (NUC, WAT, WND, GEO, or SUN)",null,{"$f":"IF(B8244=\"CoalST\",MATCH(E8244&\"|\"&F8244,EIA_Units!$BK$6:$BK$22655,0),\"\")","v":""},{"$f":"IF(O8244=\"\",\"\",INDEX(EIA_Units!P8244:'EIA_Units'!$P$6:$P$22655,O8244))","v":""},""]
[null,"EXCLUDE","MA","Cabot",1629,"6","WAT","HY",10.3,null,"IPP Non-CHP","N","Non Combustion (NUC, WAT, WND, GEO, or SUN)",null,{"$f":"IF(B8259=\"CoalST\",MATCH(E8259&\"|\"&F8259,EIA_Units!$BK$6:$BK$22655,0),\"\")","v":""},{"$f":"IF(O8259=\"\",\"\",INDEX(EIA_Units!P8259:'EIA_Units'!$P$6:$P$22655,O8259))","v":""},""]
[null,"EXCLUDE","ME","International Paper Riley Hydro",50081,"GEN3","WAT","HY",1.1000000000000001,null,"Industrial Non-CHP","N","Non Combustion (NUC, WAT, WND, GEO, or SUN)",null,{"$f":"IF(B8270=\"CoalST\",MATCH(E8270&\"|\"&F8270,EIA_Units!$BK$6:$BK$22655,0),\"\")","v":""},{"$f":"IF(O8270=\"\",\"\",INDEX(EIA_Units!P8270:'EIA_Units'!$P$6:$P$22655,O8270))","v":""},""]
[null,"EXCLUDE","NY","Brookfield Power Glen Falls Hydro",56936,"GEN1","WAT","HY",2.4,null,"Industrial Non-CHP","N","Non Combustion (NUC, WAT, WND, GEO, or SUN)",null,{"$f":"IF(B8275=\"CoalST\",MATCH(E8275&\"|\"&F8275,EIA_Units!$BK$6:$BK$22655,0),\"\")","v":""},{"$f":"IF(O8275=\"\",\"\",INDEX(EIA_Units!P8275:'EIA_Units'!$P$6:$P$22655,O8275))","v":""},""]
[null,"EXCLUDE","CA","Tulloch",416,"1","WAT","HY",8.5,null,"IPP Non-CHP","N","Non Combustion (NUC, WAT, WND, GEO, or SUN)",null,{"$f":"IF(B8290=\"CoalST\",MATCH(E8290&\"|\"&F8290,EIA_Units!$BK$6:$BK$22655,0),\"\")","v":""},{"$f":"IF(O8290=\"\",\"\",INDEX(EIA_Units!P8290:'EIA_Units'!$P$6:$P$22655,O8290))","v":""},""]
[null,"EXCLUDE","NY","Cellu Tissue Natural Dam",54878,"01","WAT","HY",0.4,null,"Industrial Non-CHP","N","Non Combustion (NUC, WAT, WND, GEO, or SUN)",null,{"$f":"IF(B8301=\"CoalST\",MATCH(E8301&\"|\"&F8301,EIA_Units!$BK$6:$BK$22655,0),\"\")","v":""},{"$f":"IF(O8301=\"\",\"\",INDEX(EIA_Units!P8301:'EIA_Units'!$P$6:$P$22655,O8301))","v":""},""]
[null,"EXCLUDE","WI","Port Edwards Mill",54103,"HG3","WAT","HY",0.4,null,"Industrial CHP","N","Non Combustion (NUC, WAT, WND, GEO, or SUN)",null,{"$f":"IF(B8306=\"CoalST\",MATCH(E8306&\"|\"&F8306,EIA_Units!$BK$6:$BK$22655,0),\"\")","v":""},{"$f":"IF(O8306=\"\",\"\",INDEX(EIA_Units!P8306:'EIA_Units'!$P$6:$P$22655,O8306))","v":""},""]
[null,"EXCLUDE","WI","Port Edwards Mill",54103,"JHG3","WAT","HY",0.6,null,"Industrial CHP","N","Non Combustion (NUC, WAT, WND, GEO, or SUN)",null,{"$f":"IF(B8312=\"CoalST\",MATCH(E8312&\"|\"&F8312,EIA_Units!$BK$6:$BK$22655,0),\"\")","v":""},{"$f":"IF(O8312=\"\",\"\",INDEX(EIA_Units!P8312:'EIA_Units'!$P$6:$P$22655,O8312))","v":""},""]
[null,"EXCLUDE","ME","Anson Abenaki Hydros",10186,"AB2","WAT","HY",2.7,null,"Industrial CHP","N","Non Combustion (NUC, WAT, WND, GEO, or SUN)",null,{"$f":"IF(B8323=\"CoalST\",MATCH(E8323&\"|\"&F8323,EIA_Units!$BK$6:$BK$22655,0),\"\")","v":""},{"$f":"IF(O8323=\"\",\"\",INDEX(EIA_Units!P8323:'EIA_Units'!$P$6:$P$22655,O8323))","v":""},""]
[null,"EXCLUDE","IA","Iowa Hydro LLC",1067,"1","WAT","HY",0.6,null,"IPP Non-CHP","N","Non Combustion (NUC, WAT, WND, GEO, or SUN)",null,{"$f":"IF(B8338=\"CoalST\",MATCH(E8338&\"|\"&F8338,EIA_Units!$BK$6:$BK$22655,0),\"\")","v":""},{"$f":"IF(O8338=\"\",\"\",INDEX(EIA_Units!P8338:'EIA_Units'!$P$6:$P$22655,O8338))","v":""},""]
[null,"EXCLUDE","WA","Rock Island",6200,"B-1","WAT","HY",20.7,null,"Electric Utility","N","Non Combustion (NUC, WAT, WND, GEO, or SUN)",null,{"$f":"IF(B8349=\"CoalST\",MATCH(E8349&\"|\"&F8349,EIA_Units!$BK$6:$BK$22655,0),\"\")","v":""},{"$f":"IF(O8349=\"\",\"\",INDEX(EIA_Units!P8349:'EIA_Units'!$P$6:$P$22655,O8349))","v":""},""]
[null,"EXCLUDE","WA","Rock Island",6200,"B-5","WAT","HY",22.5,null,"Electric Utility","N","Non Combustion (NUC, WAT, WND, GEO, or SUN)",null,{"$f":"IF(B8354=\"CoalST\",MATCH(E8354&\"|\"&F8354,EIA_Units!$BK$6:$BK$22655,0),\"\")","v":""},{"$f":"IF(O8354=\"\",\"\",INDEX(EIA_Units!P8354:'EIA_Units'!$P$6:$P$22655,O8354))","v":""},""]
[null,"EXCLUDE","WA","Rock Island",6200,"U-7","WAT","HY",51.3,null,"Electric Utility","N","Non Combustion (NUC, WAT, WND, GEO, or SUN)",null,{"$f":"IF(B8365=\"CoalST\",MATCH(E8365&\"|\"&F8365,EIA_Units!$BK$6:$BK$22655,0),\"\")","v":""},{"$f":"IF(O8365=\"\",\"\",INDEX(EIA_Units!P8365:'EIA_Units'!$P$6:$P$22655,O8365))","v":""},""]
[null,"EXCLUDE","CA","Tule River",365,"1","WAT","HY",1.2,null,"Electric Utility","N","Non Combustion (NUC, WAT, WND, GEO, or SUN)",null,{"$f":"IF(B8380=\"CoalST\",MATCH(E8380&\"|\"&F8380,EIA_Units!$BK$6:$BK$22655,0),\"\")","v":""},{"$f":"IF(O8380=\"\",\"\",INDEX(EIA_Units!P8380:'EIA_Units'!$P$6:$P$22655,O8380))","v":""},""]
[null,"EXCLUDE","OR","Owyhee Dam Power Project",50361,"GEN1","WAT","HY",4.3,null,"IPP Non-CHP","N","Non Combustion (NUC, WAT, WND, GEO, or SUN)",null,{"$f":"IF(B8385=\"CoalST\",MATCH(E8385&\"|\"&F8385,EIA_Units!$BK$6:$BK$22655,0),\"\")","v":""},{"$f":"IF(O8385=\"\",\"\",INDEX(EIA_Units!P8385:'EIA_Units'!$P$6:$P$22655,O8385))","v":""},""]
[null,"EXCLUDE","CA","C&H Sugar Plant",58251,"TG3","PUR","ST",5,null,"Industrial CHP","Y","Non Fossil fuel type",null,{"$f":"IF(B8396=\"CoalST\",MATCH(E8396&\"|\"&F8396,EIA_Units!$BK$6:$BK$22655,0),\"\")","v":""},{"$f":"IF(O8396=\"\",\"\",INDEX(EIA_Units!P8396:'EIA_Units'!$P$6:$P$22655,O8396))","v":""},""]
[null,"EXCLUDE","OR","Faraday",3045,"5","WAT","HY",4,null,"Electric Utility","N","Non Combustion (NUC, WAT, WND, GEO, or SUN)",null,{"$f":"IF(B8411=\"CoalST\",MATCH(E8411&\"|\"&F8411,EIA_Units!$BK$6:$BK$22655,0),\"\")","v":""},{"$f":"IF(O8411=\"\",\"\",INDEX(EIA_Units!P8411:'EIA_Units'!$P$6:$P$22655,O8411))","v":""},""]
[null,"EXCLUDE","VT","Vergennes 9",6519,"1","WAT","HY",0.7,null,"Electric Utility","N","Non Combustion (NUC, WAT, WND, GEO, or SUN)",null,{"$f":"IF(B8416=\"CoalST\",MATCH(E8416&\"|\"&F8416,EIA_Units!$BK$6:$BK$22655,0),\"\")","v":""},{"$f":"IF(O8416=\"\",\"\",INDEX(EIA_Units!P8416:'EIA_Units'!$P$6:$P$22655,O8416))","v":""},""]
[null,"EXCLUDE","IL","Dixon Hydroelectric Dam",54969,"1","WAT","HY",0.6,null,"IPP Non-CHP","N","Non Combustion (NUC, WAT, WND, GEO, or SUN)",null,{"$f":"IF(B8427=\"CoalST\",MATCH(E8427&\"|\"&F8427,EIA_Units!$BK$6:$BK$22655,0),\"\")","v":""},{"$f":"IF(O8427=\"\",\"\",INDEX(EIA_Units!P8427:'EIA_Units'!$P$6:$P$22655,O8427))","v":""},""]
[null,"EXCLUDE","NV","Steamboat II",54665,"T202","GEO","BT",9.1,null,"IPP Non-CHP","N","Non Combustion (NUC, WAT, WND, GEO, or SUN)",null,{"$f":"IF(B8433=\"CoalST\",MATCH(E8433&\"|\"&F8433,EIA_Units!$BK$6:$BK$22655,0),\"\")","v":""},{"$f":"IF(O8433=\"\",\"\",INDEX(EIA_Units!P8433:'EIA_Units'!$P$6:$P$22655,O8433))","v":""},""]
[null,"EXCLUDE","WI","Biron",3971,"2","WAT","HY",1.4,null,"Electric Utility","N","Non Combustion (NUC, WAT, WND, GEO, or SUN)",null,{"$f":"IF(B8444=\"CoalST\",MATCH(E8444&\"|\"&F8444,EIA_Units!$BK$6:$BK$22655,0),\"\")","v":""},{"$f":"IF(O8444=\"\",\"\",INDEX(EIA_Units!P8444:'EIA_Units'!$P$6:$P$22655,O8444))","v":""},""]
[null,"EXCLUDE","NY","Kent Falls",2532,"1","WAT","HY",3.2,null,"Electric Utility","N","Non Combustion (NUC, WAT, WND, GEO, or SUN)",null,{"$f":"IF(B8459=\"CoalST\",MATCH(E8459&\"|\"&F8459,EIA_Units!$BK$6:$BK$22655,0),\"\")","v":""},{"$f":"IF(O8459=\"\",\"\",INDEX(EIA_Units!P8459:'EIA_Units'!$P$6:$P$22655,O8459))","v":""},""]
[null,"EXCLUDE","NY","Dexter Plant",10538,"GEN1","WAT","HY",0.5,null,"IPP Non-CHP","N","Non Combustion (NUC, WAT, WND, GEO, or SUN)",null,{"$f":"IF(B8464=\"CoalST\",MATCH(E8464&\"|\"&F8464,EIA_Units!$BK$6:$BK$22655,0),\"\")","v":""},{"$f":"IF(O8464=\"\",\"\",INDEX(EIA_Units!P8464:'EIA_Units'!$P$6:$P$22655,O8464))","v":""},""]
[null,"EXCLUDE","OR","Peters Drive Plant",10324,"GEN3","WAT","HY",1.8,null,"IPP Non-CHP","N","Non Combustion (NUC, WAT, WND, GEO, or SUN)",null,{"$f":"IF(B8475=\"CoalST\",MATCH(E8475&\"|\"&F8475,EIA_Units!$BK$6:$BK$22655,0),\"\")","v":""},{"$f":"IF(O8475=\"\",\"\",INDEX(EIA_Units!P8475:'EIA_Units'!$P$6:$P$22655,O8475))","v":""},""]
[null,"EXCLUDE","NH","Rolfe Canal Hydro",50351,"1","WAT","HY",4.3,null,"IPP Non-CHP","N","Non Combustion (NUC, WAT, WND, GEO, or SUN)",null,{"$f":"IF(B8490=\"CoalST\",MATCH(E8490&\"|\"&F8490,EIA_Units!$BK$6:$BK$22655,0),\"\")","v":""},{"$f":"IF(O8490=\"\",\"\",INDEX(EIA_Units!P8490:'EIA_Units'!$P$6:$P$22655,O8490))","v":""},""]
[null,"EXCLUDE","WI","Kilbourn",4053,"HC1","WAT","HY",2.2000000000000002,null,"Electric Utility","N","Non Combustion (NUC, WAT, WND, GEO, or SUN)",null,{"$f":"IF(B8495=\"CoalST\",MATCH(E8495&\"|\"&F8495,EIA_Units!$BK$6:$BK$22655,0),\"\")","v":""},{"$f":"IF(O8495=\"\",\"\",INDEX(EIA_Units!P8495:'EIA_Units'!$P$6:$P$22655,O8495))","v":""},""]
[null,"EXCLUDE","WA","Cowlitz Falls",7427,"U#2","WAT","HY",35,null,"Electric Utility","N","Non Combustion (NUC, WAT, WND, GEO, or SUN)",null,{"$f":"IF(B8506=\"CoalST\",MATCH(E8506&\"|\"&F8506,EIA_Units!$BK$6:$BK$22655,0),\"\")","v":""},{"$f":"IF(O8506=\"\",\"\",INDEX(EIA_Units!P8506:'EIA_Units'!$P$6:$P$22655,O8506))","v":""},""]
[null,"EXCLUDE","WA","Wanapum",3888,"2","WAT","HY",103.8,null,"Electric Utility","N","Non Combustion (NUC, WAT, WND, GEO, or SUN)",null,{"$f":"IF(B8521=\"CoalST\",MATCH(E8521&\"|\"&F8521,EIA_Units!$BK$6:$BK$22655,0),\"\")","v":""},{"$f":"IF(O8521=\"\",\"\",INDEX(EIA_Units!P8521:'EIA_Units'!$P$6:$P$22655,O8521))","v":""},""]
[null,"EXCLUDE","CO","Crystal",6159,"1","WAT","HY",28,null,"Electric Utility","N","Non Combustion (NUC, WAT, WND, GEO, or SUN)",null,{"$f":"IF(B8532=\"CoalST\",MATCH(E8532&\"|\"&F8532,EIA_Units!$BK$6:$BK$22655,0),\"\")","v":""},{"$f":"IF(O8532=\"\",\"\",INDEX(EIA_Units!P8532:'EIA_Units'!$P$6:$P$22655,O8532))","v":""},""]
[null,"EXCLUDE","OR","Round Butte",3050,"1","WAT","HY",82.3,null,"Electric Utility","N","Non Combustion (NUC, WAT, WND, GEO, or SUN)",null,{"$f":"IF(B8537=\"CoalST\",MATCH(E8537&\"|\"&F8537,EIA_Units!$BK$6:$BK$22655,0),\"\")","v":""},{"$f":"IF(O8537=\"\",\"\",INDEX(EIA_Units!P8537:'EIA_Units'!$P$6:$P$22655,O8537))","v":""},""]
[null,"EXCLUDE","OR","The Dalles",3895,"17","WAT","HY",86,null,"Electric Utility","N","Non Combustion (NUC, WAT, WND, GEO, or SUN)",null,{"$f":"IF(B8552=\"CoalST\",MATCH(E8552&\"|\"&F8552,EIA_Units!$BK$6:$BK$22655,0),\"\")","v":""},{"$f":"IF(O8552=\"\",\"\",INDEX(EIA_Units!P8552:'EIA_Units'!$P$6:$P$22655,O8552))","v":""},""]
[null,"EXCLUDE","OR","The Dalles",3895,"22","WAT","HY",86,null,"Electric Utility","N","Non Combustion (NUC, WAT, WND, GEO, or SUN)",null,{"$f":"IF(B8558=\"CoalST\",MATCH(E8558&\"|\"&F8558,EIA_Units!$BK$6:$BK$22655,0),\"\")","v":""},{"$f":"IF(O8558=\"\",\"\",INDEX(EIA_Units!P8558:'EIA_Units'!$P$6:$P$22655,O8558))","v":""},""]
[null,"EXCLUDE","TN","Chickamauga",3398,"2","WAT","HY",39.9,null,"Electric Utility","N","Non Combustion (NUC, WAT, WND, GEO, or SUN)",null,{"$f":"IF(B8569=\"CoalST\",MATCH(E8569&\"|\"&F8569,EIA_Units!$BK$6:$BK$22655,0),\"\")","v":""},{"$f":"IF(O8569=\"\",\"\",INDEX(EIA_Units!P8569:'EIA_Units'!$P$6:$P$22655,O8569))","v":""},""]
[null,"EXCLUDE","ME","S D Warren Westbrook",50447,"GEN4","WAT","HY",0.8,null,"Industrial CHP","N","Non Combustion (NUC, WAT, WND, GEO, or SUN)",null,{"$f":"IF(B8580=\"CoalST\",MATCH(E8580&\"|\"&F8580,EIA_Units!$BK$6:$BK$22655,0),\"\")","v":""},{"$f":"IF(O8580=\"\",\"\",INDEX(EIA_Units!P8580:'EIA_Units'!$P$6:$P$22655,O8580))","v":""},""]
[null,"EXCLUDE","ME","S D Warren Westbrook",50447,"GN12","WAT","HY",0.2,null,"Industrial CHP","N","Non Combustion (NUC, WAT, WND, GEO, or SUN)",null,{"$f":"IF(B8585=\"CoalST\",MATCH(E8585&\"|\"&F8585,EIA_Units!$BK$6:$BK$22655,0),\"\")","v":""},{"$f":"IF(O8585=\"\",\"\",INDEX(EIA_Units!P8585:'EIA_Units'!$P$6:$P$22655,O8585))","v":""},""]
[null,"EXCLUDE","VT","Vernon",2352,"4","WAT","HY",2.5,null,"IPP Non-CHP","N","Non Combustion (NUC, WAT, WND, GEO, or SUN)",null,{"$f":"IF(B8600=\"CoalST\",MATCH(E8600&\"|\"&F8600,EIA_Units!$BK$6:$BK$22655,0),\"\")","v":""},{"$f":"IF(O8600=\"\",\"\",INDEX(EIA_Units!P8600:'EIA_Units'!$P$6:$P$22655,O8600))","v":""},""]
[null,"EXCLUDE","PA","PPL Holtwood",3145,"HW10","WAT","HY",12,null,"IPP Non-CHP","N","Non Combustion (NUC, WAT, WND, GEO, or SUN)",null,{"$f":"IF(B8611=\"CoalST\",MATCH(E8611&\"|\"&F8611,EIA_Units!$BK$6:$BK$22655,0),\"\")","v":""},{"$f":"IF(O8611=\"\",\"\",INDEX(EIA_Units!P8611:'EIA_Units'!$P$6:$P$22655,O8611))","v":""},""]
[null,"EXCLUDE","PA","PPL Holtwood",3145,"HW4","WAT","HY",10.4,null,"IPP Non-CHP","N","Non Combustion (NUC, WAT, WND, GEO, or SUN)",null,{"$f":"IF(B8616=\"CoalST\",MATCH(E8616&\"|\"&F8616,EIA_Units!$BK$6:$BK$22655,0),\"\")","v":""},{"$f":"IF(O8616=\"\",\"\",INDEX(EIA_Units!P8616:'EIA_Units'!$P$6:$P$22655,O8616))","v":""},""]
[null,"EXCLUDE","MN","Thief River Falls",2014,"HY2","WAT","HY",0.2,null,"Electric Utility","N","Non Combustion (NUC, WAT, WND, GEO, or SUN)",null,{"$f":"IF(B8631=\"CoalST\",MATCH(E8631&\"|\"&F8631,EIA_Units!$BK$6:$BK$22655,0),\"\")","v":""},{"$f":"IF(O8631=\"\",\"\",INDEX(EIA_Units!P8631:'EIA_Units'!$P$6:$P$22655,O8631))","v":""},""]
[null,"EXCLUDE","NY","High Falls",2575,"3","WAT","HY",2,null,"IPP Non-CHP","N","Non Combustion (NUC, WAT, WND, GEO, or SUN)",null,{"$f":"IF(B8642=\"CoalST\",MATCH(E8642&\"|\"&F8642,EIA_Units!$BK$6:$BK$22655,0),\"\")","v":""},{"$f":"IF(O8642=\"\",\"\",INDEX(EIA_Units!P8642:'EIA_Units'!$P$6:$P$22655,O8642))","v":""},""]
[null,"EXCLUDE","ME","West Buxton",1508,"WB3","WAT","HY",1.1000000000000001,null,"IPP Non-CHP","N","Non Combustion (NUC, WAT, WND, GEO, or SUN)",null,{"$f":"IF(B8647=\"CoalST\",MATCH(E8647&\"|\"&F8647,EIA_Units!$BK$6:$BK$22655,0),\"\")","v":""},{"$f":"IF(O8647=\"\",\"\",INDEX(EIA_Units!P8647:'EIA_Units'!$P$6:$P$22655,O8647))","v":""},{"$f":"IF(O8647=\"\",\"\",2014-P8647)","v":""}]
[null,"EXCLUDE","MA","Boott Hydropower",10556,"GEN1","WAT","HY",7.5,null,"IPP Non-CHP","N","Non Combustion (NUC, WAT, WND, GEO, or SUN)",null,{"$f":"IF(B8658=\"CoalST\",MATCH(E8658&\"|\"&F8658,EIA_Units!$BK$6:$BK$22655,0),\"\")","v":""},{"$f":"IF(O8658=\"\",\"\",INDEX(EIA_Units!P8658:'EIA_Units'!$P$6:$P$22655,O8658))","v":""},""]
[null,"EXCLUDE","WV","Winfield",6562,"3","WAT","HY",4.9000000000000004,null,"Electric Utility","N","Non Combustion (NUC, WAT, WND, GEO, or SUN)",null,{"$f":"IF(B8673=\"CoalST\",MATCH(E8673&\"|\"&F8673,EIA_Units!$BK$6:$BK$22655,0),\"\")","v":""},{"$f":"IF(O8673=\"\",\"\",INDEX(EIA_Units!P8673:'EIA_Units'!$P$6:$P$22655,O8673))","v":""},""]
[null,"EXCLUDE","NY","Carver Falls",6456,"1","WAT","HY",1.3,null,"Electric Utility","N","Non Combustion (NUC, WAT, WND, GEO, or SUN)",null,{"$f":"IF(B8679=\"CoalST\",MATCH(E8679&\"|\"&F8679,EIA_Units!$BK$6:$BK$22655,0),\"\")","v":""},{"$f":"IF(O8679=\"\",\"\",INDEX(EIA_Units!P8679:'EIA_Units'!$P$6:$P$22655,O8679))","v":""},""]
[null,"EXCLUDE","NY","Fort Miller Hydroelectric Facility",50514,"GEN1","WAT","HY",2.5,null,"IPP Non-CHP","N","Non Combustion (NUC, WAT, WND, GEO, or SUN)",null,{"$f":"IF(B8690=\"CoalST\",MATCH(E8690&\"|\"&F8690,EIA_Units!$BK$6:$BK$22655,0),\"\")","v":""},{"$f":"IF(O8690=\"\",\"\",INDEX(EIA_Units!P8690:'EIA_Units'!$P$6:$P$22655,O8690))","v":""},""]
[null,"EXCLUDE","SD","Wessington Springs",56650,"1","WND","WT",51,null,"IPP Non-CHP","N","Non Combustion (NUC, WAT, WND, GEO, or SUN)",null,{"$f":"IF(B8705=\"CoalST\",MATCH(E8705&\"|\"&F8705,EIA_Units!$BK$6:$BK$22655,0),\"\")","v":""},{"$f":"IF(O8705=\"\",\"\",INDEX(EIA_Units!P8705:'EIA_Units'!$P$6:$P$22655,O8705))","v":""},""]
[null,"EXCLUDE","CT","Bulls Bridge",541,"1","WAT","HY",1.2,null,"IPP Non-CHP","N","Non Combustion (NUC, WAT, WND, GEO, or SUN)",null,{"$f":"IF(B8706=\"CoalST\",MATCH(E8706&\"|\"&F8706,EIA_Units!$BK$6:$BK$22655,0),\"\")","v":""},{"$f":"IF(O8706=\"\",\"\",INDEX(EIA_Units!P8706:'EIA_Units'!$P$6:$P$22655,O8706))","v":""},""]
[null,"EXCLUDE","MI","Berrien Springs",1753,"10","WAT","HY",0.6,null,"Electric Utility","N","Non Combustion (NUC, WAT, WND, GEO, or SUN)",null,{"$f":"IF(B8721=\"CoalST\",MATCH(E8721&\"|\"&F8721,EIA_Units!$BK$6:$BK$22655,0),\"\")","v":""},{"$f":"IF(O8721=\"\",\"\",INDEX(EIA_Units!P8721:'EIA_Units'!$P$6:$P$22655,O8721))","v":""},""]
[null,"EXCLUDE","MI","Berrien Springs",1753,"3A","WAT","HY",0.6,null,"Electric Utility","N","Non Combustion (NUC, WAT, WND, GEO, or SUN)",null,{"$f":"IF(B8726=\"CoalST\",MATCH(E8726&\"|\"&F8726,EIA_Units!$BK$6:$BK$22655,0),\"\")","v":""},{"$f":"IF(O8726=\"\",\"\",INDEX(EIA_Units!P8726:'EIA_Units'!$P$6:$P$22655,O8726))","v":""},""]
[null,"EXCLUDE","MI","Big Quinnesec 92",7820,"2","WAT","HY",8,null,"Electric Utility","N","Non Combustion (NUC, WAT, WND, GEO, or SUN)",null,{"$f":"IF(B8737=\"CoalST\",MATCH(E8737&\"|\"&F8737,EIA_Units!$BK$6:$BK$22655,0),\"\")","v":""},{"$f":"IF(O8737=\"\",\"\",INDEX(EIA_Units!P8737:'EIA_Units'!$P$6:$P$22655,O8737))","v":""},""]
[null,"EXCLUDE","TN","Cheatham",6418,"3","WAT","HY",12,null,"Electric Utility","N","Non Combustion (NUC, WAT, WND, GEO, or SUN)",null,{"$f":"IF(B8752=\"CoalST\",MATCH(E8752&\"|\"&F8752,EIA_Units!$BK$6:$BK$22655,0),\"\")","v":""},{"$f":"IF(O8752=\"\",\"\",INDEX(EIA_Units!P8752:'EIA_Units'!$P$6:$P$22655,O8752))","v":""},""]
[null,"EXCLUDE","ME","International Paper Livermore Hydro",50082,"GEN1","WAT","HY",1.1000000000000001,null,"Industrial Non-CHP","N","Non Combustion (NUC, WAT, WND, GEO, or SUN)",null,{"$f":"IF(B8757=\"CoalST\",MATCH(E8757&\"|\"&F8757,EIA_Units!$BK$6:$BK$22655,0),\"\")","v":""},{"$f":"IF(O8757=\"\",\"\",INDEX(EIA_Units!P8757:'EIA_Units'!$P$6:$P$22655,O8757))","v":""},""]
[null,"EXCLUDE","MT","Mystic",2192,"MYS1","WAT","HY",6,null,"IPP Non-CHP","N","Non Combustion (NUC, WAT, WND, GEO, or SUN)",null,{"$f":"IF(B8768=\"CoalST\",MATCH(E8768&\"|\"&F8768,EIA_Units!$BK$6:$BK$22655,0),\"\")","v":""},{"$f":"IF(O8768=\"\",\"\",INDEX(EIA_Units!P8768:'EIA_Units'!$P$6:$P$22655,O8768))","v":""},""]
[null,"EXCLUDE","WA","Potholes East Canal 66.0",56697,"1","WAT","HY",2.2999999999999998,null,"Electric Utility","N","Non Combustion (NUC, WAT, WND, GEO, or SUN)",null,{"$f":"IF(B8783=\"CoalST\",MATCH(E8783&\"|\"&F8783,EIA_Units!$BK$6:$BK$22655,0),\"\")","v":""},{"$f":"IF(O8783=\"\",\"\",INDEX(EIA_Units!P8783:'EIA_Units'!$P$6:$P$22655,O8783))","v":""},""]
[null,"EXCLUDE","WA","Grand Coulee",6163,"16","WAT","HY",125,null,"Electric Utility","N","Non Combustion (NUC, WAT, WND, GEO, or SUN)",null,{"$f":"IF(B8794=\"CoalST\",MATCH(E8794&\"|\"&F8794,EIA_Units!$BK$6:$BK$22655,0),\"\")","v":""},{"$f":"IF(O8794=\"\",\"\",INDEX(EIA_Units!P8794:'EIA_Units'!$P$6:$P$22655,O8794))","v":""},""]
[null,"EXCLUDE","WA","Grand Coulee",6163,"3","WAT","HY",125,null,"Electric Utility","N","Non Combustion (NUC, WAT, WND, GEO, or SUN)",null,{"$f":"IF(B8804=\"CoalST\",MATCH(E8804&\"|\"&F8804,EIA_Units!$BK$6:$BK$22655,0),\"\")","v":""},{"$f":"IF(O8804=\"\",\"\",INDEX(EIA_Units!P8804:'EIA_Units'!$P$6:$P$22655,O8804))","v":""},""]
[null,"EXCLUDE","NH","Rollinsford",54418,"GEN2","WAT","HY",0.7,null,"IPP Non-CHP","N","Non Combustion (NUC, WAT, WND, GEO, or SUN)",null,{"$f":"IF(B8815=\"CoalST\",MATCH(E8815&\"|\"&F8815,EIA_Units!$BK$6:$BK$22655,0),\"\")","v":""},{"$f":"IF(O8815=\"\",\"\",INDEX(EIA_Units!P8815:'EIA_Units'!$P$6:$P$22655,O8815))","v":""},""]
[null,"EXCLUDE","NY","Mill C",6486,"2","WAT","HY",1.2,null,"Electric Utility","N","Non Combustion (NUC, WAT, WND, GEO, or SUN)",null,{"$f":"IF(B8826=\"CoalST\",MATCH(E8826&\"|\"&F8826,EIA_Units!$BK$6:$BK$22655,0),\"\")","v":""},{"$f":"IF(O8826=\"\",\"\",INDEX(EIA_Units!P8826:'EIA_Units'!$P$6:$P$22655,O8826))","v":""},""]
[null,"EXCLUDE","NY","Newport Hydro",50354,"2","WAT","HY",0.8,null,"IPP Non-CHP","N","Non Combustion (NUC, WAT, WND, GEO, or SUN)",null,{"$f":"IF(B8831=\"CoalST\",MATCH(E8831&\"|\"&F8831,EIA_Units!$BK$6:$BK$22655,0),\"\")","v":""},{"$f":"IF(O8831=\"\",\"\",INDEX(EIA_Units!P8831:'EIA_Units'!$P$6:$P$22655,O8831))","v":""},""]
[null,"EXCLUDE","HI","Kaheawa Pastures Wind Farm",56449,"1","WND","WT",30,null,"IPP Non-CHP","N","Non Combustion (NUC, WAT, WND, GEO, or SUN)",null,{"$f":"IF(B8846=\"CoalST\",MATCH(E8846&\"|\"&F8846,EIA_Units!$BK$6:$BK$22655,0),\"\")","v":""},{"$f":"IF(O8846=\"\",\"\",INDEX(EIA_Units!P8846:'EIA_Units'!$P$6:$P$22655,O8846))","v":""},""]
[null,"EXCLUDE","FL","Mosiac New Wales Operations",10434,"TG1","WH","ST",10,null,"Industrial CHP","Y","Non Fossil fuel type",null,{"$f":"IF(B8847=\"CoalST\",MATCH(E8847&\"|\"&F8847,EIA_Units!$BK$6:$BK$22655,0),\"\")","v":""},{"$f":"IF(O8847=\"\",\"\",INDEX(EIA_Units!P8847:'EIA_Units'!$P$6:$P$22655,O8847))","v":""},""]
[null,"EXCLUDE","NV","NGP Blue Mountain I LLC",56982,"BM2","GEO","BT",21.3,null,"IPP Non-CHP","N","Non Combustion (NUC, WAT, WND, GEO, or SUN)",null,{"$f":"IF(B8862=\"CoalST\",MATCH(E8862&\"|\"&F8862,EIA_Units!$BK$6:$BK$22655,0),\"\")","v":""},{"$f":"IF(O8862=\"\",\"\",INDEX(EIA_Units!P8862:'EIA_Units'!$P$6:$P$22655,O8862))","v":""},""]
[null,"EXCLUDE","WI","Whiting",3975,"3","WAT","HY",0.5,null,"Electric Utility","N","Non Combustion (NUC, WAT, WND, GEO, or SUN)",null,{"$f":"IF(B8873=\"CoalST\",MATCH(E8873&\"|\"&F8873,EIA_Units!$BK$6:$BK$22655,0),\"\")","v":""},{"$f":"IF(O8873=\"\",\"\",INDEX(EIA_Units!P8873:'EIA_Units'!$P$6:$P$22655,O8873))","v":""},""]
[null,"EXCLUDE","WI","Whiting",3975,"8","WAT","HY",0.3,null,"Electric Utility","N","Non Combustion (NUC, WAT, WND, GEO, or SUN)",null,{"$f":"IF(B8878=\"CoalST\",MATCH(E8878&\"|\"&F8878,EIA_Units!$BK$6:$BK$22655,0),\"\")","v":""},{"$f":"IF(O8878=\"\",\"\",INDEX(EIA_Units!P8878:'EIA_Units'!$P$6:$P$22655,O8878))","v":""},""]
[null,"EXCLUDE","AK","Cooper Lake",6291,"2","WAT","HY",9.6999999999999993,null,"Electric Utility","N","Non Combustion (NUC, WAT, WND, GEO, or SUN)",null,{"$f":"IF(B8893=\"CoalST\",MATCH(E8893&\"|\"&F8893,EIA_Units!$BK$6:$BK$22655,0),\"\")","v":""},{"$f":"IF(O8893=\"\",\"\",INDEX(EIA_Units!P8893:'EIA_Units'!$P$6:$P$22655,O8893))","v":""},""]
[null,"EXCLUDE","WI","Du Bay",3972,"2","WAT","HY",2,null,"Electric Utility","N","Non Combustion (NUC, WAT, WND, GEO, or SUN)",null,{"$f":"IF(B8904=\"CoalST\",MATCH(E8904&\"|\"&F8904,EIA_Units!$BK$6:$BK$22655,0),\"\")","v":""},{"$f":"IF(O8904=\"\",\"\",INDEX(EIA_Units!P8904:'EIA_Units'!$P$6:$P$22655,O8904))","v":""},""]
[null,"EXCLUDE","NC","Marshall",2710,"HC1","WAT","HY",2.5,null,"Electric Utility","N","Non Combustion (NUC, WAT, WND, GEO, or SUN)",null,{"$f":"IF(B8909=\"CoalST\",MATCH(E8909&\"|\"&F8909,EIA_Units!$BK$6:$BK$22655,0),\"\")","v":""},{"$f":"IF(O8909=\"\",\"\",INDEX(EIA_Units!P8909:'EIA_Units'!$P$6:$P$22655,O8909))","v":""},""]
[null,"EXCLUDE","NC","Blewett",2707,"4","WAT","HY",5,null,"Electric Utility","N","Non Combustion (NUC, WAT, WND, GEO, or SUN)",null,{"$f":"IF(B8918=\"CoalST\",MATCH(E8918&\"|\"&F8918,EIA_Units!$BK$6:$BK$22655,0),\"\")","v":""},{"$f":"IF(O8918=\"\",\"\",INDEX(EIA_Units!P8918:'EIA_Units'!$P$6:$P$22655,O8918))","v":""},""]
[null,"EXCLUDE","ID","Lucky Peak Power Plant Project",10014,"U132","WAT","HY",45,null,"IPP Non-CHP","N","Non Combustion (NUC, WAT, WND, GEO, or SUN)",null,{"$f":"IF(B8936=\"CoalST\",MATCH(E8936&\"|\"&F8936,EIA_Units!$BK$6:$BK$22655,0),\"\")","v":""},{"$f":"IF(O8936=\"\",\"\",INDEX(EIA_Units!P8936:'EIA_Units'!$P$6:$P$22655,O8936))","v":""},""]
[null,"EXCLUDE","MA","Oakdale Power Station",10824,"OAKD","WAT","HY",3.5,null,"IPP Non-CHP","N","Non Combustion (NUC, WAT, WND, GEO, or SUN)",null,{"$f":"IF(B8941=\"CoalST\",MATCH(E8941&\"|\"&F8941,EIA_Units!$BK$6:$BK$22655,0),\"\")","v":""},{"$f":"IF(O8941=\"\",\"\",INDEX(EIA_Units!P8941:'EIA_Units'!$P$6:$P$22655,O8941))","v":""},""]
[null,"EXCLUDE","ID","Brownlee",811,"2","WAT","HY",90.1,null,"Electric Utility","N","Non Combustion (NUC, WAT, WND, GEO, or SUN)",null,{"$f":"IF(B8952=\"CoalST\",MATCH(E8952&\"|\"&F8952,EIA_Units!$BK$6:$BK$22655,0),\"\")","v":""},{"$f":"IF(O8952=\"\",\"\",INDEX(EIA_Units!P8952:'EIA_Units'!$P$6:$P$22655,O8952))","v":""},""]
[null,"EXCLUDE","NY","Port Leyden Hydroelectric Project",10817,"GEN2","WAT","HY",0.5,null,"IPP Non-CHP","N","Non Combustion (NUC, WAT, WND, GEO, or SUN)",null,{"$f":"IF(B8967=\"CoalST\",MATCH(E8967&\"|\"&F8967,EIA_Units!$BK$6:$BK$22655,0),\"\")","v":""},{"$f":"IF(O8967=\"\",\"\",INDEX(EIA_Units!P8967:'EIA_Units'!$P$6:$P$22655,O8967))","v":""},{"$f":"IF(O8967=\"\",\"\",2014-P8967)","v":""}]
[null,"EXCLUDE","WV","FirstEnergy Dam 4",6543,"2","WAT","HY",0.5,null,"IPP Non-CHP","N","Non Combustion (NUC, WAT, WND, GEO, or SUN)",null,{"$f":"IF(B8972=\"CoalST\",MATCH(E8972&\"|\"&F8972,EIA_Units!$BK$6:$BK$22655,0),\"\")","v":""},{"$f":"IF(O8972=\"\",\"\",INDEX(EIA_Units!P8972:'EIA_Units'!$P$6:$P$22655,O8972))","v":""},""]
[null,"EXCLUDE","OK","Minco Wind I, LLC",57590,"1","WND","WT",99.2,null,"IPP Non-CHP","N","Non Combustion (NUC, WAT, WND, GEO, or SUN)",null,{"$f":"IF(B8983=\"CoalST\",MATCH(E8983&\"|\"&F8983,EIA_Units!$BK$6:$BK$22655,0),\"\")","v":""},{"$f":"IF(O8983=\"\",\"\",INDEX(EIA_Units!P8983:'EIA_Units'!$P$6:$P$22655,O8983))","v":""},""]
[null,"EXCLUDE","ID","Felt Hydroelectric Plant",10028,"GEN2","WAT","HY",2.7,null,"IPP Non-CHP","N","Non Combustion (NUC, WAT, WND, GEO, or SUN)",null,{"$f":"IF(B8988=\"CoalST\",MATCH(E8988&\"|\"&F8988,EIA_Units!$BK$6:$BK$22655,0),\"\")","v":""},{"$f":"IF(O8988=\"\",\"\",INDEX(EIA_Units!P8988:'EIA_Units'!$P$6:$P$22655,O8988))","v":""},""]
[null,"EXCLUDE","CA","Parker Dam",447,"2","WAT","HY",30,null,"Electric Utility","N","Non Combustion (NUC, WAT, WND, GEO, or SUN)",null,{"$f":"IF(B8999=\"CoalST\",MATCH(E8999&\"|\"&F8999,EIA_Units!$BK$6:$BK$22655,0),\"\")","v":""},{"$f":"IF(O8999=\"\",\"\",INDEX(EIA_Units!P8999:'EIA_Units'!$P$6:$P$22655,O8999))","v":""},""]
[null,"EXCLUDE","WI","Wisconsin Rapids",3974,"8","WAT","HY",0.3,null,"Electric Utility","N","Non Combustion (NUC, WAT, WND, GEO, or SUN)",null,{"$f":"IF(B9014=\"CoalST\",MATCH(E9014&\"|\"&F9014,EIA_Units!$BK$6:$BK$22655,0),\"\")","v":""},{"$f":"IF(O9014=\"\",\"\",INDEX(EIA_Units!P9014:'EIA_Units'!$P$6:$P$22655,O9014))","v":""},""]
[null,"EXCLUDE","CA","Coram Energy LLC (ECT)",54298,"GEWE","WND","WT",7.5,null,"IPP Non-CHP","N","Non Combustion (NUC, WAT, WND, GEO, or SUN)",null,{"$f":"IF(B9019=\"CoalST\",MATCH(E9019&\"|\"&F9019,EIA_Units!$BK$6:$BK$22655,0),\"\")","v":""},{"$f":"IF(O9019=\"\",\"\",INDEX(EIA_Units!P9019:'EIA_Units'!$P$6:$P$22655,O9019))","v":""},""]
[null,"EXCLUDE","ID","American Falls",809,"3","WAT","HY",30.8,null,"Electric Utility","N","Non Combustion (NUC, WAT, WND, GEO, or SUN)",null,{"$f":"IF(B9030=\"CoalST\",MATCH(E9030&\"|\"&F9030,EIA_Units!$BK$6:$BK$22655,0),\"\")","v":""},{"$f":"IF(O9030=\"\",\"\",INDEX(EIA_Units!P9030:'EIA_Units'!$P$6:$P$22655,O9030))","v":""},""]
[null,"EXCLUDE","IN","Elkhart",986,"2","WAT","HY",1,null,"Electric Utility","N","Non Combustion (NUC, WAT, WND, GEO, or SUN)",null,{"$f":"IF(B9039=\"CoalST\",MATCH(E9039&\"|\"&F9039,EIA_Units!$BK$6:$BK$22655,0),\"\")","v":""},{"$f":"IF(O9039=\"\",\"\",INDEX(EIA_Units!P9039:'EIA_Units'!$P$6:$P$22655,O9039))","v":""},""]
[null,"EXCLUDE","CA","Geysers Unit 5-20",286,"U16","GEO","ST",118,null,"IPP Non-CHP","N","Non Combustion (NUC, WAT, WND, GEO, or SUN)",null,{"$f":"IF(B9051=\"CoalST\",MATCH(E9051&\"|\"&F9051,EIA_Units!$BK$6:$BK$22655,0),\"\")","v":""},{"$f":"IF(O9051=\"\",\"\",INDEX(EIA_Units!P9051:'EIA_Units'!$P$6:$P$22655,O9051))","v":""},""]
[null,"EXCLUDE","CA","Pit 7",270,"H1","WAT","HY",57.6,null,"Electric Utility","N","Non Combustion (NUC, WAT, WND, GEO, or SUN)",null,{"$f":"IF(B9062=\"CoalST\",MATCH(E9062&\"|\"&F9062,EIA_Units!$BK$6:$BK$22655,0),\"\")","v":""},{"$f":"IF(O9062=\"\",\"\",INDEX(EIA_Units!P9062:'EIA_Units'!$P$6:$P$22655,O9062))","v":""},""]
[null,"EXCLUDE","VT","Chace Mill Winooski One",54355,"GEN2","WAT","HY",2.5,null,"IPP Non-CHP","N","Non Combustion (NUC, WAT, WND, GEO, or SUN)",null,{"$f":"IF(B9077=\"CoalST\",MATCH(E9077&\"|\"&F9077,EIA_Units!$BK$6:$BK$22655,0),\"\")","v":""},{"$f":"IF(O9077=\"\",\"\",INDEX(EIA_Units!P9077:'EIA_Units'!$P$6:$P$22655,O9077))","v":""},""]
[null,"EXCLUDE","NY","Moshier",2588,"1","WAT","HY",4,null,"IPP Non-CHP","N","Non Combustion (NUC, WAT, WND, GEO, or SUN)",null,{"$f":"IF(B9088=\"CoalST\",MATCH(E9088&\"|\"&F9088,EIA_Units!$BK$6:$BK$22655,0),\"\")","v":""},{"$f":"IF(O9088=\"\",\"\",INDEX(EIA_Units!P9088:'EIA_Units'!$P$6:$P$22655,O9088))","v":""},""]
[null,"EXCLUDE","WI","Clam River Dam",4018,"3","WAT","HY",0.4,null,"IPP Non-CHP","N","Non Combustion (NUC, WAT, WND, GEO, or SUN)",null,{"$f":"IF(B9093=\"CoalST\",MATCH(E9093&\"|\"&F9093,EIA_Units!$BK$6:$BK$22655,0),\"\")","v":""},{"$f":"IF(O9093=\"\",\"\",INDEX(EIA_Units!P9093:'EIA_Units'!$P$6:$P$22655,O9093))","v":""},""]
[null,"EXCLUDE","CT","Falls Village",560,"3","WAT","HY",3,null,"IPP Non-CHP","N","Non Combustion (NUC, WAT, WND, GEO, or SUN)",null,{"$f":"IF(B9108=\"CoalST\",MATCH(E9108&\"|\"&F9108,EIA_Units!$BK$6:$BK$22655,0),\"\")","v":""},{"$f":"IF(O9108=\"\",\"\",INDEX(EIA_Units!P9108:'EIA_Units'!$P$6:$P$22655,O9108))","v":""},""]
[null,"EXCLUDE","AK","Snettisham",78,"1","WAT","HY",23.6,null,"Electric Utility","N","Non Combustion (NUC, WAT, WND, GEO, or SUN)",null,{"$f":"IF(B9109=\"CoalST\",MATCH(E9109&\"|\"&F9109,EIA_Units!$BK$6:$BK$22655,0),\"\")","v":""},{"$f":"IF(O9109=\"\",\"\",INDEX(EIA_Units!P9109:'EIA_Units'!$P$6:$P$22655,O9109))","v":""},""]
[null,"EXCLUDE","SD","Oahe",3356,"2","WAT","HY",112,null,"Electric Utility","N","Non Combustion (NUC, WAT, WND, GEO, or SUN)",null,{"$f":"IF(B9124=\"CoalST\",MATCH(E9124&\"|\"&F9124,EIA_Units!$BK$6:$BK$22655,0),\"\")","v":""},{"$f":"IF(O9124=\"\",\"\",INDEX(EIA_Units!P9124:'EIA_Units'!$P$6:$P$22655,O9124))","v":""},""]
[null,"EXCLUDE","VT","Highgate Falls",6618,"4","WAT","HY",5.8,null,"Electric Utility","N","Non Combustion (NUC, WAT, WND, GEO, or SUN)",null,{"$f":"IF(B9135=\"CoalST\",MATCH(E9135&\"|\"&F9135,EIA_Units!$BK$6:$BK$22655,0),\"\")","v":""},{"$f":"IF(O9135=\"\",\"\",INDEX(EIA_Units!P9135:'EIA_Units'!$P$6:$P$22655,O9135))","v":""},""]
[null,"EXCLUDE","AK","Solomon Gulch",390,"2","WAT","HY",6,null,"Electric Utility","N","Non Combustion (NUC, WAT, WND, GEO, or SUN)",null,{"$f":"IF(B9140=\"CoalST\",MATCH(E9140&\"|\"&F9140,EIA_Units!$BK$6:$BK$22655,0),\"\")","v":""},{"$f":"IF(O9140=\"\",\"\",INDEX(EIA_Units!P9140:'EIA_Units'!$P$6:$P$22655,O9140))","v":""},""]
[null,"EXCLUDE","WA","Boundary",6433,"52","WAT","HY",161.5,null,"Electric Utility","N","Non Combustion (NUC, WAT, WND, GEO, or SUN)",null,{"$f":"IF(B9155=\"CoalST\",MATCH(E9155&\"|\"&F9155,EIA_Units!$BK$6:$BK$22655,0),\"\")","v":""},{"$f":"IF(O9155=\"\",\"\",INDEX(EIA_Units!P9155:'EIA_Units'!$P$6:$P$22655,O9155))","v":""},""]
[null,"EXCLUDE","TN","Cordell Hull",3423,"2","WAT","HY",33.299999999999997,null,"Electric Utility","N","Non Combustion (NUC, WAT, WND, GEO, or SUN)",null,{"$f":"IF(B9164=\"CoalST\",MATCH(E9164&\"|\"&F9164,EIA_Units!$BK$6:$BK$22655,0),\"\")","v":""},{"$f":"IF(O9164=\"\",\"\",INDEX(EIA_Units!P9164:'EIA_Units'!$P$6:$P$22655,O9164))","v":""},""]
[null,"EXCLUDE","IA","Crosswind Energy Project",56859,"1","WND","WT",21,null,"IPP Non-CHP","N","Non Combustion (NUC, WAT, WND, GEO, or SUN)",null,{"$f":"IF(B9172=\"CoalST\",MATCH(E9172&\"|\"&F9172,EIA_Units!$BK$6:$BK$22655,0),\"\")","v":""},{"$f":"IF(O9172=\"\",\"\",INDEX(EIA_Units!P9172:'EIA_Units'!$P$6:$P$22655,O9172))","v":""},""]
[null,"EXCLUDE","MO","Ozark Beach",6280,"7","WAT","HY",4,null,"Electric Utility","N","Non Combustion (NUC, WAT, WND, GEO, or SUN)",null,{"$f":"IF(B9187=\"CoalST\",MATCH(E9187&\"|\"&F9187,EIA_Units!$BK$6:$BK$22655,0),\"\")","v":""},{"$f":"IF(O9187=\"\",\"\",INDEX(EIA_Units!P9187:'EIA_Units'!$P$6:$P$22655,O9187))","v":""},""]
[null,"EXCLUDE","MN","KSS Turbines LLC",56627,"1","WND","WT",4,null,"IPP Non-CHP","N","Non Combustion (NUC, WAT, WND, GEO, or SUN)",null,{"$f":"IF(B9198=\"CoalST\",MATCH(E9198&\"|\"&F9198,EIA_Units!$BK$6:$BK$22655,0),\"\")","v":""},{"$f":"IF(O9198=\"\",\"\",INDEX(EIA_Units!P9198:'EIA_Units'!$P$6:$P$22655,O9198))","v":""},""]
[null,"EXCLUDE","VT","Searsburg",6529,"GEN1","WAT","HY",4.0999999999999996,null,"IPP Non-CHP","N","Non Combustion (NUC, WAT, WND, GEO, or SUN)",null,{"$f":"IF(B9203=\"CoalST\",MATCH(E9203&\"|\"&F9203,EIA_Units!$BK$6:$BK$22655,0),\"\")","v":""},{"$f":"IF(O9203=\"\",\"\",INDEX(EIA_Units!P9203:'EIA_Units'!$P$6:$P$22655,O9203))","v":""},""]
[null,"EXCLUDE","ME","International Paper Jay Hydro",50047,"GEN3","WAT","HY",0.5,null,"Industrial Non-CHP","N","Non Combustion (NUC, WAT, WND, GEO, or SUN)",null,{"$f":"IF(B9214=\"CoalST\",MATCH(E9214&\"|\"&F9214,EIA_Units!$BK$6:$BK$22655,0),\"\")","v":""},{"$f":"IF(O9214=\"\",\"\",INDEX(EIA_Units!P9214:'EIA_Units'!$P$6:$P$22655,O9214))","v":""},""]
[null,"EXCLUDE","LA","Sidney A Murray Jr Hydroelectric",54678,"01","WAT","HY",24,null,"IPP Non-CHP","N","Non Combustion (NUC, WAT, WND, GEO, or SUN)",null,{"$f":"IF(B9229=\"CoalST\",MATCH(E9229&\"|\"&F9229,EIA_Units!$BK$6:$BK$22655,0),\"\")","v":""},{"$f":"IF(O9229=\"\",\"\",INDEX(EIA_Units!P9229:'EIA_Units'!$P$6:$P$22655,O9229))","v":""},""]
[null,"EXCLUDE","LA","Sidney A Murray Jr Hydroelectric",54678,"06","WAT","HY",24,null,"IPP Non-CHP","N","Non Combustion (NUC, WAT, WND, GEO, or SUN)",null,{"$f":"IF(B9234=\"CoalST\",MATCH(E9234&\"|\"&F9234,EIA_Units!$BK$6:$BK$22655,0),\"\")","v":""},{"$f":"IF(O9234=\"\",\"\",INDEX(EIA_Units!P9234:'EIA_Units'!$P$6:$P$22655,O9234))","v":""},""]
[null,"EXCLUDE","TX","Cedro Hill Wind LLC",57260,"1","WND","WT",150,null,"IPP Non-CHP","N","Non Combustion (NUC, WAT, WND, GEO, or SUN)",null,{"$f":"IF(B9245=\"CoalST\",MATCH(E9245&\"|\"&F9245,EIA_Units!$BK$6:$BK$22655,0),\"\")","v":""},{"$f":"IF(O9245=\"\",\"\",INDEX(EIA_Units!P9245:'EIA_Units'!$P$6:$P$22655,O9245))","v":""},""]
[null,"EXCLUDE","NY","Oswego Falls West",2596,"5","WAT","HY",1,null,"IPP Non-CHP","N","Non Combustion (NUC, WAT, WND, GEO, or SUN)",null,{"$f":"IF(B9250=\"CoalST\",MATCH(E9250&\"|\"&F9250,EIA_Units!$BK$6:$BK$22655,0),\"\")","v":""},{"$f":"IF(O9250=\"\",\"\",INDEX(EIA_Units!P9250:'EIA_Units'!$P$6:$P$22655,O9250))","v":""},""]
[null,"EXCLUDE","CA","Monticello",7646,"3","WAT","HY",1.5,null,"Electric Utility","N","Non Combustion (NUC, WAT, WND, GEO, or SUN)",null,{"$f":"IF(B9261=\"CoalST\",MATCH(E9261&\"|\"&F9261,EIA_Units!$BK$6:$BK$22655,0),\"\")","v":""},{"$f":"IF(O9261=\"\",\"\",INDEX(EIA_Units!P9261:'EIA_Units'!$P$6:$P$22655,O9261))","v":""},""]
[null,"EXCLUDE","MA","Chicopee Hydroelectric Station",50832,"1","WAT","HY",1.2,null,"IPP Non-CHP","N","Non Combustion (NUC, WAT, WND, GEO, or SUN)",null,{"$f":"IF(B9276=\"CoalST\",MATCH(E9276&\"|\"&F9276,EIA_Units!$BK$6:$BK$22655,0),\"\")","v":""},{"$f":"IF(O9276=\"\",\"\",INDEX(EIA_Units!P9276:'EIA_Units'!$P$6:$P$22655,O9276))","v":""},""]
[null,"EXCLUDE","WV","Glen Ferris Hydro",50010,"GEN2","WAT","HY",0.4,null,"Industrial Non-CHP","N","Non Combustion (NUC, WAT, WND, GEO, or SUN)",null,{"$f":"IF(B9285=\"CoalST\",MATCH(E9285&\"|\"&F9285,EIA_Units!$BK$6:$BK$22655,0),\"\")","v":""},{"$f":"IF(O9285=\"\",\"\",INDEX(EIA_Units!P9285:'EIA_Units'!$P$6:$P$22655,O9285))","v":""},""]
[null,"EXCLUDE","NY","Lyonsdale Associates",50652,"GEN2","WAT","HY",1.5,null,"IPP Non-CHP","N","Non Combustion (NUC, WAT, WND, GEO, or SUN)",null,{"$f":"IF(B9293=\"CoalST\",MATCH(E9293&\"|\"&F9293,EIA_Units!$BK$6:$BK$22655,0),\"\")","v":""},{"$f":"IF(O9293=\"\",\"\",INDEX(EIA_Units!P9293:'EIA_Units'!$P$6:$P$22655,O9293))","v":""},""]
[null,"EXCLUDE","CA","Bishop Creek 3",324,"1","WAT","HY",2.7,null,"Electric Utility","N","Non Combustion (NUC, WAT, WND, GEO, or SUN)",null,{"$f":"IF(B9308=\"CoalST\",MATCH(E9308&\"|\"&F9308,EIA_Units!$BK$6:$BK$22655,0),\"\")","v":""},{"$f":"IF(O9308=\"\",\"\",INDEX(EIA_Units!P9308:'EIA_Units'!$P$6:$P$22655,O9308))","v":""},""]
[null,"EXCLUDE","CA","Pit 5",268,"H2","WAT","HY",38.200000000000003,null,"Electric Utility","N","Non Combustion (NUC, WAT, WND, GEO, or SUN)",null,{"$f":"IF(B9313=\"CoalST\",MATCH(E9313&\"|\"&F9313,EIA_Units!$BK$6:$BK$22655,0),\"\")","v":""},{"$f":"IF(O9313=\"\",\"\",INDEX(EIA_Units!P9313:'EIA_Units'!$P$6:$P$22655,O9313))","v":""},""]
[null,"EXCLUDE","NY","Lower Saranac Hydroelectric Facility",10214,"GEN2","WAT","HY",3.2,null,"IPP Non-CHP","N","Non Combustion (NUC, WAT, WND, GEO, or SUN)",null,{"$f":"IF(B9324=\"CoalST\",MATCH(E9324&\"|\"&F9324,EIA_Units!$BK$6:$BK$22655,0),\"\")","v":""},{"$f":"IF(O9324=\"\",\"\",INDEX(EIA_Units!P9324:'EIA_Units'!$P$6:$P$22655,O9324))","v":""},""]
[null,"EXCLUDE","CA","Siphon Drop Power Plant",57364,"1","WAT","HY",2.2000000000000002,null,"IPP Non-CHP","N","Non Combustion (NUC, WAT, WND, GEO, or SUN)",null,{"$f":"IF(B9339=\"CoalST\",MATCH(E9339&\"|\"&F9339,EIA_Units!$BK$6:$BK$22655,0),\"\")","v":""},{"$f":"IF(O9339=\"\",\"\",INDEX(EIA_Units!P9339:'EIA_Units'!$P$6:$P$22655,O9339))","v":""},""]
[null,"EXCLUDE","IA","Flying Cloud Power Partners LLC",56172,"FC","WND","WT",43.5,null,"IPP Non-CHP","N","Non Combustion (NUC, WAT, WND, GEO, or SUN)",null,{"$f":"IF(B9350=\"CoalST\",MATCH(E9350&\"|\"&F9350,EIA_Units!$BK$6:$BK$22655,0),\"\")","v":""},{"$f":"IF(O9350=\"\",\"\",INDEX(EIA_Units!P9350:'EIA_Units'!$P$6:$P$22655,O9350))","v":""},""]
[null,"EXCLUDE","CA","Kaweah 1",337,"1","WAT","HY",2.2000000000000002,null,"Electric Utility","N","Non Combustion (NUC, WAT, WND, GEO, or SUN)",null,{"$f":"IF(B9355=\"CoalST\",MATCH(E9355&\"|\"&F9355,EIA_Units!$BK$6:$BK$22655,0),\"\")","v":""},{"$f":"IF(O9355=\"\",\"\",INDEX(EIA_Units!P9355:'EIA_Units'!$P$6:$P$22655,O9355))","v":""},""]
[null,"EXCLUDE","TN","Great Falls",3404,"2","WAT","HY",18.399999999999999,null,"Electric Utility","N","Non Combustion (NUC, WAT, WND, GEO, or SUN)",null,{"$f":"IF(B9370=\"CoalST\",MATCH(E9370&\"|\"&F9370,EIA_Units!$BK$6:$BK$22655,0),\"\")","v":""},{"$f":"IF(O9370=\"\",\"\",INDEX(EIA_Units!P9370:'EIA_Units'!$P$6:$P$22655,O9370))","v":""},""]
[null,"EXCLUDE","TX","Scurry County Wind II",56775,"1","WND","WT",120,null,"IPP Non-CHP","N","Non Combustion (NUC, WAT, WND, GEO, or SUN)",null,{"$f":"IF(B9371=\"CoalST\",MATCH(E9371&\"|\"&F9371,EIA_Units!$BK$6:$BK$22655,0),\"\")","v":""},{"$f":"IF(O9371=\"\",\"\",INDEX(EIA_Units!P9371:'EIA_Units'!$P$6:$P$22655,O9371))","v":""},""]
[null,"EXCLUDE","IL","Sears Hydroelectric Plant",56978,"4","WAT","HY",0.3,null,"IPP Non-CHP","N","Non Combustion (NUC, WAT, WND, GEO, or SUN)",null,{"$f":"IF(B9386=\"CoalST\",MATCH(E9386&\"|\"&F9386,EIA_Units!$BK$6:$BK$22655,0),\"\")","v":""},{"$f":"IF(O9386=\"\",\"\",INDEX(EIA_Units!P9386:'EIA_Units'!$P$6:$P$22655,O9386))","v":""},""]
[null,"EXCLUDE","NM","El Vado Dam",7593,"1","WAT","HY",8,null,"Electric Utility","N","Non Combustion (NUC, WAT, WND, GEO, or SUN)",null,{"$f":"IF(B9391=\"CoalST\",MATCH(E9391&\"|\"&F9391,EIA_Units!$BK$6:$BK$22655,0),\"\")","v":""},{"$f":"IF(O9391=\"\",\"\",INDEX(EIA_Units!P9391:'EIA_Units'!$P$6:$P$22655,O9391))","v":""},""]
[null,"EXCLUDE","NY","Diana Hydroelectric",10237,"GEN1","WAT","HY",1.8,null,"IPP Non-CHP","N","Non Combustion (NUC, WAT, WND, GEO, or SUN)",null,{"$f":"IF(B9410=\"CoalST\",MATCH(E9410&\"|\"&F9410,EIA_Units!$BK$6:$BK$22655,0),\"\")","v":""},{"$f":"IF(O9410=\"\",\"\",INDEX(EIA_Units!P9410:'EIA_Units'!$P$6:$P$22655,O9410))","v":""},""]
[null,"EXCLUDE","TX","Forest Creek Wind Farm LLC",56394,"1","WND","WT",124.2,null,"IPP Non-CHP","N","Non Combustion (NUC, WAT, WND, GEO, or SUN)",null,{"$f":"IF(B9418=\"CoalST\",MATCH(E9418&\"|\"&F9418,EIA_Units!$BK$6:$BK$22655,0),\"\")","v":""},{"$f":"IF(O9418=\"\",\"\",INDEX(EIA_Units!P9418:'EIA_Units'!$P$6:$P$22655,O9418))","v":""},""]
[null,"EXCLUDE","CT","Goodwin Hydroelectric",54302,"G2","WAT","HY",1.6,null,"IPP Non-CHP","N","Non Combustion (NUC, WAT, WND, GEO, or SUN)",null,{"$f":"IF(B9429=\"CoalST\",MATCH(E9429&\"|\"&F9429,EIA_Units!$BK$6:$BK$22655,0),\"\")","v":""},{"$f":"IF(O9429=\"\",\"\",INDEX(EIA_Units!P9429:'EIA_Units'!$P$6:$P$22655,O9429))","v":""},""]
[null,"EXCLUDE","NY","Pyrites Plant",10547,"GEN2","WAT","HY",3.5,null,"IPP Non-CHP","N","Non Combustion (NUC, WAT, WND, GEO, or SUN)",null,{"$f":"IF(B9434=\"CoalST\",MATCH(E9434&\"|\"&F9434,EIA_Units!$BK$6:$BK$22655,0),\"\")","v":""},{"$f":"IF(O9434=\"\",\"\",INDEX(EIA_Units!P9434:'EIA_Units'!$P$6:$P$22655,O9434))","v":""},""]
[null,"EXCLUDE","WI","Alexander",4060,"2","WAT","HY",1.4,null,"Electric Utility","N","Non Combustion (NUC, WAT, WND, GEO, or SUN)",null,{"$f":"IF(B9449=\"CoalST\",MATCH(E9449&\"|\"&F9449,EIA_Units!$BK$6:$BK$22655,0),\"\")","v":""},{"$f":"IF(O9449=\"\",\"\",INDEX(EIA_Units!P9449:'EIA_Units'!$P$6:$P$22655,O9449))","v":""},""]
[null,"EXCLUDE","AK","Skagway",66,"2","WAT","HY",0.1,null,"Electric Utility","N","Non Combustion (NUC, WAT, WND, GEO, or SUN)",null,{"$f":"IF(B9460=\"CoalST\",MATCH(E9460&\"|\"&F9460,EIA_Units!$BK$6:$BK$22655,0),\"\")","v":""},{"$f":"IF(O9460=\"\",\"\",INDEX(EIA_Units!P9460:'EIA_Units'!$P$6:$P$22655,O9460))","v":""},""]
[null,"EXCLUDE","ID","Boise R Diversion",6397,"3A","WAT","HY",1.1000000000000001,null,"Electric Utility","N","Non Combustion (NUC, WAT, WND, GEO, or SUN)",null,{"$f":"IF(B9465=\"CoalST\",MATCH(E9465&\"|\"&F9465,EIA_Units!$BK$6:$BK$22655,0),\"\")","v":""},{"$f":"IF(O9465=\"\",\"\",INDEX(EIA_Units!P9465:'EIA_Units'!$P$6:$P$22655,O9465))","v":""},""]
[null,"EXCLUDE","NY","Oswego Falls East",2595,"3","WAT","HY",2,null,"IPP Non-CHP","N","Non Combustion (NUC, WAT, WND, GEO, or SUN)",null,{"$f":"IF(B9476=\"CoalST\",MATCH(E9476&\"|\"&F9476,EIA_Units!$BK$6:$BK$22655,0),\"\")","v":""},{"$f":"IF(O9476=\"\",\"\",INDEX(EIA_Units!P9476:'EIA_Units'!$P$6:$P$22655,O9476))","v":""},""]
[null,"EXCLUDE","NY","Prospect",2599,"1","WAT","HY",19,null,"IPP Non-CHP","N","Non Combustion (NUC, WAT, WND, GEO, or SUN)",null,{"$f":"IF(B9491=\"CoalST\",MATCH(E9491&\"|\"&F9491,EIA_Units!$BK$6:$BK$22655,0),\"\")","v":""},{"$f":"IF(O9491=\"\",\"\",INDEX(EIA_Units!P9491:'EIA_Units'!$P$6:$P$22655,O9491))","v":""},""]
[null,"EXCLUDE","WI","White River",3989,"1","WAT","HY",0.5,null,"Electric Utility","N","Non Combustion (NUC, WAT, WND, GEO, or SUN)",null,{"$f":"IF(B9496=\"CoalST\",MATCH(E9496&\"|\"&F9496,EIA_Units!$BK$6:$BK$22655,0),\"\")","v":""},{"$f":"IF(O9496=\"\",\"\",INDEX(EIA_Units!P9496:'EIA_Units'!$P$6:$P$22655,O9496))","v":""},""]
[null,"EXCLUDE","WI","Wausau",4077,"2","WAT","HY",1.8,null,"Electric Utility","N","Non Combustion (NUC, WAT, WND, GEO, or SUN)",null,{"$f":"IF(B9507=\"CoalST\",MATCH(E9507&\"|\"&F9507,EIA_Units!$BK$6:$BK$22655,0),\"\")","v":""},{"$f":"IF(O9507=\"\",\"\",INDEX(EIA_Units!P9507:'EIA_Units'!$P$6:$P$22655,O9507))","v":""},""]
[null,"EXCLUDE","AR","White River Lock and Dam 2",57161,"LD#2","WAT","HY",3.5,null,"IPP Non-CHP","N","Non Combustion (NUC, WAT, WND, GEO, or SUN)",null,{"$f":"IF(B9512=\"CoalST\",MATCH(E9512&\"|\"&F9512,EIA_Units!$BK$6:$BK$22655,0),\"\")","v":""},{"$f":"IF(O9512=\"\",\"\",INDEX(EIA_Units!P9512:'EIA_Units'!$P$6:$P$22655,O9512))","v":""},""]
[null,"EXCLUDE","IA","Pomeroy Wind Farm",56501,"PWF2","WND","WT",75,null,"Electric Utility","N","Non Combustion (NUC, WAT, WND, GEO, or SUN)",null,{"$f":"IF(B9531=\"CoalST\",MATCH(E9531&\"|\"&F9531,EIA_Units!$BK$6:$BK$22655,0),\"\")","v":""},{"$f":"IF(O9531=\"\",\"\",INDEX(EIA_Units!P9531:'EIA_Units'!$P$6:$P$22655,O9531))","v":""},""]
[null,"EXCLUDE","MA","Cabot Holyoke",9864,"3","WAT","HY",0.4,null,"Electric Utility","N","Non Combustion (NUC, WAT, WND, GEO, or SUN)",null,{"$f":"IF(B9539=\"CoalST\",MATCH(E9539&\"|\"&F9539,EIA_Units!$BK$6:$BK$22655,0),\"\")","v":""},{"$f":"IF(O9539=\"\",\"\",INDEX(EIA_Units!P9539:'EIA_Units'!$P$6:$P$22655,O9539))","v":""},""]
[null,"EXCLUDE","WI","Hat Rapids",4064,"1","WAT","HY",0.8,null,"Electric Utility","N","Non Combustion (NUC, WAT, WND, GEO, or SUN)",null,{"$f":"IF(B9544=\"CoalST\",MATCH(E9544&\"|\"&F9544,EIA_Units!$BK$6:$BK$22655,0),\"\")","v":""},{"$f":"IF(O9544=\"\",\"\",INDEX(EIA_Units!P9544:'EIA_Units'!$P$6:$P$22655,O9544))","v":""},""]
[null,"EXCLUDE","AL","Wilson Dam",6440,"12","WAT","HY",29.2,null,"Electric Utility","N","Non Combustion (NUC, WAT, WND, GEO, or SUN)",null,{"$f":"IF(B9555=\"CoalST\",MATCH(E9555&\"|\"&F9555,EIA_Units!$BK$6:$BK$22655,0),\"\")","v":""},{"$f":"IF(O9555=\"\",\"\",INDEX(EIA_Units!P9555:'EIA_Units'!$P$6:$P$22655,O9555))","v":""},""]
[null,"EXCLUDE","AL","Wilson Dam",6440,"7","WAT","HY",30.9,null,"Electric Utility","N","Non Combustion (NUC, WAT, WND, GEO, or SUN)",null,{"$f":"IF(B9570=\"CoalST\",MATCH(E9570&\"|\"&F9570,EIA_Units!$BK$6:$BK$22655,0),\"\")","v":""},{"$f":"IF(O9570=\"\",\"\",INDEX(EIA_Units!P9570:'EIA_Units'!$P$6:$P$22655,O9570))","v":""},""]
[null,"EXCLUDE","MN","UMM Wind Turbine",57732,"UMM1","WND","WT",1.7,null,"Commercial Non-CHP","N","Non Combustion (NUC, WAT, WND, GEO, or SUN)",null,{"$f":"IF(B9575=\"CoalST\",MATCH(E9575&\"|\"&F9575,EIA_Units!$BK$6:$BK$22655,0),\"\")","v":""},{"$f":"IF(O9575=\"\",\"\",INDEX(EIA_Units!P9575:'EIA_Units'!$P$6:$P$22655,O9575))","v":""},""]
[null,"EXCLUDE","NV","Stillwater Facility",50765,"1-2","GEO","BT",11.8,null,"IPP Non-CHP","N","Non Combustion (NUC, WAT, WND, GEO, or SUN)",null,{"$f":"IF(B9586=\"CoalST\",MATCH(E9586&\"|\"&F9586,EIA_Units!$BK$6:$BK$22655,0),\"\")","v":""},{"$f":"IF(O9586=\"\",\"\",INDEX(EIA_Units!P9586:'EIA_Units'!$P$6:$P$22655,O9586))","v":""},""]
[null,"EXCLUDE","PA","FirstEnergy Allegheny Hydro Partners Ltd",50893,"GEN2","WAT","HY",4.5999999999999996,null,"IPP Non-CHP","N","Non Combustion (NUC, WAT, WND, GEO, or SUN)",null,{"$f":"IF(B9601=\"CoalST\",MATCH(E9601&\"|\"&F9601,EIA_Units!$BK$6:$BK$22655,0),\"\")","v":""},{"$f":"IF(O9601=\"\",\"\",INDEX(EIA_Units!P9601:'EIA_Units'!$P$6:$P$22655,O9601))","v":""},""]
[null,"EXCLUDE","HI","Kaheka Hydro",55864,"KAH1","WAT","HY",1.5,null,"Industrial Non-CHP","N","Non Combustion (NUC, WAT, WND, GEO, or SUN)",null,{"$f":"IF(B9612=\"CoalST\",MATCH(E9612&\"|\"&F9612,EIA_Units!$BK$6:$BK$22655,0),\"\")","v":""},{"$f":"IF(O9612=\"\",\"\",INDEX(EIA_Units!P9612:'EIA_Units'!$P$6:$P$22655,O9612))","v":""},""]
[null,"EXCLUDE","PA","Allegheny No 6 Hydro Partners",50894,"GEN1","WAT","HY",4.5999999999999996,null,"IPP Non-CHP","N","Non Combustion (NUC, WAT, WND, GEO, or SUN)",null,{"$f":"IF(B9617=\"CoalST\",MATCH(E9617&\"|\"&F9617,EIA_Units!$BK$6:$BK$22655,0),\"\")","v":""},{"$f":"IF(O9617=\"\",\"\",INDEX(EIA_Units!P9617:'EIA_Units'!$P$6:$P$22655,O9617))","v":""},""]
[null,"EXCLUDE","OR","Detroit",3077,"1","WAT","HY",50,null,"Electric Utility","N","Non Combustion (NUC, WAT, WND, GEO, or SUN)",null,{"$f":"IF(B9632=\"CoalST\",MATCH(E9632&\"|\"&F9632,EIA_Units!$BK$6:$BK$22655,0),\"\")","v":""},{"$f":"IF(O9632=\"\",\"\",INDEX(EIA_Units!P9632:'EIA_Units'!$P$6:$P$22655,O9632))","v":""},""]
[null,"EXCLUDE","OR","Detroit",3077,"2","WAT","HY",50,null,"Electric Utility","N","Non Combustion (NUC, WAT, WND, GEO, or SUN)",null,{"$f":"IF(B9633=\"CoalST\",MATCH(E9633&\"|\"&F9633,EIA_Units!$BK$6:$BK$22655,0),\"\")","v":""},{"$f":"IF(O9633=\"\",\"\",INDEX(EIA_Units!P9633:'EIA_Units'!$P$6:$P$22655,O9633))","v":""},""]
[null,"EXCLUDE","CA","Keswick",443,"3","WAT","HY",39,null,"Electric Utility","N","Non Combustion (NUC, WAT, WND, GEO, or SUN)",null,{"$f":"IF(B9648=\"CoalST\",MATCH(E9648&\"|\"&F9648,EIA_Units!$BK$6:$BK$22655,0),\"\")","v":""},{"$f":"IF(O9648=\"\",\"\",INDEX(EIA_Units!P9648:'EIA_Units'!$P$6:$P$22655,O9648))","v":""},""]
[null,"EXCLUDE","NH","Mine Falls Generating Station",10183,"GEN1","WAT","HY",1.5,null,"IPP Non-CHP","N","Non Combustion (NUC, WAT, WND, GEO, or SUN)",null,{"$f":"IF(B9661=\"CoalST\",MATCH(E9661&\"|\"&F9661,EIA_Units!$BK$6:$BK$22655,0),\"\")","v":""},{"$f":"IF(O9661=\"\",\"\",INDEX(EIA_Units!P9661:'EIA_Units'!$P$6:$P$22655,O9661))","v":""},""]
[null,"EXCLUDE","OR","PaTu Wind Farm LLC",57578,"PATU","WND","WT",9,null,"IPP Non-CHP","N","Non Combustion (NUC, WAT, WND, GEO, or SUN)",null,{"$f":"IF(B9665=\"CoalST\",MATCH(E9665&\"|\"&F9665,EIA_Units!$BK$6:$BK$22655,0),\"\")","v":""},{"$f":"IF(O9665=\"\",\"\",INDEX(EIA_Units!P9665:'EIA_Units'!$P$6:$P$22655,O9665))","v":""},""]
[null,"EXCLUDE","LA","Chalmette Refining LLC",50626,"GEN1","OTH","OT",5.7,null,"Industrial Non-CHP","N","Non Fossil fuel type",null,{"$f":"IF(B9680=\"CoalST\",MATCH(E9680&\"|\"&F9680,EIA_Units!$BK$6:$BK$22655,0),\"\")","v":""},{"$f":"IF(O9680=\"\",\"\",INDEX(EIA_Units!P9680:'EIA_Units'!$P$6:$P$22655,O9680))","v":""},""]
[null,"EXCLUDE","MI","Edison Sault",1751,"15","WAT","HY",0.6,null,"Electric Utility","N","Non Combustion (NUC, WAT, WND, GEO, or SUN)",null,{"$f":"IF(B9691=\"CoalST\",MATCH(E9691&\"|\"&F9691,EIA_Units!$BK$6:$BK$22655,0),\"\")","v":""},{"$f":"IF(O9691=\"\",\"\",INDEX(EIA_Units!P9691:'EIA_Units'!$P$6:$P$22655,O9691))","v":""},""]
[null,"EXCLUDE","MI","Edison Sault",1751,"20","WAT","HY",0.6,null,"Electric Utility","N","Non Combustion (NUC, WAT, WND, GEO, or SUN)",null,{"$f":"IF(B9696=\"CoalST\",MATCH(E9696&\"|\"&F9696,EIA_Units!$BK$6:$BK$22655,0),\"\")","v":""},{"$f":"IF(O9696=\"\",\"\",INDEX(EIA_Units!P9696:'EIA_Units'!$P$6:$P$22655,O9696))","v":""},""]
[null,"EXCLUDE","MI","Edison Sault",1751,"35","WAT","HY",0.6,null,"Electric Utility","N","Non Combustion (NUC, WAT, WND, GEO, or SUN)",null,{"$f":"IF(B9711=\"CoalST\",MATCH(E9711&\"|\"&F9711,EIA_Units!$BK$6:$BK$22655,0),\"\")","v":""},{"$f":"IF(O9711=\"\",\"\",INDEX(EIA_Units!P9711:'EIA_Units'!$P$6:$P$22655,O9711))","v":""},""]
[null,"EXCLUDE","MI","Edison Sault",1751,"48","WAT","HY",0.6,null,"Electric Utility","N","Non Combustion (NUC, WAT, WND, GEO, or SUN)",null,{"$f":"IF(B9722=\"CoalST\",MATCH(E9722&\"|\"&F9722,EIA_Units!$BK$6:$BK$22655,0),\"\")","v":""},{"$f":"IF(O9722=\"\",\"\",INDEX(EIA_Units!P9722:'EIA_Units'!$P$6:$P$22655,O9722))","v":""},""]
[null,"EXCLUDE","MI","Edison Sault",1751,"53","WAT","HY",0.6,null,"Electric Utility","N","Non Combustion (NUC, WAT, WND, GEO, or SUN)",null,{"$f":"IF(B9727=\"CoalST\",MATCH(E9727&\"|\"&F9727,EIA_Units!$BK$6:$BK$22655,0),\"\")","v":""},{"$f":"IF(O9727=\"\",\"\",INDEX(EIA_Units!P9727:'EIA_Units'!$P$6:$P$22655,O9727))","v":""},""]
[null,"EXCLUDE","MI","Edison Sault",1751,"67","WAT","HY",0.5,null,"Electric Utility","N","Non Combustion (NUC, WAT, WND, GEO, or SUN)",null,{"$f":"IF(B9742=\"CoalST\",MATCH(E9742&\"|\"&F9742,EIA_Units!$BK$6:$BK$22655,0),\"\")","v":""},{"$f":"IF(O9742=\"\",\"\",INDEX(EIA_Units!P9742:'EIA_Units'!$P$6:$P$22655,O9742))","v":""},""]
[null,"EXCLUDE","MI","Edison Sault",1751,"77","WAT","HY",0.5,null,"Electric Utility","N","Non Combustion (NUC, WAT, WND, GEO, or SUN)",null,{"$f":"IF(B9753=\"CoalST\",MATCH(E9753&\"|\"&F9753,EIA_Units!$BK$6:$BK$22655,0),\"\")","v":""},{"$f":"IF(O9753=\"\",\"\",INDEX(EIA_Units!P9753:'EIA_Units'!$P$6:$P$22655,O9753))","v":""},""]
[null,"EXCLUDE","MI","Edison Sault",1751,"9","WAT","HY",0.6,null,"Electric Utility","N","Non Combustion (NUC, WAT, WND, GEO, or SUN)",null,{"$f":"IF(B9758=\"CoalST\",MATCH(E9758&\"|\"&F9758,EIA_Units!$BK$6:$BK$22655,0),\"\")","v":""},{"$f":"IF(O9758=\"\",\"\",INDEX(EIA_Units!P9758:'EIA_Units'!$P$6:$P$22655,O9758))","v":""},""]
[null,"EXCLUDE","MI","Hydro Plant",1856,"4","WAT","HY",0.7,null,"Electric Utility","N","Non Combustion (NUC, WAT, WND, GEO, or SUN)",null,{"$f":"IF(B9769=\"CoalST\",MATCH(E9769&\"|\"&F9769,EIA_Units!$BK$6:$BK$22655,0),\"\")","v":""},{"$f":"IF(O9769=\"\",\"\",INDEX(EIA_Units!P9769:'EIA_Units'!$P$6:$P$22655,O9769))","v":""},""]
[null,"EXCLUDE","MN","Tofteland Windfarm LLC",56202,"I","WND","WT",2,null,"IPP Non-CHP","N","Non Combustion (NUC, WAT, WND, GEO, or SUN)",null,{"$f":"IF(B9775=\"CoalST\",MATCH(E9775&\"|\"&F9775,EIA_Units!$BK$6:$BK$22655,0),\"\")","v":""},{"$f":"IF(O9775=\"\",\"\",INDEX(EIA_Units!P9775:'EIA_Units'!$P$6:$P$22655,O9775))","v":""},""]
[null,"EXCLUDE","MN","Hope Creek LLC",55572,"HC30","WND","WT",1.9,null,"IPP Non-CHP","N","Non Combustion (NUC, WAT, WND, GEO, or SUN)",null,{"$f":"IF(B9790=\"CoalST\",MATCH(E9790&\"|\"&F9790,EIA_Units!$BK$6:$BK$22655,0),\"\")","v":""},{"$f":"IF(O9790=\"\",\"\",INDEX(EIA_Units!P9790:'EIA_Units'!$P$6:$P$22655,O9790))","v":""},""]
[null,"EXCLUDE","MA","Dwight",6378,"DW2","WAT","HY",0.4,null,"IPP Non-CHP","N","Non Combustion (NUC, WAT, WND, GEO, or SUN)",null,{"$f":"IF(B9801=\"CoalST\",MATCH(E9801&\"|\"&F9801,EIA_Units!$BK$6:$BK$22655,0),\"\")","v":""},{"$f":"IF(O9801=\"\",\"\",INDEX(EIA_Units!P9801:'EIA_Units'!$P$6:$P$22655,O9801))","v":""},""]
[null,"EXCLUDE","MI","Buchanan",1754,"2","WAT","HY",0.4,null,"Electric Utility","N","Non Combustion (NUC, WAT, WND, GEO, or SUN)",null,{"$f":"IF(B9806=\"CoalST\",MATCH(E9806&\"|\"&F9806,EIA_Units!$BK$6:$BK$22655,0),\"\")","v":""},{"$f":"IF(O9806=\"\",\"\",INDEX(EIA_Units!P9806:'EIA_Units'!$P$6:$P$22655,O9806))","v":""},""]
[null,"EXCLUDE","TX","High Plains Wind Power LLC",56834,"1","WND","WT",10,null,"IPP Non-CHP","N","Non Combustion (NUC, WAT, WND, GEO, or SUN)",null,{"$f":"IF(B9817=\"CoalST\",MATCH(E9817&\"|\"&F9817,EIA_Units!$BK$6:$BK$22655,0),\"\")","v":""},{"$f":"IF(O9817=\"\",\"\",INDEX(EIA_Units!P9817:'EIA_Units'!$P$6:$P$22655,O9817))","v":""},""]
[null,"EXCLUDE","TN","Calderwood",54900,"3","WAT","HY",52.2,null,"Industrial Non-CHP","N","Non Combustion (NUC, WAT, WND, GEO, or SUN)",null,{"$f":"IF(B9832=\"CoalST\",MATCH(E9832&\"|\"&F9832,EIA_Units!$BK$6:$BK$22655,0),\"\")","v":""},{"$f":"IF(O9832=\"\",\"\",INDEX(EIA_Units!P9832:'EIA_Units'!$P$6:$P$22655,O9832))","v":""},""]
[null,"EXCLUDE","MD","Conowingo",1574,"3","WAT","HY",48,null,"IPP Non-CHP","N","Non Combustion (NUC, WAT, WND, GEO, or SUN)",null,{"$f":"IF(B9837=\"CoalST\",MATCH(E9837&\"|\"&F9837,EIA_Units!$BK$6:$BK$22655,0),\"\")","v":""},{"$f":"IF(O9837=\"\",\"\",INDEX(EIA_Units!P9837:'EIA_Units'!$P$6:$P$22655,O9837))","v":""},""]
[null,"EXCLUDE","ID","Ford Hydro LP",54674,"GEN1","WAT","HY",0.4,null,"IPP Non-CHP","N","Non Combustion (NUC, WAT, WND, GEO, or SUN)",null,{"$f":"IF(B9848=\"CoalST\",MATCH(E9848&\"|\"&F9848,EIA_Units!$BK$6:$BK$22655,0),\"\")","v":""},{"$f":"IF(O9848=\"\",\"\",INDEX(EIA_Units!P9848:'EIA_Units'!$P$6:$P$22655,O9848))","v":""},""]
[null,"EXCLUDE","NY","Flat Rock",2563,"2","WAT","HY",3,null,"IPP Non-CHP","N","Non Combustion (NUC, WAT, WND, GEO, or SUN)",null,{"$f":"IF(B9863=\"CoalST\",MATCH(E9863&\"|\"&F9863,EIA_Units!$BK$6:$BK$22655,0),\"\")","v":""},{"$f":"IF(O9863=\"\",\"\",INDEX(EIA_Units!P9863:'EIA_Units'!$P$6:$P$22655,O9863))","v":""},{"$f":"IF(O9863=\"\",\"\",2014-P9863)","v":""}]
[null,"EXCLUDE","WY","High Plains",57040,"1","WND","WT",103.3,null,"Electric Utility","N","Non Combustion (NUC, WAT, WND, GEO, or SUN)",null,{"$f":"IF(B9868=\"CoalST\",MATCH(E9868&\"|\"&F9868,EIA_Units!$BK$6:$BK$22655,0),\"\")","v":""},{"$f":"IF(O9868=\"\",\"\",INDEX(EIA_Units!P9868:'EIA_Units'!$P$6:$P$22655,O9868))","v":""},""]
[null,"EXCLUDE","NE","North Platte",2274,"2","WAT","HY",13.1,null,"Electric Utility","N","Non Combustion (NUC, WAT, WND, GEO, or SUN)",null,{"$f":"IF(B9879=\"CoalST\",MATCH(E9879&\"|\"&F9879,EIA_Units!$BK$6:$BK$22655,0),\"\")","v":""},{"$f":"IF(O9879=\"\",\"\",INDEX(EIA_Units!P9879:'EIA_Units'!$P$6:$P$22655,O9879))","v":""},""]
[null,"EXCLUDE","TX","Capricorn Ridge Wind LLC",56763,"4","WND","WT",112.5,null,"IPP Non-CHP","N","Non Combustion (NUC, WAT, WND, GEO, or SUN)",null,{"$f":"IF(B9894=\"CoalST\",MATCH(E9894&\"|\"&F9894,EIA_Units!$BK$6:$BK$22655,0),\"\")","v":""},{"$f":"IF(O9894=\"\",\"\",INDEX(EIA_Units!P9894:'EIA_Units'!$P$6:$P$22655,O9894))","v":""},""]
[null,"EXCLUDE","CA","Second Imperial Geothermal",54111,"GE10","GEO","BT",4.5,null,"IPP Non-CHP","N","Non Combustion (NUC, WAT, WND, GEO, or SUN)",null,{"$f":"IF(B9900=\"CoalST\",MATCH(E9900&\"|\"&F9900,EIA_Units!$BK$6:$BK$22655,0),\"\")","v":""},{"$f":"IF(O9900=\"\",\"\",INDEX(EIA_Units!P9900:'EIA_Units'!$P$6:$P$22655,O9900))","v":""},""]
[null,"EXCLUDE","CA","Second Imperial Geothermal",54111,"GEN7","GEO","BT",4.5,null,"IPP Non-CHP","N","Non Combustion (NUC, WAT, WND, GEO, or SUN)",null,{"$f":"IF(B9911=\"CoalST\",MATCH(E9911&\"|\"&F9911,EIA_Units!$BK$6:$BK$22655,0),\"\")","v":""},{"$f":"IF(O9911=\"\",\"\",INDEX(EIA_Units!P9911:'EIA_Units'!$P$6:$P$22655,O9911))","v":""},""]
[null,"EXCLUDE","CO","Vallecito Hydroelectric",50206,"GEN3","WAT","HY",2.5,null,"IPP Non-CHP","N","Non Combustion (NUC, WAT, WND, GEO, or SUN)",null,{"$f":"IF(B9916=\"CoalST\",MATCH(E9916&\"|\"&F9916,EIA_Units!$BK$6:$BK$22655,0),\"\")","v":""},{"$f":"IF(O9916=\"\",\"\",INDEX(EIA_Units!P9916:'EIA_Units'!$P$6:$P$22655,O9916))","v":""},""]
[null,"EXCLUDE","CO","Northern Colorado Wind LLC",57290,"SIEM","WND","WT",151.80000000000001,null,"IPP Non-CHP","N","Non Combustion (NUC, WAT, WND, GEO, or SUN)",null,{"$f":"IF(B9927=\"CoalST\",MATCH(E9927&\"|\"&F9927,EIA_Units!$BK$6:$BK$22655,0),\"\")","v":""},{"$f":"IF(O9927=\"\",\"\",INDEX(EIA_Units!P9927:'EIA_Units'!$P$6:$P$22655,O9927))","v":""},{"$f":"IF(O9927=\"\",\"\",2014-P9927)","v":""}]
[null,"EXCLUDE","UT","Pioneer",3656,"2","WAT","HY",2.5,null,"Electric Utility","N","Non Combustion (NUC, WAT, WND, GEO, or SUN)",null,{"$f":"IF(B9942=\"CoalST\",MATCH(E9942&\"|\"&F9942,EIA_Units!$BK$6:$BK$22655,0),\"\")","v":""},{"$f":"IF(O9942=\"\",\"\",INDEX(EIA_Units!P9942:'EIA_Units'!$P$6:$P$22655,O9942))","v":""},""]
[null,"EXCLUDE","CA","Pit 1",265,"H2","WAT","HY",34.6,null,"Electric Utility","N","Non Combustion (NUC, WAT, WND, GEO, or SUN)",null,{"$f":"IF(B9947=\"CoalST\",MATCH(E9947&\"|\"&F9947,EIA_Units!$BK$6:$BK$22655,0),\"\")","v":""},{"$f":"IF(O9947=\"\",\"\",INDEX(EIA_Units!P9947:'EIA_Units'!$P$6:$P$22655,O9947))","v":""},""]
[null,"EXCLUDE","WA","Ice Harbor",3925,"2","WAT","HY",90,null,"Electric Utility","N","Non Combustion (NUC, WAT, WND, GEO, or SUN)",null,{"$f":"IF(B9958=\"CoalST\",MATCH(E9958&\"|\"&F9958,EIA_Units!$BK$6:$BK$22655,0),\"\")","v":""},{"$f":"IF(O9958=\"\",\"\",INDEX(EIA_Units!P9958:'EIA_Units'!$P$6:$P$22655,O9958))","v":""},""]
[null,"EXCLUDE","WV","Pinnacle Wind Force LLC",57595,"1","WND","WT",55.2,null,"IPP Non-CHP","N","Non Combustion (NUC, WAT, WND, GEO, or SUN)",null,{"$f":"IF(B9973=\"CoalST\",MATCH(E9973&\"|\"&F9973,EIA_Units!$BK$6:$BK$22655,0),\"\")","v":""},{"$f":"IF(O9973=\"\",\"\",INDEX(EIA_Units!P9973:'EIA_Units'!$P$6:$P$22655,O9973))","v":""},""]
[null,"EXCLUDE","IL","High Trail Wind Farm LLC",56338,"1","WND","WT",198,null,"IPP Non-CHP","N","Non Combustion (NUC, WAT, WND, GEO, or SUN)",null,{"$f":"IF(B9984=\"CoalST\",MATCH(E9984&\"|\"&F9984,EIA_Units!$BK$6:$BK$22655,0),\"\")","v":""},{"$f":"IF(O9984=\"\",\"\",INDEX(EIA_Units!P9984:'EIA_Units'!$P$6:$P$22655,O9984))","v":""},""]
[null,"EXCLUDE","NY","Copenhagen Plant",10545,"GEN2","WAT","HY",1.5,null,"IPP Non-CHP","N","Non Combustion (NUC, WAT, WND, GEO, or SUN)",null,{"$f":"IF(B9989=\"CoalST\",MATCH(E9989&\"|\"&F9989,EIA_Units!$BK$6:$BK$22655,0),\"\")","v":""},{"$f":"IF(O9989=\"\",\"\",INDEX(EIA_Units!P9989:'EIA_Units'!$P$6:$P$22655,O9989))","v":""},""]
[null,"EXCLUDE","AL","Millers Ferry",38,"1","WAT","HY",33.700000000000003,null,"Electric Utility","N","Non Combustion (NUC, WAT, WND, GEO, or SUN)",null,{"$f":"IF(B10004=\"CoalST\",MATCH(E10004&\"|\"&F10004,EIA_Units!$BK$6:$BK$22655,0),\"\")","v":""},{"$f":"IF(O10004=\"\",\"\",INDEX(EIA_Units!P10004:'EIA_Units'!$P$6:$P$22655,O10004))","v":""},""]
[null,"EXCLUDE","CA","San Dimas Wash Generating Station",50233,"4011","WAT","HY",1,null,"IPP Non-CHP","N","Non Combustion (NUC, WAT, WND, GEO, or SUN)",null,{"$f":"IF(B10015=\"CoalST\",MATCH(E10015&\"|\"&F10015,EIA_Units!$BK$6:$BK$22655,0),\"\")","v":""},{"$f":"IF(O10015=\"\",\"\",INDEX(EIA_Units!P10015:'EIA_Units'!$P$6:$P$22655,O10015))","v":""},""]
[null,"EXCLUDE","NH","Somersworth Lower Great Dam",50704,"GEN1","WAT","HY",1.3,null,"IPP Non-CHP","N","Non Combustion (NUC, WAT, WND, GEO, or SUN)",null,{"$f":"IF(B10021=\"CoalST\",MATCH(E10021&\"|\"&F10021,EIA_Units!$BK$6:$BK$22655,0),\"\")","v":""},{"$f":"IF(O10021=\"\",\"\",INDEX(EIA_Units!P10021:'EIA_Units'!$P$6:$P$22655,O10021))","v":""},""]
[null,"EXCLUDE","IA","Osceola Windpower LLC",56645,"CL25","WND","WT",100,null,"IPP Non-CHP","N","Non Combustion (NUC, WAT, WND, GEO, or SUN)",null,{"$f":"IF(B10032=\"CoalST\",MATCH(E10032&\"|\"&F10032,EIA_Units!$BK$6:$BK$22655,0),\"\")","v":""},{"$f":"IF(O10032=\"\",\"\",INDEX(EIA_Units!P10032:'EIA_Units'!$P$6:$P$22655,O10032))","v":""},""]
[null,"EXCLUDE","CT","Rainbow",559,"1","WAT","HY",4,null,"Electric Utility","N","Non Combustion (NUC, WAT, WND, GEO, or SUN)",null,{"$f":"IF(B10037=\"CoalST\",MATCH(E10037&\"|\"&F10037,EIA_Units!$BK$6:$BK$22655,0),\"\")","v":""},{"$f":"IF(O10037=\"\",\"\",INDEX(EIA_Units!P10037:'EIA_Units'!$P$6:$P$22655,O10037))","v":""},""]
[null,"EXCLUDE","NE","Johnson 1",2228,"1","WAT","HY",10.8,null,"Electric Utility","N","Non Combustion (NUC, WAT, WND, GEO, or SUN)",null,{"$f":"IF(B10052=\"CoalST\",MATCH(E10052&\"|\"&F10052,EIA_Units!$BK$6:$BK$22655,0),\"\")","v":""},{"$f":"IF(O10052=\"\",\"\",INDEX(EIA_Units!P10052:'EIA_Units'!$P$6:$P$22655,O10052))","v":""},""]
[null,"EXCLUDE","MN","Fairmont Wind",56415,"WND2","WND","WT",1,null,"Electric Utility","N","Non Combustion (NUC, WAT, WND, GEO, or SUN)",null,{"$f":"IF(B10063=\"CoalST\",MATCH(E10063&\"|\"&F10063,EIA_Units!$BK$6:$BK$22655,0),\"\")","v":""},{"$f":"IF(O10063=\"\",\"\",INDEX(EIA_Units!P10063:'EIA_Units'!$P$6:$P$22655,O10063))","v":""},""]
[null,"EXCLUDE","WA","Upriver Dam Hydro Plant",50380,"GEN1","WAT","HY",2,null,"IPP Non-CHP","N","Non Combustion (NUC, WAT, WND, GEO, or SUN)",null,{"$f":"IF(B10068=\"CoalST\",MATCH(E10068&\"|\"&F10068,EIA_Units!$BK$6:$BK$22655,0),\"\")","v":""},{"$f":"IF(O10068=\"\",\"\",INDEX(EIA_Units!P10068:'EIA_Units'!$P$6:$P$22655,O10068))","v":""},""]
[null,"EXCLUDE","CA","Pardee",376,"2","WAT","HY",7.5,null,"Electric Utility","N","Non Combustion (NUC, WAT, WND, GEO, or SUN)",null,{"$f":"IF(B10083=\"CoalST\",MATCH(E10083&\"|\"&F10083,EIA_Units!$BK$6:$BK$22655,0),\"\")","v":""},{"$f":"IF(O10083=\"\",\"\",INDEX(EIA_Units!P10083:'EIA_Units'!$P$6:$P$22655,O10083))","v":""},""]
[null,"EXCLUDE","CO","Estes",513,"2","WAT","HY",15,null,"Electric Utility","N","Non Combustion (NUC, WAT, WND, GEO, or SUN)",null,{"$f":"IF(B10094=\"CoalST\",MATCH(E10094&\"|\"&F10094,EIA_Units!$BK$6:$BK$22655,0),\"\")","v":""},{"$f":"IF(O10094=\"\",\"\",INDEX(EIA_Units!P10094:'EIA_Units'!$P$6:$P$22655,O10094))","v":""},""]
[null,"EXCLUDE","NE","Ainsworth Wind",56162,"1","WND","WT",59.4,null,"Electric Utility","N","Non Combustion (NUC, WAT, WND, GEO, or SUN)",null,{"$f":"IF(B10099=\"CoalST\",MATCH(E10099&\"|\"&F10099,EIA_Units!$BK$6:$BK$22655,0),\"\")","v":""},{"$f":"IF(O10099=\"\",\"\",INDEX(EIA_Units!P10099:'EIA_Units'!$P$6:$P$22655,O10099))","v":""},""]
[null,"EXCLUDE","VT","Cavendish",3710,"3","WAT","HY",0.5,null,"Electric Utility","N","Non Combustion (NUC, WAT, WND, GEO, or SUN)",null,{"$f":"IF(B10110=\"CoalST\",MATCH(E10110&\"|\"&F10110,EIA_Units!$BK$6:$BK$22655,0),\"\")","v":""},{"$f":"IF(O10110=\"\",\"\",INDEX(EIA_Units!P10110:'EIA_Units'!$P$6:$P$22655,O10110))","v":""},""]
[null,"EXCLUDE","MI","Alcona",1693,"1","WAT","HY",4,null,"Electric Utility","N","Non Combustion (NUC, WAT, WND, GEO, or SUN)",null,{"$f":"IF(B10125=\"CoalST\",MATCH(E10125&\"|\"&F10125,EIA_Units!$BK$6:$BK$22655,0),\"\")","v":""},{"$f":"IF(O10125=\"\",\"\",INDEX(EIA_Units!P10125:'EIA_Units'!$P$6:$P$22655,O10125))","v":""},""]
[null,"EXCLUDE","NH","Franklin Industrial Complex",10109,"1","WAT","HY",1.5,null,"IPP Non-CHP","N","Non Combustion (NUC, WAT, WND, GEO, or SUN)",null,{"$f":"IF(B10130=\"CoalST\",MATCH(E10130&\"|\"&F10130,EIA_Units!$BK$6:$BK$22655,0),\"\")","v":""},{"$f":"IF(O10130=\"\",\"\",INDEX(EIA_Units!P10130:'EIA_Units'!$P$6:$P$22655,O10130))","v":""},""]
[null,"EXCLUDE","CA","Bucks Creek",220,"H1","WAT","HY",33,null,"Electric Utility","N","Non Combustion (NUC, WAT, WND, GEO, or SUN)",null,{"$f":"IF(B10146=\"CoalST\",MATCH(E10146&\"|\"&F10146,EIA_Units!$BK$6:$BK$22655,0),\"\")","v":""},{"$f":"IF(O10146=\"\",\"\",INDEX(EIA_Units!P10146:'EIA_Units'!$P$6:$P$22655,O10146))","v":""},""]
[null,"EXCLUDE","IL","Camp Grove Wind Farm",56640,"1","WND","WT",150,null,"IPP Non-CHP","N","Non Combustion (NUC, WAT, WND, GEO, or SUN)",null,{"$f":"IF(B10157=\"CoalST\",MATCH(E10157&\"|\"&F10157,EIA_Units!$BK$6:$BK$22655,0),\"\")","v":""},{"$f":"IF(O10157=\"\",\"\",INDEX(EIA_Units!P10157:'EIA_Units'!$P$6:$P$22655,O10157))","v":""},""]
[null,"EXCLUDE","OR","Four Corners Windfarm LLC",56969,"1","WND","WT",10,null,"IPP Non-CHP","N","Non Combustion (NUC, WAT, WND, GEO, or SUN)",null,{"$f":"IF(B10158=\"CoalST\",MATCH(E10158&\"|\"&F10158,EIA_Units!$BK$6:$BK$22655,0),\"\")","v":""},{"$f":"IF(O10158=\"\",\"\",INDEX(EIA_Units!P10158:'EIA_Units'!$P$6:$P$22655,O10158))","v":""},""]
[null,"EXCLUDE","WY","Mountain Wind Power II  LLC",56753,"1","WND","WT",80,null,"IPP Non-CHP","N","Non Combustion (NUC, WAT, WND, GEO, or SUN)",null,{"$f":"IF(B10173=\"CoalST\",MATCH(E10173&\"|\"&F10173,EIA_Units!$BK$6:$BK$22655,0),\"\")","v":""},{"$f":"IF(O10173=\"\",\"\",INDEX(EIA_Units!P10173:'EIA_Units'!$P$6:$P$22655,O10173))","v":""},""]
[null,"EXCLUDE","CA","Wise",292,"2","WAT","HY",2.8,null,"Electric Utility","N","Non Combustion (NUC, WAT, WND, GEO, or SUN)",null,{"$f":"IF(B10178=\"CoalST\",MATCH(E10178&\"|\"&F10178,EIA_Units!$BK$6:$BK$22655,0),\"\")","v":""},{"$f":"IF(O10178=\"\",\"\",INDEX(EIA_Units!P10178:'EIA_Units'!$P$6:$P$22655,O10178))","v":""},""]
[null,"EXCLUDE","IN","Heat Recovery Coke Facility",55066,"TG18","WH","ST",94.6,null,"Industrial Non-CHP","N","Non Fossil fuel type",null,{"$f":"IF(B10189=\"CoalST\",MATCH(E10189&\"|\"&F10189,EIA_Units!$BK$6:$BK$22655,0),\"\")","v":""},{"$f":"IF(O10189=\"\",\"\",INDEX(EIA_Units!P10189:'EIA_Units'!$P$6:$P$22655,O10189))","v":""},""]
[null,"EXCLUDE","ME","Messalonskee 2 (Oakland)",1497,"1","WAT","HY",2.8,null,"IPP Non-CHP","N","Non Combustion (NUC, WAT, WND, GEO, or SUN)",null,{"$f":"IF(B10204=\"CoalST\",MATCH(E10204&\"|\"&F10204,EIA_Units!$BK$6:$BK$22655,0),\"\")","v":""},{"$f":"IF(O10204=\"\",\"\",INDEX(EIA_Units!P10204:'EIA_Units'!$P$6:$P$22655,O10204))","v":""},""]
[null,"EXCLUDE","WY","Heart Mountain",6408,"1","WAT","HY",5,null,"Electric Utility","N","Non Combustion (NUC, WAT, WND, GEO, or SUN)",null,{"$f":"IF(B10209=\"CoalST\",MATCH(E10209&\"|\"&F10209,EIA_Units!$BK$6:$BK$22655,0),\"\")","v":""},{"$f":"IF(O10209=\"\",\"\",INDEX(EIA_Units!P10209:'EIA_Units'!$P$6:$P$22655,O10209))","v":""},""]
[null,"EXCLUDE","VA","Schoolfield Dam",54655,"SCH1","WAT","HY",1.5,null,"IPP Non-CHP","N","Non Combustion (NUC, WAT, WND, GEO, or SUN)",null,{"$f":"IF(B10220=\"CoalST\",MATCH(E10220&\"|\"&F10220,EIA_Units!$BK$6:$BK$22655,0),\"\")","v":""},{"$f":"IF(O10220=\"\",\"\",INDEX(EIA_Units!P10220:'EIA_Units'!$P$6:$P$22655,O10220))","v":""},""]
[null,"EXCLUDE","CA","A G Wishon",293,"1","WAT","HY",3.2,null,"Electric Utility","N","Non Combustion (NUC, WAT, WND, GEO, or SUN)",null,{"$f":"IF(B10235=\"CoalST\",MATCH(E10235&\"|\"&F10235,EIA_Units!$BK$6:$BK$22655,0),\"\")","v":""},{"$f":"IF(O10235=\"\",\"\",INDEX(EIA_Units!P10235:'EIA_Units'!$P$6:$P$22655,O10235))","v":""},""]
[null,"EXCLUDE","AZ","Glen Canyon Dam",153,"2","WAT","HY",165,null,"Electric Utility","N","Non Combustion (NUC, WAT, WND, GEO, or SUN)",null,{"$f":"IF(B10246=\"CoalST\",MATCH(E10246&\"|\"&F10246,EIA_Units!$BK$6:$BK$22655,0),\"\")","v":""},{"$f":"IF(O10246=\"\",\"\",INDEX(EIA_Units!P10246:'EIA_Units'!$P$6:$P$22655,O10246))","v":""},""]
[null,"EXCLUDE","AZ","Glen Canyon Dam",153,"7","WAT","HY",157,null,"Electric Utility","N","Non Combustion (NUC, WAT, WND, GEO, or SUN)",null,{"$f":"IF(B10251=\"CoalST\",MATCH(E10251&\"|\"&F10251,EIA_Units!$BK$6:$BK$22655,0),\"\")","v":""},{"$f":"IF(O10251=\"\",\"\",INDEX(EIA_Units!P10251:'EIA_Units'!$P$6:$P$22655,O10251))","v":""},""]
[null,"EXCLUDE","NM","Abiquiu Dam",7789,"2","WAT","HY",6.3,null,"Electric Utility","N","Non Combustion (NUC, WAT, WND, GEO, or SUN)",null,{"$f":"IF(B10267=\"CoalST\",MATCH(E10267&\"|\"&F10267,EIA_Units!$BK$6:$BK$22655,0),\"\")","v":""},{"$f":"IF(O10267=\"\",\"\",INDEX(EIA_Units!P10267:'EIA_Units'!$P$6:$P$22655,O10267))","v":""},""]
[null,"EXCLUDE","TX","EXC Wind 11 LLC",56835,"1","WND","WT",10,null,"IPP Non-CHP","N","Non Combustion (NUC, WAT, WND, GEO, or SUN)",null,{"$f":"IF(B10278=\"CoalST\",MATCH(E10278&\"|\"&F10278,EIA_Units!$BK$6:$BK$22655,0),\"\")","v":""},{"$f":"IF(O10278=\"\",\"\",INDEX(EIA_Units!P10278:'EIA_Units'!$P$6:$P$22655,O10278))","v":""},""]
[null,"EXCLUDE","NC","Bear Creek",2741,"1","WAT","HY",9,null,"Electric Utility","N","Non Combustion (NUC, WAT, WND, GEO, or SUN)",null,{"$f":"IF(B10283=\"CoalST\",MATCH(E10283&\"|\"&F10283,EIA_Units!$BK$6:$BK$22655,0),\"\")","v":""},{"$f":"IF(O10283=\"\",\"\",INDEX(EIA_Units!P10283:'EIA_Units'!$P$6:$P$22655,O10283))","v":""},""]
[null,"EXCLUDE","CO","Manitou Springs",494,"1","WAT","HY",2.5,null,"Electric Utility","N","Non Combustion (NUC, WAT, WND, GEO, or SUN)",null,{"$f":"IF(B10298=\"CoalST\",MATCH(E10298&\"|\"&F10298,EIA_Units!$BK$6:$BK$22655,0),\"\")","v":""},{"$f":"IF(O10298=\"\",\"\",INDEX(EIA_Units!P10298:'EIA_Units'!$P$6:$P$22655,O10298))","v":""},""]
[null,"EXCLUDE","CO","Manitou Springs",494,"2","WAT","HY",2.5,null,"Electric Utility","N","Non Combustion (NUC, WAT, WND, GEO, or SUN)",null,{"$f":"IF(B10299=\"CoalST\",MATCH(E10299&\"|\"&F10299,EIA_Units!$BK$6:$BK$22655,0),\"\")","v":""},{"$f":"IF(O10299=\"\",\"\",INDEX(EIA_Units!P10299:'EIA_Units'!$P$6:$P$22655,O10299))","v":""},""]
[null,"EXCLUDE","AL","Wheeler Dam",49,"2","WAT","HY",35.1,null,"Electric Utility","N","Non Combustion (NUC, WAT, WND, GEO, or SUN)",null,{"$f":"IF(B10314=\"CoalST\",MATCH(E10314&\"|\"&F10314,EIA_Units!$BK$6:$BK$22655,0),\"\")","v":""},{"$f":"IF(O10314=\"\",\"\",INDEX(EIA_Units!P10314:'EIA_Units'!$P$6:$P$22655,O10314))","v":""},""]
[null,"EXCLUDE","OR","Juniper Ridge Hydroelectric Project",57437,"21-01","WAT","HY",5,null,"IPP Non-CHP","N","Non Combustion (NUC, WAT, WND, GEO, or SUN)",null,{"$f":"IF(B10325=\"CoalST\",MATCH(E10325&\"|\"&F10325,EIA_Units!$BK$6:$BK$22655,0),\"\")","v":""},{"$f":"IF(O10325=\"\",\"\",INDEX(EIA_Units!P10325:'EIA_Units'!$P$6:$P$22655,O10325))","v":""},""]
[null,"EXCLUDE","CO","Tacoma",6206,"2","WAT","HY",2.2999999999999998,null,"Electric Utility","N","Non Combustion (NUC, WAT, WND, GEO, or SUN)",null,{"$f":"IF(B10330=\"CoalST\",MATCH(E10330&\"|\"&F10330,EIA_Units!$BK$6:$BK$22655,0),\"\")","v":""},{"$f":"IF(O10330=\"\",\"\",INDEX(EIA_Units!P10330:'EIA_Units'!$P$6:$P$22655,O10330))","v":""},""]
[null,"EXCLUDE","WA","Hopkins Ridge Wind",56255,"1","WND","WT",150,null,"Electric Utility","N","Non Combustion (NUC, WAT, WND, GEO, or SUN)",null,{"$f":"IF(B10345=\"CoalST\",MATCH(E10345&\"|\"&F10345,EIA_Units!$BK$6:$BK$22655,0),\"\")","v":""},{"$f":"IF(O10345=\"\",\"\",INDEX(EIA_Units!P10345:'EIA_Units'!$P$6:$P$22655,O10345))","v":""},""]
[null,"EXCLUDE","MN","SAF Hydroelectric LLC",57665,"12","WAT","HY",0.6,null,"IPP Non-CHP","N","Non Combustion (NUC, WAT, WND, GEO, or SUN)",null,{"$f":"IF(B10356=\"CoalST\",MATCH(E10356&\"|\"&F10356,EIA_Units!$BK$6:$BK$22655,0),\"\")","v":""},{"$f":"IF(O10356=\"\",\"\",INDEX(EIA_Units!P10356:'EIA_Units'!$P$6:$P$22655,O10356))","v":""},""]
[null,"EXCLUDE","MN","SAF Hydroelectric LLC",57665,"2","WAT","HY",0.6,null,"IPP Non-CHP","N","Non Combustion (NUC, WAT, WND, GEO, or SUN)",null,{"$f":"IF(B10361=\"CoalST\",MATCH(E10361&\"|\"&F10361,EIA_Units!$BK$6:$BK$22655,0),\"\")","v":""},{"$f":"IF(O10361=\"\",\"\",INDEX(EIA_Units!P10361:'EIA_Units'!$P$6:$P$22655,O10361))","v":""},""]
[null,"EXCLUDE","MI","Kingsford",1778,"3","WAT","HY",2.4,null,"Electric Utility","N","Non Combustion (NUC, WAT, WND, GEO, or SUN)",null,{"$f":"IF(B10372=\"CoalST\",MATCH(E10372&\"|\"&F10372,EIA_Units!$BK$6:$BK$22655,0),\"\")","v":""},{"$f":"IF(O10372=\"\",\"\",INDEX(EIA_Units!P10372:'EIA_Units'!$P$6:$P$22655,O10372))","v":""},""]
[null,"EXCLUDE","WA","Nine Canyon",7936,"1","WND","WT",95.9,null,"Electric Utility","N","Non Combustion (NUC, WAT, WND, GEO, or SUN)",null,{"$f":"IF(B10381=\"CoalST\",MATCH(E10381&\"|\"&F10381,EIA_Units!$BK$6:$BK$22655,0),\"\")","v":""},{"$f":"IF(O10381=\"\",\"\",INDEX(EIA_Units!P10381:'EIA_Units'!$P$6:$P$22655,O10381))","v":""},""]
[null,"EXCLUDE","NM","New Mexico Wind Energy Center",56097,"GE15","WND","WT",204,null,"IPP Non-CHP","N","Non Combustion (NUC, WAT, WND, GEO, or SUN)",null,{"$f":"IF(B10393=\"CoalST\",MATCH(E10393&\"|\"&F10393,EIA_Units!$BK$6:$BK$22655,0),\"\")","v":""},{"$f":"IF(O10393=\"\",\"\",INDEX(EIA_Units!P10393:'EIA_Units'!$P$6:$P$22655,O10393))","v":""},""]
[null,"EXCLUDE","NY","Varick",2621,"5","WAT","HY",2,null,"IPP Non-CHP","N","Non Combustion (NUC, WAT, WND, GEO, or SUN)",null,{"$f":"IF(B10404=\"CoalST\",MATCH(E10404&\"|\"&F10404,EIA_Units!$BK$6:$BK$22655,0),\"\")","v":""},{"$f":"IF(O10404=\"\",\"\",INDEX(EIA_Units!P10404:'EIA_Units'!$P$6:$P$22655,O10404))","v":""},""]
[null,"EXCLUDE","PA","Locust Ridge",56470,"LRWF","WND","WT",26,null,"IPP Non-CHP","N","Non Combustion (NUC, WAT, WND, GEO, or SUN)",null,{"$f":"IF(B10419=\"CoalST\",MATCH(E10419&\"|\"&F10419,EIA_Units!$BK$6:$BK$22655,0),\"\")","v":""},{"$f":"IF(O10419=\"\",\"\",INDEX(EIA_Units!P10419:'EIA_Units'!$P$6:$P$22655,O10419))","v":""},""]
[null,"EXCLUDE","TN","Ocoee 1",3412,"4","WAT","HY",3.8,null,"Electric Utility","N","Non Combustion (NUC, WAT, WND, GEO, or SUN)",null,{"$f":"IF(B10424=\"CoalST\",MATCH(E10424&\"|\"&F10424,EIA_Units!$BK$6:$BK$22655,0),\"\")","v":""},{"$f":"IF(O10424=\"\",\"\",INDEX(EIA_Units!P10424:'EIA_Units'!$P$6:$P$22655,O10424))","v":""},""]
[null,"EXCLUDE","CA","Ormesa IH",50762,"OE13","GEO","ST",1.2,null,"IPP Non-CHP","N","Non Combustion (NUC, WAT, WND, GEO, or SUN)",null,{"$f":"IF(B10435=\"CoalST\",MATCH(E10435&\"|\"&F10435,EIA_Units!$BK$6:$BK$22655,0),\"\")","v":""},{"$f":"IF(O10435=\"\",\"\",INDEX(EIA_Units!P10435:'EIA_Units'!$P$6:$P$22655,O10435))","v":""},""]
[null,"EXCLUDE","CA","Ormesa IH",50762,"OE22","GEO","ST",1.2,null,"IPP Non-CHP","N","Non Combustion (NUC, WAT, WND, GEO, or SUN)",null,{"$f":"IF(B10440=\"CoalST\",MATCH(E10440&\"|\"&F10440,EIA_Units!$BK$6:$BK$22655,0),\"\")","v":""},{"$f":"IF(O10440=\"\",\"\",INDEX(EIA_Units!P10440:'EIA_Units'!$P$6:$P$22655,O10440))","v":""},""]
[null,"EXCLUDE","KY","Barkley",1371,"1","WAT","HY",32.5,null,"Electric Utility","N","Non Combustion (NUC, WAT, WND, GEO, or SUN)",null,{"$f":"IF(B10451=\"CoalST\",MATCH(E10451&\"|\"&F10451,EIA_Units!$BK$6:$BK$22655,0),\"\")","v":""},{"$f":"IF(O10451=\"\",\"\",INDEX(EIA_Units!P10451:'EIA_Units'!$P$6:$P$22655,O10451))","v":""},""]
[null,"EXCLUDE","AR","Whillock",7135,"1","WAT","HY",10.8,null,"Electric Utility","N","Non Combustion (NUC, WAT, WND, GEO, or SUN)",null,{"$f":"IF(B10466=\"CoalST\",MATCH(E10466&\"|\"&F10466,EIA_Units!$BK$6:$BK$22655,0),\"\")","v":""},{"$f":"IF(O10466=\"\",\"\",INDEX(EIA_Units!P10466:'EIA_Units'!$P$6:$P$22655,O10466))","v":""},""]
[null,"EXCLUDE","WI","Wissota",4015,"2","WAT","HY",6,null,"Electric Utility","N","Non Combustion (NUC, WAT, WND, GEO, or SUN)",null,{"$f":"IF(B10471=\"CoalST\",MATCH(E10471&\"|\"&F10471,EIA_Units!$BK$6:$BK$22655,0),\"\")","v":""},{"$f":"IF(O10471=\"\",\"\",INDEX(EIA_Units!P10471:'EIA_Units'!$P$6:$P$22655,O10471))","v":""},""]
[null,"EXCLUDE","GA","Stevens Creek",736,"7","WAT","HY",2.2999999999999998,null,"Electric Utility","N","Non Combustion (NUC, WAT, WND, GEO, or SUN)",null,{"$f":"IF(B10482=\"CoalST\",MATCH(E10482&\"|\"&F10482,EIA_Units!$BK$6:$BK$22655,0),\"\")","v":""},{"$f":"IF(O10482=\"\",\"\",INDEX(EIA_Units!P10482:'EIA_Units'!$P$6:$P$22655,O10482))","v":""},""]
[null,"EXCLUDE","CO","Grand Valley Project Power Plant",473,"2","WAT","HY",1.5,null,"Electric Utility","N","Non Combustion (NUC, WAT, WND, GEO, or SUN)",null,{"$f":"IF(B10497=\"CoalST\",MATCH(E10497&\"|\"&F10497,EIA_Units!$BK$6:$BK$22655,0),\"\")","v":""},{"$f":"IF(O10497=\"\",\"\",INDEX(EIA_Units!P10497:'EIA_Units'!$P$6:$P$22655,O10497))","v":""},""]
[null,"EXCLUDE","IN","Benton County Wind Farm",56679,"1","WND","WT",130.5,null,"IPP Non-CHP","N","Non Combustion (NUC, WAT, WND, GEO, or SUN)",null,{"$f":"IF(B10502=\"CoalST\",MATCH(E10502&\"|\"&F10502,EIA_Units!$BK$6:$BK$22655,0),\"\")","v":""},{"$f":"IF(O10502=\"\",\"\",INDEX(EIA_Units!P10502:'EIA_Units'!$P$6:$P$22655,O10502))","v":""},""]
[null,"EXCLUDE","MN","Windy Dog I LLC",56579,"1","WND","WT",1.3,null,"IPP Non-CHP","N","Non Combustion (NUC, WAT, WND, GEO, or SUN)",null,{"$f":"IF(B10514=\"CoalST\",MATCH(E10514&\"|\"&F10514,EIA_Units!$BK$6:$BK$22655,0),\"\")","v":""},{"$f":"IF(O10514=\"\",\"\",INDEX(EIA_Units!P10514:'EIA_Units'!$P$6:$P$22655,O10514))","v":""},""]
[null,"EXCLUDE","MI","Mio",1714,"2","WAT","HY",2.5,null,"Electric Utility","N","Non Combustion (NUC, WAT, WND, GEO, or SUN)",null,{"$f":"IF(B10529=\"CoalST\",MATCH(E10529&\"|\"&F10529,EIA_Units!$BK$6:$BK$22655,0),\"\")","v":""},{"$f":"IF(O10529=\"\",\"\",INDEX(EIA_Units!P10529:'EIA_Units'!$P$6:$P$22655,O10529))","v":""},""]
[null,"EXCLUDE","VT","East Barnet",788,"1","WAT","HY",2.2000000000000002,null,"Electric Utility","N","Non Combustion (NUC, WAT, WND, GEO, or SUN)",null,{"$f":"IF(B10540=\"CoalST\",MATCH(E10540&\"|\"&F10540,EIA_Units!$BK$6:$BK$22655,0),\"\")","v":""},{"$f":"IF(O10540=\"\",\"\",INDEX(EIA_Units!P10540:'EIA_Units'!$P$6:$P$22655,O10540))","v":""},""]
[null,"EXCLUDE","CA","Big Creek 3",319,"4","WAT","HY",36,null,"Electric Utility","N","Non Combustion (NUC, WAT, WND, GEO, or SUN)",null,{"$f":"IF(B10545=\"CoalST\",MATCH(E10545&\"|\"&F10545,EIA_Units!$BK$6:$BK$22655,0),\"\")","v":""},{"$f":"IF(O10545=\"\",\"\",INDEX(EIA_Units!P10545:'EIA_Units'!$P$6:$P$22655,O10545))","v":""},""]
[null,"EXCLUDE","WA","Windy Flats Wind Project",57159,"GEN1","WND","WT",262.2,null,"IPP Non-CHP","N","Non Combustion (NUC, WAT, WND, GEO, or SUN)",null,{"$f":"IF(B10560=\"CoalST\",MATCH(E10560&\"|\"&F10560,EIA_Units!$BK$6:$BK$22655,0),\"\")","v":""},{"$f":"IF(O10560=\"\",\"\",INDEX(EIA_Units!P10560:'EIA_Units'!$P$6:$P$22655,O10560))","v":""},""]
[null,"EXCLUDE","PA","Stony Creek Wind Farm LLC",56980,"1","WND","WT",52.5,null,"IPP Non-CHP","N","Non Combustion (NUC, WAT, WND, GEO, or SUN)",null,{"$f":"IF(B10561=\"CoalST\",MATCH(E10561&\"|\"&F10561,EIA_Units!$BK$6:$BK$22655,0),\"\")","v":""},{"$f":"IF(O10561=\"\",\"\",INDEX(EIA_Units!P10561:'EIA_Units'!$P$6:$P$22655,O10561))","v":""},""]
[null,"EXCLUDE","NC","Santeetlah",54898,"1","WAT","HY",22.5,null,"Industrial Non-CHP","N","Non Combustion (NUC, WAT, WND, GEO, or SUN)",null,{"$f":"IF(B10576=\"CoalST\",MATCH(E10576&\"|\"&F10576,EIA_Units!$BK$6:$BK$22655,0),\"\")","v":""},{"$f":"IF(O10576=\"\",\"\",INDEX(EIA_Units!P10576:'EIA_Units'!$P$6:$P$22655,O10576))","v":""},""]
[null,"EXCLUDE","AL","Goat Rock",707,"4","WAT","HY",5,null,"Electric Utility","N","Non Combustion (NUC, WAT, WND, GEO, or SUN)",null,{"$f":"IF(B10587=\"CoalST\",MATCH(E10587&\"|\"&F10587,EIA_Units!$BK$6:$BK$22655,0),\"\")","v":""},{"$f":"IF(O10587=\"\",\"\",INDEX(EIA_Units!P10587:'EIA_Units'!$P$6:$P$22655,O10587))","v":""},""]
[null,"EXCLUDE","MI","Chalk Hill",1776,"1","WAT","HY",2.6,null,"Electric Utility","N","Non Combustion (NUC, WAT, WND, GEO, or SUN)",null,{"$f":"IF(B10592=\"CoalST\",MATCH(E10592&\"|\"&F10592,EIA_Units!$BK$6:$BK$22655,0),\"\")","v":""},{"$f":"IF(O10592=\"\",\"\",INDEX(EIA_Units!P10592:'EIA_Units'!$P$6:$P$22655,O10592))","v":""},""]
[null,"EXCLUDE","NY","Forestport",50768,"1","WAT","HY",3.4,null,"IPP Non-CHP","N","Non Combustion (NUC, WAT, WND, GEO, or SUN)",null,{"$f":"IF(B10607=\"CoalST\",MATCH(E10607&\"|\"&F10607,EIA_Units!$BK$6:$BK$22655,0),\"\")","v":""},{"$f":"IF(O10607=\"\",\"\",INDEX(EIA_Units!P10607:'EIA_Units'!$P$6:$P$22655,O10607))","v":""},""]
[null,"EXCLUDE","TX","Amistad Dam & Power",6128,"1","WAT","HY",33,null,"Electric Utility","N","Non Combustion (NUC, WAT, WND, GEO, or SUN)",null,{"$f":"IF(B10618=\"CoalST\",MATCH(E10618&\"|\"&F10618,EIA_Units!$BK$6:$BK$22655,0),\"\")","v":""},{"$f":"IF(O10618=\"\",\"\",INDEX(EIA_Units!P10618:'EIA_Units'!$P$6:$P$22655,O10618))","v":""},""]
[null,"EXCLUDE","SC","Saluda",3267,"1","WAT","HY",0.6,null,"IPP Non-CHP","N","Non Combustion (NUC, WAT, WND, GEO, or SUN)",null,{"$f":"IF(B10627=\"CoalST\",MATCH(E10627&\"|\"&F10627,EIA_Units!$BK$6:$BK$22655,0),\"\")","v":""},{"$f":"IF(O10627=\"\",\"\",INDEX(EIA_Units!P10627:'EIA_Units'!$P$6:$P$22655,O10627))","v":""},""]
[null,"EXCLUDE","ID","Grace",827,"3","WAT","HY",11,null,"Electric Utility","N","Non Combustion (NUC, WAT, WND, GEO, or SUN)",null,{"$f":"IF(B10639=\"CoalST\",MATCH(E10639&\"|\"&F10639,EIA_Units!$BK$6:$BK$22655,0),\"\")","v":""},{"$f":"IF(O10639=\"\",\"\",INDEX(EIA_Units!P10639:'EIA_Units'!$P$6:$P$22655,O10639))","v":""},""]
[null,"EXCLUDE","AK","Gold Creek",63,"1","WAT","HY",0.8,null,"Electric Utility","N","Non Combustion (NUC, WAT, WND, GEO, or SUN)",null,{"$f":"IF(B10650=\"CoalST\",MATCH(E10650&\"|\"&F10650,EIA_Units!$BK$6:$BK$22655,0),\"\")","v":""},{"$f":"IF(O10650=\"\",\"\",INDEX(EIA_Units!P10650:'EIA_Units'!$P$6:$P$22655,O10650))","v":""},""]
[null,"EXCLUDE","CA","Indian Valley Dam Hydro Project",50129,"1642","WAT","HY",1.4,null,"IPP Non-CHP","N","Non Combustion (NUC, WAT, WND, GEO, or SUN)",null,{"$f":"IF(B10655=\"CoalST\",MATCH(E10655&\"|\"&F10655,EIA_Units!$BK$6:$BK$22655,0),\"\")","v":""},{"$f":"IF(O10655=\"\",\"\",INDEX(EIA_Units!P10655:'EIA_Units'!$P$6:$P$22655,O10655))","v":""},""]
[null,"EXCLUDE","MT","Hungry Horse",2203,"4","WAT","HY",107,null,"Electric Utility","N","Non Combustion (NUC, WAT, WND, GEO, or SUN)",null,{"$f":"IF(B10666=\"CoalST\",MATCH(E10666&\"|\"&F10666,EIA_Units!$BK$6:$BK$22655,0),\"\")","v":""},{"$f":"IF(O10666=\"\",\"\",INDEX(EIA_Units!P10666:'EIA_Units'!$P$6:$P$22655,O10666))","v":""},""]
[null,"EXCLUDE","WI","Dells",4002,"1","WAT","HY",2.9,null,"Electric Utility","N","Non Combustion (NUC, WAT, WND, GEO, or SUN)",null,{"$f":"IF(B10681=\"CoalST\",MATCH(E10681&\"|\"&F10681,EIA_Units!$BK$6:$BK$22655,0),\"\")","v":""},{"$f":"IF(O10681=\"\",\"\",INDEX(EIA_Units!P10681:'EIA_Units'!$P$6:$P$22655,O10681))","v":""},""]
[null,"EXCLUDE","PA","Armenia Mountain Wind Farm",57044,"1","WND","WT",100.5,null,"IPP Non-CHP","N","Non Combustion (NUC, WAT, WND, GEO, or SUN)",null,{"$f":"IF(B10686=\"CoalST\",MATCH(E10686&\"|\"&F10686,EIA_Units!$BK$6:$BK$22655,0),\"\")","v":""},{"$f":"IF(O10686=\"\",\"\",INDEX(EIA_Units!P10686:'EIA_Units'!$P$6:$P$22655,O10686))","v":""},""]
[null,"EXCLUDE","NV","Soda Lake Geothermal No I II",52174,"OEC6","GEO","ST",3.5,null,"IPP Non-CHP","N","Non Combustion (NUC, WAT, WND, GEO, or SUN)",null,{"$f":"IF(B10697=\"CoalST\",MATCH(E10697&\"|\"&F10697,EIA_Units!$BK$6:$BK$22655,0),\"\")","v":""},{"$f":"IF(O10697=\"\",\"\",INDEX(EIA_Units!P10697:'EIA_Units'!$P$6:$P$22655,O10697))","v":""},""]
[null,"EXCLUDE","CA","Mill Creek 3",7147,"3","WAT","HY",1,null,"Electric Utility","N","Non Combustion (NUC, WAT, WND, GEO, or SUN)",null,{"$f":"IF(B10702=\"CoalST\",MATCH(E10702&\"|\"&F10702,EIA_Units!$BK$6:$BK$22655,0),\"\")","v":""},{"$f":"IF(O10702=\"\",\"\",INDEX(EIA_Units!P10702:'EIA_Units'!$P$6:$P$22655,O10702))","v":""},""]
[null,"EXCLUDE","NY","Munnsville Wind Farm LLC",56594,"MU1","WND","WT",34.5,null,"IPP Non-CHP","N","Non Combustion (NUC, WAT, WND, GEO, or SUN)",null,{"$f":"IF(B10713=\"CoalST\",MATCH(E10713&\"|\"&F10713,EIA_Units!$BK$6:$BK$22655,0),\"\")","v":""},{"$f":"IF(O10713=\"\",\"\",INDEX(EIA_Units!P10713:'EIA_Units'!$P$6:$P$22655,O10713))","v":""},""]
[null,"EXCLUDE","IA","Storm Lake II",55287,"EXIS","WND","WT",80.2,null,"IPP Non-CHP","N","Non Combustion (NUC, WAT, WND, GEO, or SUN)",null,{"$f":"IF(B10728=\"CoalST\",MATCH(E10728&\"|\"&F10728,EIA_Units!$BK$6:$BK$22655,0),\"\")","v":""},{"$f":"IF(O10728=\"\",\"\",INDEX(EIA_Units!P10728:'EIA_Units'!$P$6:$P$22655,O10728))","v":""},""]
[null,"EXCLUDE","OR","John C Boyle",3028,"2","WAT","HY",48.4,null,"Electric Utility","N","Non Combustion (NUC, WAT, WND, GEO, or SUN)",null,{"$f":"IF(B10733=\"CoalST\",MATCH(E10733&\"|\"&F10733,EIA_Units!$BK$6:$BK$22655,0),\"\")","v":""},{"$f":"IF(O10733=\"\",\"\",INDEX(EIA_Units!P10733:'EIA_Units'!$P$6:$P$22655,O10733))","v":""},""]
[null,"EXCLUDE","TX","Inadale Wind Farm LLC",56984,"1","WND","WT",197,null,"IPP Non-CHP","N","Non Combustion (NUC, WAT, WND, GEO, or SUN)",null,{"$f":"IF(B10752=\"CoalST\",MATCH(E10752&\"|\"&F10752,EIA_Units!$BK$6:$BK$22655,0),\"\")","v":""},{"$f":"IF(O10752=\"\",\"\",INDEX(EIA_Units!P10752:'EIA_Units'!$P$6:$P$22655,O10752))","v":""},""]
[null,"EXCLUDE","SC","Lockhart",3275,"HY5","WAT","HY",1.2,null,"Electric Utility","N","Non Combustion (NUC, WAT, WND, GEO, or SUN)",null,{"$f":"IF(B10760=\"CoalST\",MATCH(E10760&\"|\"&F10760,EIA_Units!$BK$6:$BK$22655,0),\"\")","v":""},{"$f":"IF(O10760=\"\",\"\",INDEX(EIA_Units!P10760:'EIA_Units'!$P$6:$P$22655,O10760))","v":""},""]
[null,"EXCLUDE","IL","Geneseo",944,"10","WND","WT",1.5,null,"Electric Utility","N","Non Combustion (NUC, WAT, WND, GEO, or SUN)",null,{"$f":"IF(B10765=\"CoalST\",MATCH(E10765&\"|\"&F10765,EIA_Units!$BK$6:$BK$22655,0),\"\")","v":""},{"$f":"IF(O10765=\"\",\"\",INDEX(EIA_Units!P10765:'EIA_Units'!$P$6:$P$22655,O10765))","v":""},""]
[null,"EXCLUDE","NM","SPS4 Monument",57739,"1","SUN","PV",10.1,null,"IPP Non-CHP","N","Non Combustion (NUC, WAT, WND, GEO, or SUN)",null,{"$f":"IF(B10776=\"CoalST\",MATCH(E10776&\"|\"&F10776,EIA_Units!$BK$6:$BK$22655,0),\"\")","v":""},{"$f":"IF(O10776=\"\",\"\",INDEX(EIA_Units!P10776:'EIA_Units'!$P$6:$P$22655,O10776))","v":""},""]
[null,"EXCLUDE","UT","Spanish Fork",3691,"3","WAT","HY",0.2,null,"Electric Utility","N","Non Combustion (NUC, WAT, WND, GEO, or SUN)",null,{"$f":"IF(B10791=\"CoalST\",MATCH(E10791&\"|\"&F10791,EIA_Units!$BK$6:$BK$22655,0),\"\")","v":""},{"$f":"IF(O10791=\"\",\"\",INDEX(EIA_Units!P10791:'EIA_Units'!$P$6:$P$22655,O10791))","v":""},""]
[null,"EXCLUDE","TX","Falcon Dam & Power",6410,"3","WAT","HY",10.5,null,"Electric Utility","N","Non Combustion (NUC, WAT, WND, GEO, or SUN)",null,{"$f":"IF(B10802=\"CoalST\",MATCH(E10802&\"|\"&F10802,EIA_Units!$BK$6:$BK$22655,0),\"\")","v":""},{"$f":"IF(O10802=\"\",\"\",INDEX(EIA_Units!P10802:'EIA_Units'!$P$6:$P$22655,O10802))","v":""},""]
[null,"EXCLUDE","CO","OREG 4 Peetz",57134,"1","WH","OT",4.5,null,"IPP Non-CHP","N","Non Fossil fuel type",null,{"$f":"IF(B10807=\"CoalST\",MATCH(E10807&\"|\"&F10807,EIA_Units!$BK$6:$BK$22655,0),\"\")","v":""},{"$f":"IF(O10807=\"\",\"\",INDEX(EIA_Units!P10807:'EIA_Units'!$P$6:$P$22655,O10807))","v":""},""]
[null,"EXCLUDE","CA","Turlock Lake",161,"3","WAT","HY",1.1000000000000001,null,"Electric Utility","N","Non Combustion (NUC, WAT, WND, GEO, or SUN)",null,{"$f":"IF(B10822=\"CoalST\",MATCH(E10822&\"|\"&F10822,EIA_Units!$BK$6:$BK$22655,0),\"\")","v":""},{"$f":"IF(O10822=\"\",\"\",INDEX(EIA_Units!P10822:'EIA_Units'!$P$6:$P$22655,O10822))","v":""},""]
[null,"EXCLUDE","CA","Valley View",487,"1","WAT","HY",4.0999999999999996,null,"Electric Utility","N","Non Combustion (NUC, WAT, WND, GEO, or SUN)",null,{"$f":"IF(B10823=\"CoalST\",MATCH(E10823&\"|\"&F10823,EIA_Units!$BK$6:$BK$22655,0),\"\")","v":""},{"$f":"IF(O10823=\"\",\"\",INDEX(EIA_Units!P10823:'EIA_Units'!$P$6:$P$22655,O10823))","v":""},{"$f":"IF(O10823=\"\",\"\",2014-P10823)","v":""}]
[null,"EXCLUDE","WI","New Badger",4120,"2","WAT","HY",1.8,null,"Electric Utility","N","Non Combustion (NUC, WAT, WND, GEO, or SUN)",null,{"$f":"IF(B10838=\"CoalST\",MATCH(E10838&\"|\"&F10838,EIA_Units!$BK$6:$BK$22655,0),\"\")","v":""},{"$f":"IF(O10838=\"\",\"\",INDEX(EIA_Units!P10838:'EIA_Units'!$P$6:$P$22655,O10838))","v":""},""]
[null,"EXCLUDE","CA","Folsom",441,"2","WAT","HY",66.2,null,"Electric Utility","N","Non Combustion (NUC, WAT, WND, GEO, or SUN)",null,{"$f":"IF(B10843=\"CoalST\",MATCH(E10843&\"|\"&F10843,EIA_Units!$BK$6:$BK$22655,0),\"\")","v":""},{"$f":"IF(O10843=\"\",\"\",INDEX(EIA_Units!P10843:'EIA_Units'!$P$6:$P$22655,O10843))","v":""},""]
[null,"EXCLUDE","ID","Little Wood Hydro Project",54386,"GEN1","WAT","HY",2.8,null,"IPP Non-CHP","N","Non Combustion (NUC, WAT, WND, GEO, or SUN)",null,{"$f":"IF(B10854=\"CoalST\",MATCH(E10854&\"|\"&F10854,EIA_Units!$BK$6:$BK$22655,0),\"\")","v":""},{"$f":"IF(O10854=\"\",\"\",INDEX(EIA_Units!P10854:'EIA_Units'!$P$6:$P$22655,O10854))","v":""},""]
[null,"EXCLUDE","TN","Douglas Dam",3400,"1","WAT","HY",36.5,null,"Electric Utility","N","Non Combustion (NUC, WAT, WND, GEO, or SUN)",null,{"$f":"IF(B10873=\"CoalST\",MATCH(E10873&\"|\"&F10873,EIA_Units!$BK$6:$BK$22655,0),\"\")","v":""},{"$f":"IF(O10873=\"\",\"\",INDEX(EIA_Units!P10873:'EIA_Units'!$P$6:$P$22655,O10873))","v":""},""]
[null,"EXCLUDE","IL","Brown County Wind Turbine",57767,"1","WND","WT",1.5,null,"Electric Utility","N","Non Combustion (NUC, WAT, WND, GEO, or SUN)",null,{"$f":"IF(B10881=\"CoalST\",MATCH(E10881&\"|\"&F10881,EIA_Units!$BK$6:$BK$22655,0),\"\")","v":""},{"$f":"IF(O10881=\"\",\"\",INDEX(EIA_Units!P10881:'EIA_Units'!$P$6:$P$22655,O10881))","v":""},""]
[null,"EXCLUDE","WI","Danbury Dam",4019,"HY3","WAT","HY",0.6,null,"IPP Non-CHP","N","Non Combustion (NUC, WAT, WND, GEO, or SUN)",null,{"$f":"IF(B10886=\"CoalST\",MATCH(E10886&\"|\"&F10886,EIA_Units!$BK$6:$BK$22655,0),\"\")","v":""},{"$f":"IF(O10886=\"\",\"\",INDEX(EIA_Units!P10886:'EIA_Units'!$P$6:$P$22655,O10886))","v":""},""]
[null,"EXCLUDE","ID","Bennett Creek Windfarm LLC",56637,"1","WND","WT",21,null,"IPP Non-CHP","N","Non Combustion (NUC, WAT, WND, GEO, or SUN)",null,{"$f":"IF(B10901=\"CoalST\",MATCH(E10901&\"|\"&F10901,EIA_Units!$BK$6:$BK$22655,0),\"\")","v":""},{"$f":"IF(O10901=\"\",\"\",INDEX(EIA_Units!P10901:'EIA_Units'!$P$6:$P$22655,O10901))","v":""},""]
[null,"EXCLUDE","NV","Nellis Air Force Base Solar Array",56568,"NS3","SUN","PV",3.9,null,"Commercial Non-CHP","N","Non Combustion (NUC, WAT, WND, GEO, or SUN)",null,{"$f":"IF(B10912=\"CoalST\",MATCH(E10912&\"|\"&F10912,EIA_Units!$BK$6:$BK$22655,0),\"\")","v":""},{"$f":"IF(O10912=\"\",\"\",INDEX(EIA_Units!P10912:'EIA_Units'!$P$6:$P$22655,O10912))","v":""},""]
[null,"EXCLUDE","WY","Seminoe",4182,"2","WAT","HY",17.2,null,"Electric Utility","N","Non Combustion (NUC, WAT, WND, GEO, or SUN)",null,{"$f":"IF(B10917=\"CoalST\",MATCH(E10917&\"|\"&F10917,EIA_Units!$BK$6:$BK$22655,0),\"\")","v":""},{"$f":"IF(O10917=\"\",\"\",INDEX(EIA_Units!P10917:'EIA_Units'!$P$6:$P$22655,O10917))","v":""},""]
[null,"EXCLUDE","NV","Hoover Dam",154,"N6","WAT","HY",130,null,"Electric Utility","N","Non Combustion (NUC, WAT, WND, GEO, or SUN)",null,{"$f":"IF(B10928=\"CoalST\",MATCH(E10928&\"|\"&F10928,EIA_Units!$BK$6:$BK$22655,0),\"\")","v":""},{"$f":"IF(O10928=\"\",\"\",INDEX(EIA_Units!P10928:'EIA_Units'!$P$6:$P$22655,O10928))","v":""},""]
[null,"EXCLUDE","AR","Ellis",7040,"3","WAT","HY",10.8,null,"Electric Utility","N","Non Combustion (NUC, WAT, WND, GEO, or SUN)",null,{"$f":"IF(B10943=\"CoalST\",MATCH(E10943&\"|\"&F10943,EIA_Units!$BK$6:$BK$22655,0),\"\")","v":""},{"$f":"IF(O10943=\"\",\"\",INDEX(EIA_Units!P10943:'EIA_Units'!$P$6:$P$22655,O10943))","v":""},""]
[null,"EXCLUDE","NY","High Sheldon Wind Farm",56953,"1","WND","WT",112,null,"IPP Non-CHP","N","Non Combustion (NUC, WAT, WND, GEO, or SUN)",null,{"$f":"IF(B10948=\"CoalST\",MATCH(E10948&\"|\"&F10948,EIA_Units!$BK$6:$BK$22655,0),\"\")","v":""},{"$f":"IF(O10948=\"\",\"\",INDEX(EIA_Units!P10948:'EIA_Units'!$P$6:$P$22655,O10948))","v":""},""]
[null,"EXCLUDE","PA","Safe Harbor",3175,"2","WAT","HY",33,null,"Electric Utility","N","Non Combustion (NUC, WAT, WND, GEO, or SUN)",null,{"$f":"IF(B10959=\"CoalST\",MATCH(E10959&\"|\"&F10959,EIA_Units!$BK$6:$BK$22655,0),\"\")","v":""},{"$f":"IF(O10959=\"\",\"\",INDEX(EIA_Units!P10959:'EIA_Units'!$P$6:$P$22655,O10959))","v":""},""]
[null,"EXCLUDE","PA","Safe Harbor",3175,"5","WAT","HY",32,null,"Electric Utility","N","Non Combustion (NUC, WAT, WND, GEO, or SUN)",null,{"$f":"IF(B10964=\"CoalST\",MATCH(E10964&\"|\"&F10964,EIA_Units!$BK$6:$BK$22655,0),\"\")","v":""},{"$f":"IF(O10964=\"\",\"\",INDEX(EIA_Units!P10964:'EIA_Units'!$P$6:$P$22655,O10964))","v":""},""]
[null,"EXCLUDE","MI","Webber",1722,"2","WAT","HY",1,null,"Electric Utility","N","Non Combustion (NUC, WAT, WND, GEO, or SUN)",null,{"$f":"IF(B10979=\"CoalST\",MATCH(E10979&\"|\"&F10979,EIA_Units!$BK$6:$BK$22655,0),\"\")","v":""},{"$f":"IF(O10979=\"\",\"\",INDEX(EIA_Units!P10979:'EIA_Units'!$P$6:$P$22655,O10979))","v":""},""]
[null,"EXCLUDE","MT","Rainbow",2193,"RAI8","WAT","HY",5.8,null,"IPP Non-CHP","N","Non Combustion (NUC, WAT, WND, GEO, or SUN)",null,{"$f":"IF(B10987=\"CoalST\",MATCH(E10987&\"|\"&F10987,EIA_Units!$BK$6:$BK$22655,0),\"\")","v":""},{"$f":"IF(O10987=\"\",\"\",INDEX(EIA_Units!P10987:'EIA_Units'!$P$6:$P$22655,O10987))","v":""},""]
[null,"EXCLUDE","CA","Solano Wind",7526,"1","WND","WT",13.2,null,"Electric Utility","N","Non Combustion (NUC, WAT, WND, GEO, or SUN)",null,{"$f":"IF(B10996=\"CoalST\",MATCH(E10996&\"|\"&F10996,EIA_Units!$BK$6:$BK$22655,0),\"\")","v":""},{"$f":"IF(O10996=\"\",\"\",INDEX(EIA_Units!P10996:'EIA_Units'!$P$6:$P$22655,O10996))","v":""},""]
[null,"EXCLUDE","CO","AFA Solar Farm",57554,"AFA1","SUN","PV",5.5,null,"IPP Non-CHP","N","Non Combustion (NUC, WAT, WND, GEO, or SUN)",null,{"$f":"IF(B11007=\"CoalST\",MATCH(E11007&\"|\"&F11007,EIA_Units!$BK$6:$BK$22655,0),\"\")","v":""},{"$f":"IF(O11007=\"\",\"\",INDEX(EIA_Units!P11007:'EIA_Units'!$P$6:$P$22655,O11007))","v":""},""]
[null,"EXCLUDE","VT","Harriman",3746,"GEN2","WAT","HY",11.2,null,"IPP Non-CHP","N","Non Combustion (NUC, WAT, WND, GEO, or SUN)",null,{"$f":"IF(B11022=\"CoalST\",MATCH(E11022&\"|\"&F11022,EIA_Units!$BK$6:$BK$22655,0),\"\")","v":""},{"$f":"IF(O11022=\"\",\"\",INDEX(EIA_Units!P11022:'EIA_Units'!$P$6:$P$22655,O11022))","v":""},""]
[null,"EXCLUDE","SD","Big Bend",3375,"1","WAT","HY",67.2,null,"Electric Utility","N","Non Combustion (NUC, WAT, WND, GEO, or SUN)",null,{"$f":"IF(B11027=\"CoalST\",MATCH(E11027&\"|\"&F11027,EIA_Units!$BK$6:$BK$22655,0),\"\")","v":""},{"$f":"IF(O11027=\"\",\"\",INDEX(EIA_Units!P11027:'EIA_Units'!$P$6:$P$22655,O11027))","v":""},""]
[null,"EXCLUDE","OR","Sprague Hydro",10737,"GEN1","WAT","HY",1.2,null,"IPP Non-CHP","N","Non Combustion (NUC, WAT, WND, GEO, or SUN)",null,{"$f":"IF(B11038=\"CoalST\",MATCH(E11038&\"|\"&F11038,EIA_Units!$BK$6:$BK$22655,0),\"\")","v":""},{"$f":"IF(O11038=\"\",\"\",INDEX(EIA_Units!P11038:'EIA_Units'!$P$6:$P$22655,O11038))","v":""},""]
[null,"EXCLUDE","CA","Solano Wind Plant III",58092,"3","WND","WT",128,null,"Electric Utility","N","Non Combustion (NUC, WAT, WND, GEO, or SUN)",null,{"$f":"IF(B11053=\"CoalST\",MATCH(E11053&\"|\"&F11053,EIA_Units!$BK$6:$BK$22655,0),\"\")","v":""},{"$f":"IF(O11053=\"\",\"\",INDEX(EIA_Units!P11053:'EIA_Units'!$P$6:$P$22655,O11053))","v":""},""]
[null,"EXCLUDE","MA","Chemical",1604,"2","WAT","HY",0.8,null,"Electric Utility","N","Non Combustion (NUC, WAT, WND, GEO, or SUN)",null,{"$f":"IF(B11064=\"CoalST\",MATCH(E11064&\"|\"&F11064,EIA_Units!$BK$6:$BK$22655,0),\"\")","v":""},{"$f":"IF(O11064=\"\",\"\",INDEX(EIA_Units!P11064:'EIA_Units'!$P$6:$P$22655,O11064))","v":""},""]
[null,"EXCLUDE","NV","CM48",57205,"PV06","SUN","PV",10,null,"IPP Non-CHP","N","Non Combustion (NUC, WAT, WND, GEO, or SUN)",null,{"$f":"IF(B11069=\"CoalST\",MATCH(E11069&\"|\"&F11069,EIA_Units!$BK$6:$BK$22655,0),\"\")","v":""},{"$f":"IF(O11069=\"\",\"\",INDEX(EIA_Units!P11069:'EIA_Units'!$P$6:$P$22655,O11069))","v":""},""]
[null,"EXCLUDE","CT","Quinebaug Lower Project",55860,"U2","WAT","HY",0.8,null,"IPP Non-CHP","N","Non Combustion (NUC, WAT, WND, GEO, or SUN)",null,{"$f":"IF(B11084=\"CoalST\",MATCH(E11084&\"|\"&F11084,EIA_Units!$BK$6:$BK$22655,0),\"\")","v":""},{"$f":"IF(O11084=\"\",\"\",INDEX(EIA_Units!P11084:'EIA_Units'!$P$6:$P$22655,O11084))","v":""},""]
[null,"EXCLUDE","CT","Quinebaug Lower Project",55860,"UI","WAT","HY",1.3,null,"IPP Non-CHP","N","Non Combustion (NUC, WAT, WND, GEO, or SUN)",null,{"$f":"IF(B11085=\"CoalST\",MATCH(E11085&\"|\"&F11085,EIA_Units!$BK$6:$BK$22655,0),\"\")","v":""},{"$f":"IF(O11085=\"\",\"\",INDEX(EIA_Units!P11085:'EIA_Units'!$P$6:$P$22655,O11085))","v":""},""]
[null,"EXCLUDE","NM","Las Vegas Solar Energy Center",57576,"LVSEC","SUN","PV",5,null,"Electric Utility","N","Non Combustion (NUC, WAT, WND, GEO, or SUN)",null,{"$f":"IF(B11100=\"CoalST\",MATCH(E11100&\"|\"&F11100,EIA_Units!$BK$6:$BK$22655,0),\"\")","v":""},{"$f":"IF(O11100=\"\",\"\",INDEX(EIA_Units!P11100:'EIA_Units'!$P$6:$P$22655,O11100))","v":""},""]
[null,"EXCLUDE","CA","Diamond Valley Lake",7942,"6","WAT","HY",3.3,null,"Electric Utility","N","Non Combustion (NUC, WAT, WND, GEO, or SUN)",null,{"$f":"IF(B11108=\"CoalST\",MATCH(E11108&\"|\"&F11108,EIA_Units!$BK$6:$BK$22655,0),\"\")","v":""},{"$f":"IF(O11108=\"\",\"\",INDEX(EIA_Units!P11108:'EIA_Units'!$P$6:$P$22655,O11108))","v":""},""]
[null,"EXCLUDE","WA","Electron",3854,"1","WAT","HY",5.0999999999999996,null,"Electric Utility","N","Non Combustion (NUC, WAT, WND, GEO, or SUN)",null,{"$f":"IF(B11117=\"CoalST\",MATCH(E11117&\"|\"&F11117,EIA_Units!$BK$6:$BK$22655,0),\"\")","v":""},{"$f":"IF(O11117=\"\",\"\",INDEX(EIA_Units!P11117:'EIA_Units'!$P$6:$P$22655,O11117))","v":""},""]
[null,"EXCLUDE","NH","Comerford",2349,"GEN2","WAT","HY",35.1,null,"IPP Non-CHP","N","Non Combustion (NUC, WAT, WND, GEO, or SUN)",null,{"$f":"IF(B11132=\"CoalST\",MATCH(E11132&\"|\"&F11132,EIA_Units!$BK$6:$BK$22655,0),\"\")","v":""},{"$f":"IF(O11132=\"\",\"\",INDEX(EIA_Units!P11132:'EIA_Units'!$P$6:$P$22655,O11132))","v":""},""]
[null,"EXCLUDE","CA","Exchequer",409,"1","WAT","HY",94.5,null,"IPP Non-CHP","N","Non Combustion (NUC, WAT, WND, GEO, or SUN)",null,{"$f":"IF(B11143=\"CoalST\",MATCH(E11143&\"|\"&F11143,EIA_Units!$BK$6:$BK$22655,0),\"\")","v":""},{"$f":"IF(O11143=\"\",\"\",INDEX(EIA_Units!P11143:'EIA_Units'!$P$6:$P$22655,O11143))","v":""},{"$f":"IF(O11143=\"\",\"\",2014-P11143)","v":""}]
[null,"EXCLUDE","AR","Dardanelle",199,"3","WAT","HY",40.200000000000003,null,"Electric Utility","N","Non Combustion (NUC, WAT, WND, GEO, or SUN)",null,{"$f":"IF(B11148=\"CoalST\",MATCH(E11148&\"|\"&F11148,EIA_Units!$BK$6:$BK$22655,0),\"\")","v":""},{"$f":"IF(O11148=\"\",\"\",INDEX(EIA_Units!P11148:'EIA_Units'!$P$6:$P$22655,O11148))","v":""},""]
[null,"EXCLUDE","CO","SunE Alamosa",56481,"1","SUN","PV",1,null,"IPP Non-CHP","N","Non Combustion (NUC, WAT, WND, GEO, or SUN)",null,{"$f":"IF(B11163=\"CoalST\",MATCH(E11163&\"|\"&F11163,EIA_Units!$BK$6:$BK$22655,0),\"\")","v":""},{"$f":"IF(O11163=\"\",\"\",INDEX(EIA_Units!P11163:'EIA_Units'!$P$6:$P$22655,O11163))","v":""},""]
[null,"EXCLUDE","AZ","Mormon Flat",148,"MF1","WAT","HY",9.1999999999999993,null,"Electric Utility","N","Non Combustion (NUC, WAT, WND, GEO, or SUN)",null,{"$f":"IF(B11174=\"CoalST\",MATCH(E11174&\"|\"&F11174,EIA_Units!$BK$6:$BK$22655,0),\"\")","v":""},{"$f":"IF(O11174=\"\",\"\",INDEX(EIA_Units!P11174:'EIA_Units'!$P$6:$P$22655,O11174))","v":""},""]
[null,"EXCLUDE","GA","Nacoochee",718,"1","WAT","HY",2.4,null,"Electric Utility","N","Non Combustion (NUC, WAT, WND, GEO, or SUN)",null,{"$f":"IF(B11179=\"CoalST\",MATCH(E11179&\"|\"&F11179,EIA_Units!$BK$6:$BK$22655,0),\"\")","v":""},{"$f":"IF(O11179=\"\",\"\",INDEX(EIA_Units!P11179:'EIA_Units'!$P$6:$P$22655,O11179))","v":""},""]
[null,"EXCLUDE","TN","Dale Hollow",3424,"1","WAT","HY",18,null,"Electric Utility","N","Non Combustion (NUC, WAT, WND, GEO, or SUN)",null,{"$f":"IF(B11194=\"CoalST\",MATCH(E11194&\"|\"&F11194,EIA_Units!$BK$6:$BK$22655,0),\"\")","v":""},{"$f":"IF(O11194=\"\",\"\",INDEX(EIA_Units!P11194:'EIA_Units'!$P$6:$P$22655,O11194))","v":""},""]
[null,"EXCLUDE","MN","Lakefield Wind Project LLC",57374,"LAKE1","WND","WT",205.5,null,"IPP Non-CHP","N","Non Combustion (NUC, WAT, WND, GEO, or SUN)",null,{"$f":"IF(B11205=\"CoalST\",MATCH(E11205&\"|\"&F11205,EIA_Units!$BK$6:$BK$22655,0),\"\")","v":""},{"$f":"IF(O11205=\"\",\"\",INDEX(EIA_Units!P11205:'EIA_Units'!$P$6:$P$22655,O11205))","v":""},""]
[null,"EXCLUDE","IL","Pike County Wind Power",56376,"WTG1","WND","WT",1.7,null,"Electric Utility","N","Non Combustion (NUC, WAT, WND, GEO, or SUN)",null,{"$f":"IF(B11210=\"CoalST\",MATCH(E11210&\"|\"&F11210,EIA_Units!$BK$6:$BK$22655,0),\"\")","v":""},{"$f":"IF(O11210=\"\",\"\",INDEX(EIA_Units!P11210:'EIA_Units'!$P$6:$P$22655,O11210))","v":""},""]
[null,"EXCLUDE","NH","Mascoma Hydro",54471,"01","WAT","HY",0.5,null,"IPP Non-CHP","N","Non Combustion (NUC, WAT, WND, GEO, or SUN)",null,{"$f":"IF(B11221=\"CoalST\",MATCH(E11221&\"|\"&F11221,EIA_Units!$BK$6:$BK$22655,0),\"\")","v":""},{"$f":"IF(O11221=\"\",\"\",INDEX(EIA_Units!P11221:'EIA_Units'!$P$6:$P$22655,O11221))","v":""},""]
[null,"EXCLUDE","CA","Roaring Creek Water Power",10881,"GEN1","WAT","HY",2,null,"IPP Non-CHP","N","Non Combustion (NUC, WAT, WND, GEO, or SUN)",null,{"$f":"IF(B11233=\"CoalST\",MATCH(E11233&\"|\"&F11233,EIA_Units!$BK$6:$BK$22655,0),\"\")","v":""},{"$f":"IF(O11233=\"\",\"\",INDEX(EIA_Units!P11233:'EIA_Units'!$P$6:$P$22655,O11233))","v":""},""]
[null,"EXCLUDE","CA","SMUD at Lawrence",57753,"PV1","SUN","PV",1,null,"IPP Non-CHP","N","Non Combustion (NUC, WAT, WND, GEO, or SUN)",null,{"$f":"IF(B11242=\"CoalST\",MATCH(E11242&\"|\"&F11242,EIA_Units!$BK$6:$BK$22655,0),\"\")","v":""},{"$f":"IF(O11242=\"\",\"\",INDEX(EIA_Units!P11242:'EIA_Units'!$P$6:$P$22655,O11242))","v":""},""]
[null,"EXCLUDE","NY","Bennetts Bridge",2545,"3","WAT","HY",9,null,"IPP Non-CHP","N","Non Combustion (NUC, WAT, WND, GEO, or SUN)",null,{"$f":"IF(B11253=\"CoalST\",MATCH(E11253&\"|\"&F11253,EIA_Units!$BK$6:$BK$22655,0),\"\")","v":""},{"$f":"IF(O11253=\"\",\"\",INDEX(EIA_Units!P11253:'EIA_Units'!$P$6:$P$22655,O11253))","v":""},""]
[null,"EXCLUDE","CA","Big Creek 8",321,"2","WAT","HY",45,null,"Electric Utility","N","Non Combustion (NUC, WAT, WND, GEO, or SUN)",null,{"$f":"IF(B11258=\"CoalST\",MATCH(E11258&\"|\"&F11258,EIA_Units!$BK$6:$BK$22655,0),\"\")","v":""},{"$f":"IF(O11258=\"\",\"\",INDEX(EIA_Units!P11258:'EIA_Units'!$P$6:$P$22655,O11258))","v":""},""]
[null,"EXCLUDE","IL","Big Sky Wind LLC",57135,"1","WND","WT",240,null,"IPP Non-CHP","N","Non Combustion (NUC, WAT, WND, GEO, or SUN)",null,{"$f":"IF(B11269=\"CoalST\",MATCH(E11269&\"|\"&F11269,EIA_Units!$BK$6:$BK$22655,0),\"\")","v":""},{"$f":"IF(O11269=\"\",\"\",INDEX(EIA_Units!P11269:'EIA_Units'!$P$6:$P$22655,O11269))","v":""},""]
[null,"EXCLUDE","IA","Ottumwa City of",1173,"2","WAT","HY",1.2,null,"Electric Utility","N","Non Combustion (NUC, WAT, WND, GEO, or SUN)",null,{"$f":"IF(B11284=\"CoalST\",MATCH(E11284&\"|\"&F11284,EIA_Units!$BK$6:$BK$22655,0),\"\")","v":""},{"$f":"IF(O11284=\"\",\"\",INDEX(EIA_Units!P11284:'EIA_Units'!$P$6:$P$22655,O11284))","v":""},""]
[null,"EXCLUDE","CA","IKEA Tejon 345",58028,"PV","SUN","PV",1.5,null,"Commercial Non-CHP","N","Non Combustion (NUC, WAT, WND, GEO, or SUN)",null,{"$f":"IF(B11289=\"CoalST\",MATCH(E11289&\"|\"&F11289,EIA_Units!$BK$6:$BK$22655,0),\"\")","v":""},{"$f":"IF(O11289=\"\",\"\",INDEX(EIA_Units!P11289:'EIA_Units'!$P$6:$P$22655,O11289))","v":""},""]
[null,"EXCLUDE","UT","Milford Wind Corridor Stage II LLC",57107,"1","WND","WT",102,null,"IPP Non-CHP","N","Non Combustion (NUC, WAT, WND, GEO, or SUN)",null,{"$f":"IF(B11300=\"CoalST\",MATCH(E11300&\"|\"&F11300,EIA_Units!$BK$6:$BK$22655,0),\"\")","v":""},{"$f":"IF(O11300=\"\",\"\",INDEX(EIA_Units!P11300:'EIA_Units'!$P$6:$P$22655,O11300))","v":""},""]
[null,"EXCLUDE","WV","Laurel Mountain",57447,"1","WND","WT",97.6,null,"IPP Non-CHP","N","Non Combustion (NUC, WAT, WND, GEO, or SUN)",null,{"$f":"IF(B11315=\"CoalST\",MATCH(E11315&\"|\"&F11315,EIA_Units!$BK$6:$BK$22655,0),\"\")","v":""},{"$f":"IF(O11315=\"\",\"\",INDEX(EIA_Units!P11315:'EIA_Units'!$P$6:$P$22655,O11315))","v":""},""]
[null,"EXCLUDE","NM","Red Mesa Wind LLC",57357,"EXIS","WND","WT",102.4,null,"IPP Non-CHP","N","Non Combustion (NUC, WAT, WND, GEO, or SUN)",null,{"$f":"IF(B11320=\"CoalST\",MATCH(E11320&\"|\"&F11320,EIA_Units!$BK$6:$BK$22655,0),\"\")","v":""},{"$f":"IF(O11320=\"\",\"\",INDEX(EIA_Units!P11320:'EIA_Units'!$P$6:$P$22655,O11320))","v":""},""]
[null,"EXCLUDE","NC","Warrenton Farm",58312,"1","SUN","PV",4,null,"IPP Non-CHP","N","Non Combustion (NUC, WAT, WND, GEO, or SUN)",null,{"$f":"IF(B11331=\"CoalST\",MATCH(E11331&\"|\"&F11331,EIA_Units!$BK$6:$BK$22655,0),\"\")","v":""},{"$f":"IF(O11331=\"\",\"\",INDEX(EIA_Units!P11331:'EIA_Units'!$P$6:$P$22655,O11331))","v":""},""]
[null,"EXCLUDE","UT","Manti Lower",1020,"HC1","WAT","HY",0.6,null,"Electric Utility","N","Non Combustion (NUC, WAT, WND, GEO, or SUN)",null,{"$f":"IF(B11346=\"CoalST\",MATCH(E11346&\"|\"&F11346,EIA_Units!$BK$6:$BK$22655,0),\"\")","v":""},{"$f":"IF(O11346=\"\",\"\",INDEX(EIA_Units!P11346:'EIA_Units'!$P$6:$P$22655,O11346))","v":""},""]
[null,"EXCLUDE","NE","Columbus",2260,"1","WAT","HY",15.2,null,"Electric Utility","N","Non Combustion (NUC, WAT, WND, GEO, or SUN)",null,{"$f":"IF(B11347=\"CoalST\",MATCH(E11347&\"|\"&F11347,EIA_Units!$BK$6:$BK$22655,0),\"\")","v":""},{"$f":"IF(O11347=\"\",\"\",INDEX(EIA_Units!P11347:'EIA_Units'!$P$6:$P$22655,O11347))","v":""},""]
[null,"EXCLUDE","AL","Lay Dam",15,"5","WAT","HY",29.5,null,"Electric Utility","N","Non Combustion (NUC, WAT, WND, GEO, or SUN)",null,{"$f":"IF(B11363=\"CoalST\",MATCH(E11363&\"|\"&F11363,EIA_Units!$BK$6:$BK$22655,0),\"\")","v":""},{"$f":"IF(O11363=\"\",\"\",INDEX(EIA_Units!P11363:'EIA_Units'!$P$6:$P$22655,O11363))","v":""},""]
[null,"EXCLUDE","WI","Pine",4045,"1","WAT","HY",1.8,null,"Electric Utility","N","Non Combustion (NUC, WAT, WND, GEO, or SUN)",null,{"$f":"IF(B11368=\"CoalST\",MATCH(E11368&\"|\"&F11368,EIA_Units!$BK$6:$BK$22655,0),\"\")","v":""},{"$f":"IF(O11368=\"\",\"\",INDEX(EIA_Units!P11368:'EIA_Units'!$P$6:$P$22655,O11368))","v":""},""]
[null,"EXCLUDE","VT","Pittsford",3722,"3","WAT","HY",1,null,"Electric Utility","N","Non Combustion (NUC, WAT, WND, GEO, or SUN)",null,{"$f":"IF(B11379=\"CoalST\",MATCH(E11379&\"|\"&F11379,EIA_Units!$BK$6:$BK$22655,0),\"\")","v":""},{"$f":"IF(O11379=\"\",\"\",INDEX(EIA_Units!P11379:'EIA_Units'!$P$6:$P$22655,O11379))","v":""},""]
[null,"EXCLUDE","HI","Lanai Solar-Electric Plant",56667,"0007","SUN","PV",0.1,null,"IPP Non-CHP","N","Non Combustion (NUC, WAT, WND, GEO, or SUN)",null,{"$f":"IF(B11394=\"CoalST\",MATCH(E11394&\"|\"&F11394,EIA_Units!$BK$6:$BK$22655,0),\"\")","v":""},{"$f":"IF(O11394=\"\",\"\",INDEX(EIA_Units!P11394:'EIA_Units'!$P$6:$P$22655,O11394))","v":""},""]
[null,"EXCLUDE","HI","Lanai Solar-Electric Plant",56667,"0012","SUN","PV",0.1,null,"IPP Non-CHP","N","Non Combustion (NUC, WAT, WND, GEO, or SUN)",null,{"$f":"IF(B11399=\"CoalST\",MATCH(E11399&\"|\"&F11399,EIA_Units!$BK$6:$BK$22655,0),\"\")","v":""},{"$f":"IF(O11399=\"\",\"\",INDEX(EIA_Units!P11399:'EIA_Units'!$P$6:$P$22655,O11399))","v":""},{"$f":"IF(O11399=\"\",\"\",2014-P11399)","v":""}]
[null,"EXCLUDE","MI","Sanford",50157,"3","WAT","HY",1.2,null,"IPP Non-CHP","N","Non Combustion (NUC, WAT, WND, GEO, or SUN)",null,{"$f":"IF(B11410=\"CoalST\",MATCH(E11410&\"|\"&F11410,EIA_Units!$BK$6:$BK$22655,0),\"\")","v":""},{"$f":"IF(O11410=\"\",\"\",INDEX(EIA_Units!P11410:'EIA_Units'!$P$6:$P$22655,O11410))","v":""},""]
[null,"EXCLUDE","SC","Columbia Canal Hydro",3283,"7","WAT","HY",1.6,null,"Electric Utility","N","Non Combustion (NUC, WAT, WND, GEO, or SUN)",null,{"$f":"IF(B11425=\"CoalST\",MATCH(E11425&\"|\"&F11425,EIA_Units!$BK$6:$BK$22655,0),\"\")","v":""},{"$f":"IF(O11425=\"\",\"\",INDEX(EIA_Units!P11425:'EIA_Units'!$P$6:$P$22655,O11425))","v":""},""]
[null,"EXCLUDE","NY","Noble Bliss Windpark LLC",56620,"1","WND","WT",100.5,null,"IPP Non-CHP","N","Non Combustion (NUC, WAT, WND, GEO, or SUN)",null,{"$f":"IF(B11436=\"CoalST\",MATCH(E11436&\"|\"&F11436,EIA_Units!$BK$6:$BK$22655,0),\"\")","v":""},{"$f":"IF(O11436=\"\",\"\",INDEX(EIA_Units!P11436:'EIA_Units'!$P$6:$P$22655,O11436))","v":""},""]
[null,"EXCLUDE","NV","Wabuska",55988,"5","GEO","ST",0.8,null,"IPP Non-CHP","N","Non Combustion (NUC, WAT, WND, GEO, or SUN)",null,{"$f":"IF(B11441=\"CoalST\",MATCH(E11441&\"|\"&F11441,EIA_Units!$BK$6:$BK$22655,0),\"\")","v":""},{"$f":"IF(O11441=\"\",\"\",INDEX(EIA_Units!P11441:'EIA_Units'!$P$6:$P$22655,O11441))","v":""},""]
[null,"EXCLUDE","CA","Oak Creek Energy Systems I",50754,"GEN4","WND","WT",3.7,null,"IPP Non-CHP","N","Non Combustion (NUC, WAT, WND, GEO, or SUN)",null,{"$f":"IF(B11456=\"CoalST\",MATCH(E11456&\"|\"&F11456,EIA_Units!$BK$6:$BK$22655,0),\"\")","v":""},{"$f":"IF(O11456=\"\",\"\",INDEX(EIA_Units!P11456:'EIA_Units'!$P$6:$P$22655,O11456))","v":""},""]
[null,"EXCLUDE","MN","Willmar",2022,"WTG3","WND","WT",2,null,"Electric Utility","N","Non Combustion (NUC, WAT, WND, GEO, or SUN)",null,{"$f":"IF(B11467=\"CoalST\",MATCH(E11467&\"|\"&F11467,EIA_Units!$BK$6:$BK$22655,0),\"\")","v":""},{"$f":"IF(O11467=\"\",\"\",INDEX(EIA_Units!P11467:'EIA_Units'!$P$6:$P$22655,O11467))","v":""},""]
[null,"EXCLUDE","MN","Willmar",2022,"WTG4","WND","WT",2,null,"Electric Utility","N","Non Combustion (NUC, WAT, WND, GEO, or SUN)",null,{"$f":"IF(B11468=\"CoalST\",MATCH(E11468&\"|\"&F11468,EIA_Units!$BK$6:$BK$22655,0),\"\")","v":""},{"$f":"IF(O11468=\"\",\"\",INDEX(EIA_Units!P11468:'EIA_Units'!$P$6:$P$22655,O11468))","v":""},""]
[null,"EXCLUDE","CA","Solar Photovoltaic Project #05",57219,"S005D","SUN","PV",0.5,null,"Electric Utility","N","Non Combustion (NUC, WAT, WND, GEO, or SUN)",null,{"$f":"IF(B11484=\"CoalST\",MATCH(E11484&\"|\"&F11484,EIA_Units!$BK$6:$BK$22655,0),\"\")","v":""},{"$f":"IF(O11484=\"\",\"\",INDEX(EIA_Units!P11484:'EIA_Units'!$P$6:$P$22655,O11484))","v":""},""]
[null,"EXCLUDE","CA","Meridian Vineyards",57982,"PV-1","SUN","PV",0.5,null,"IPP Non-CHP","N","Non Combustion (NUC, WAT, WND, GEO, or SUN)",null,{"$f":"IF(B11489=\"CoalST\",MATCH(E11489&\"|\"&F11489,EIA_Units!$BK$6:$BK$22655,0),\"\")","v":""},{"$f":"IF(O11489=\"\",\"\",INDEX(EIA_Units!P11489:'EIA_Units'!$P$6:$P$22655,O11489))","v":""},""]
[null,"EXCLUDE","NY","Watertown",2700,"1","WAT","HY",2.7,null,"Electric Utility","N","Non Combustion (NUC, WAT, WND, GEO, or SUN)",null,{"$f":"IF(B11504=\"CoalST\",MATCH(E11504&\"|\"&F11504,EIA_Units!$BK$6:$BK$22655,0),\"\")","v":""},{"$f":"IF(O11504=\"\",\"\",INDEX(EIA_Units!P11504:'EIA_Units'!$P$6:$P$22655,O11504))","v":""},""]
[null,"EXCLUDE","CO","RV CSU Power LLC",57141,"CSU1","SUN","PV",1.9,null,"Commercial Non-CHP","N","Non Combustion (NUC, WAT, WND, GEO, or SUN)",null,{"$f":"IF(B11515=\"CoalST\",MATCH(E11515&\"|\"&F11515,EIA_Units!$BK$6:$BK$22655,0),\"\")","v":""},{"$f":"IF(O11515=\"\",\"\",INDEX(EIA_Units!P11515:'EIA_Units'!$P$6:$P$22655,O11515))","v":""},""]
[null,"EXCLUDE","AZ","Walmart Casa Grande",57939,"2","SUN","PV",0.9,null,"Commercial Non-CHP","N","Non Combustion (NUC, WAT, WND, GEO, or SUN)",null,{"$f":"IF(B11520=\"CoalST\",MATCH(E11520&\"|\"&F11520,EIA_Units!$BK$6:$BK$22655,0),\"\")","v":""},{"$f":"IF(O11520=\"\",\"\",INDEX(EIA_Units!P11520:'EIA_Units'!$P$6:$P$22655,O11520))","v":""},""]
[null,"EXCLUDE","OR","North Hurlburt Wind LLC",57526,"NORTH","WND","WT",265,null,"IPP Non-CHP","N","Non Combustion (NUC, WAT, WND, GEO, or SUN)",null,{"$f":"IF(B11535=\"CoalST\",MATCH(E11535&\"|\"&F11535,EIA_Units!$BK$6:$BK$22655,0),\"\")","v":""},{"$f":"IF(O11535=\"\",\"\",INDEX(EIA_Units!P11535:'EIA_Units'!$P$6:$P$22655,O11535))","v":""},""]
[null,"EXCLUDE","NJ","The City of Vineland at West Vineland",57745,"PV1","SUN","PV",3.7,null,"IPP Non-CHP","N","Non Combustion (NUC, WAT, WND, GEO, or SUN)",null,{"$f":"IF(B11546=\"CoalST\",MATCH(E11546&\"|\"&F11546,EIA_Units!$BK$6:$BK$22655,0),\"\")","v":""},{"$f":"IF(O11546=\"\",\"\",INDEX(EIA_Units!P11546:'EIA_Units'!$P$6:$P$22655,O11546))","v":""},""]
[null,"EXCLUDE","CA","FRV SI Transport Solar LP",57506,"SEIM","SUN","PV",1,null,"IPP Non-CHP","N","Non Combustion (NUC, WAT, WND, GEO, or SUN)",null,{"$f":"IF(B11551=\"CoalST\",MATCH(E11551&\"|\"&F11551,EIA_Units!$BK$6:$BK$22655,0),\"\")","v":""},{"$f":"IF(O11551=\"\",\"\",INDEX(EIA_Units!P11551:'EIA_Units'!$P$6:$P$22655,O11551))","v":""},""]
[null,"EXCLUDE","NC","Shannon Farm",58323,"1","SUN","PV",5,null,"IPP Non-CHP","N","Non Combustion (NUC, WAT, WND, GEO, or SUN)",null,{"$f":"IF(B11562=\"CoalST\",MATCH(E11562&\"|\"&F11562,EIA_Units!$BK$6:$BK$22655,0),\"\")","v":""},{"$f":"IF(O11562=\"\",\"\",INDEX(EIA_Units!P11562:'EIA_Units'!$P$6:$P$22655,O11562))","v":""},""]
[null,"EXCLUDE","WA","Cushman 2",3915,"34","WAT","HY",1.8,null,"Electric Utility","N","Non Combustion (NUC, WAT, WND, GEO, or SUN)",null,{"$f":"IF(B11577=\"CoalST\",MATCH(E11577&\"|\"&F11577,EIA_Units!$BK$6:$BK$22655,0),\"\")","v":""},{"$f":"IF(O11577=\"\",\"\",INDEX(EIA_Units!P11577:'EIA_Units'!$P$6:$P$22655,O11577))","v":""},""]
[null,"EXCLUDE","CA","Spring Creek",450,"2","WAT","HY",90,null,"Electric Utility","N","Non Combustion (NUC, WAT, WND, GEO, or SUN)",null,{"$f":"IF(B11582=\"CoalST\",MATCH(E11582&\"|\"&F11582,EIA_Units!$BK$6:$BK$22655,0),\"\")","v":""},{"$f":"IF(O11582=\"\",\"\",INDEX(EIA_Units!P11582:'EIA_Units'!$P$6:$P$22655,O11582))","v":""},""]
[null,"EXCLUDE","CO","DOE Golden NWTC Load Side",57692,"SEPV","SUN","PV",1,null,"Commercial Non-CHP","N","Non Combustion (NUC, WAT, WND, GEO, or SUN)",null,{"$f":"IF(B11593=\"CoalST\",MATCH(E11593&\"|\"&F11593,EIA_Units!$BK$6:$BK$22655,0),\"\")","v":""},{"$f":"IF(O11593=\"\",\"\",INDEX(EIA_Units!P11593:'EIA_Units'!$P$6:$P$22655,O11593))","v":""},""]
[null,"EXCLUDE","CA","Don Pedro",439,"2","WAT","HY",45.5,null,"Electric Utility","N","Non Combustion (NUC, WAT, WND, GEO, or SUN)",null,{"$f":"IF(B11609=\"CoalST\",MATCH(E11609&\"|\"&F11609,EIA_Units!$BK$6:$BK$22655,0),\"\")","v":""},{"$f":"IF(O11609=\"\",\"\",INDEX(EIA_Units!P11609:'EIA_Units'!$P$6:$P$22655,O11609))","v":""},""]
[null,"EXCLUDE","CA","Don Pedro",439,"3","WAT","HY",45.5,null,"Electric Utility","N","Non Combustion (NUC, WAT, WND, GEO, or SUN)",null,{"$f":"IF(B11610=\"CoalST\",MATCH(E11610&\"|\"&F11610,EIA_Units!$BK$6:$BK$22655,0),\"\")","v":""},{"$f":"IF(O11610=\"\",\"\",INDEX(EIA_Units!P11610:'EIA_Units'!$P$6:$P$22655,O11610))","v":""},""]
[null,"EXCLUDE","NC","Shelby Solar Energy Generation Facility",57200,"1","SUN","PV",1,null,"IPP Non-CHP","N","Non Combustion (NUC, WAT, WND, GEO, or SUN)",null,{"$f":"IF(B11625=\"CoalST\",MATCH(E11625&\"|\"&F11625,EIA_Units!$BK$6:$BK$22655,0),\"\")","v":""},{"$f":"IF(O11625=\"\",\"\",INDEX(EIA_Units!P11625:'EIA_Units'!$P$6:$P$22655,O11625))","v":""},""]
[null,"EXCLUDE","NC","SAS Solar Farm",56915,"4","SUN","PV",0.5,null,"IPP Non-CHP","N","Non Combustion (NUC, WAT, WND, GEO, or SUN)",null,{"$f":"IF(B11630=\"CoalST\",MATCH(E11630&\"|\"&F11630,EIA_Units!$BK$6:$BK$22655,0),\"\")","v":""},{"$f":"IF(O11630=\"\",\"\",INDEX(EIA_Units!P11630:'EIA_Units'!$P$6:$P$22655,O11630))","v":""},""]
[null,"EXCLUDE","CA","Solar Photovoltaic Project #07",57221,"S007E","SUN","PV",0.5,null,"Electric Utility","N","Non Combustion (NUC, WAT, WND, GEO, or SUN)",null,{"$f":"IF(B11641=\"CoalST\",MATCH(E11641&\"|\"&F11641,EIA_Units!$BK$6:$BK$22655,0),\"\")","v":""},{"$f":"IF(O11641=\"\",\"\",INDEX(EIA_Units!P11641:'EIA_Units'!$P$6:$P$22655,O11641))","v":""},""]
[null,"EXCLUDE","CA","Belden",219,"1","WAT","HY",117.9,null,"Electric Utility","N","Non Combustion (NUC, WAT, WND, GEO, or SUN)",null,{"$f":"IF(B11656=\"CoalST\",MATCH(E11656&\"|\"&F11656,EIA_Units!$BK$6:$BK$22655,0),\"\")","v":""},{"$f":"IF(O11656=\"\",\"\",INDEX(EIA_Units!P11656:'EIA_Units'!$P$6:$P$22655,O11656))","v":""},""]
[null,"EXCLUDE","MD","Perdue Salisbury Photovoltaic",57879,"SALI","SUN","PV",1,null,"IPP Non-CHP","N","Non Combustion (NUC, WAT, WND, GEO, or SUN)",null,{"$f":"IF(B11661=\"CoalST\",MATCH(E11661&\"|\"&F11661,EIA_Units!$BK$6:$BK$22655,0),\"\")","v":""},{"$f":"IF(O11661=\"\",\"\",INDEX(EIA_Units!P11661:'EIA_Units'!$P$6:$P$22655,O11661))","v":""},""]
[null,"EXCLUDE","CA","Gap Pacific Distribution Center",56909,"4","SUN","PV",0.3,null,"Commercial Non-CHP","N","Non Combustion (NUC, WAT, WND, GEO, or SUN)",null,{"$f":"IF(B11672=\"CoalST\",MATCH(E11672&\"|\"&F11672,EIA_Units!$BK$6:$BK$22655,0),\"\")","v":""},{"$f":"IF(O11672=\"\",\"\",INDEX(EIA_Units!P11672:'EIA_Units'!$P$6:$P$22655,O11672))","v":""},""]
[null,"EXCLUDE","NJ","Vineland Mays Landing Soalr",57660,"VNLND","SUN","PV",4.3,null,"IPP Non-CHP","N","Non Combustion (NUC, WAT, WND, GEO, or SUN)",null,{"$f":"IF(B11687=\"CoalST\",MATCH(E11687&\"|\"&F11687,EIA_Units!$BK$6:$BK$22655,0),\"\")","v":""},{"$f":"IF(O11687=\"\",\"\",INDEX(EIA_Units!P11687:'EIA_Units'!$P$6:$P$22655,O11687))","v":""},""]
[null,"EXCLUDE","MN","Eolos Wind Energy Research Field Station",57880,"1","WND","WT",2.5,null,"IPP Non-CHP","N","Non Combustion (NUC, WAT, WND, GEO, or SUN)",null,{"$f":"IF(B11698=\"CoalST\",MATCH(E11698&\"|\"&F11698,EIA_Units!$BK$6:$BK$22655,0),\"\")","v":""},{"$f":"IF(O11698=\"\",\"\",INDEX(EIA_Units!P11698:'EIA_Units'!$P$6:$P$22655,O11698))","v":""},""]
[null,"EXCLUDE","NJ","Calpine Vineland Solar LLC",57081,"CVS1","SUN","PV",2.2999999999999998,null,"IPP Non-CHP","N","Non Combustion (NUC, WAT, WND, GEO, or SUN)",null,{"$f":"IF(B11703=\"CoalST\",MATCH(E11703&\"|\"&F11703,EIA_Units!$BK$6:$BK$22655,0),\"\")","v":""},{"$f":"IF(O11703=\"\",\"\",INDEX(EIA_Units!P11703:'EIA_Units'!$P$6:$P$22655,O11703))","v":""},""]
[null,"EXCLUDE","ME","Stetson Wind II",56991,"1","WND","WT",25.5,null,"IPP Non-CHP","N","Non Combustion (NUC, WAT, WND, GEO, or SUN)",null,{"$f":"IF(B11714=\"CoalST\",MATCH(E11714&\"|\"&F11714,EIA_Units!$BK$6:$BK$22655,0),\"\")","v":""},{"$f":"IF(O11714=\"\",\"\",INDEX(EIA_Units!P11714:'EIA_Units'!$P$6:$P$22655,O11714))","v":""},""]
[null,"EXCLUDE","CA","ELACC Photovoltaic Power Facility",56814,"PV2","SUN","PV",0.5,null,"IPP Non-CHP","N","Non Combustion (NUC, WAT, WND, GEO, or SUN)",null,{"$f":"IF(B11730=\"CoalST\",MATCH(E11730&\"|\"&F11730,EIA_Units!$BK$6:$BK$22655,0),\"\")","v":""},{"$f":"IF(O11730=\"\",\"\",INDEX(EIA_Units!P11730:'EIA_Units'!$P$6:$P$22655,O11730))","v":""},""]
[null,"EXCLUDE","CA","Black Butte",7229,"1","WAT","HY",6.1,null,"Electric Utility","N","Non Combustion (NUC, WAT, WND, GEO, or SUN)",null,{"$f":"IF(B11735=\"CoalST\",MATCH(E11735&\"|\"&F11735,EIA_Units!$BK$6:$BK$22655,0),\"\")","v":""},{"$f":"IF(O11735=\"\",\"\",INDEX(EIA_Units!P11735:'EIA_Units'!$P$6:$P$22655,O11735))","v":""},""]
[null,"EXCLUDE","AL","Walter Bouldin Dam",4,"1","WAT","HY",75,null,"Electric Utility","N","Non Combustion (NUC, WAT, WND, GEO, or SUN)",null,{"$f":"IF(B11750=\"CoalST\",MATCH(E11750&\"|\"&F11750,EIA_Units!$BK$6:$BK$22655,0),\"\")","v":""},{"$f":"IF(O11750=\"\",\"\",INDEX(EIA_Units!P11750:'EIA_Units'!$P$6:$P$22655,O11750))","v":""},""]
[null,"EXCLUDE","AL","Walter Bouldin Dam",4,"2","WAT","HY",75,null,"Electric Utility","N","Non Combustion (NUC, WAT, WND, GEO, or SUN)",null,{"$f":"IF(B11751=\"CoalST\",MATCH(E11751&\"|\"&F11751,EIA_Units!$BK$6:$BK$22655,0),\"\")","v":""},{"$f":"IF(O11751=\"\",\"\",INDEX(EIA_Units!P11751:'EIA_Units'!$P$6:$P$22655,O11751))","v":""},""]
[null,"EXCLUDE","NC","Tillery",2714,"3","WAT","HY",22,null,"Electric Utility","N","Non Combustion (NUC, WAT, WND, GEO, or SUN)",null,{"$f":"IF(B11766=\"CoalST\",MATCH(E11766&\"|\"&F11766,EIA_Units!$BK$6:$BK$22655,0),\"\")","v":""},{"$f":"IF(O11766=\"\",\"\",INDEX(EIA_Units!P11766:'EIA_Units'!$P$6:$P$22655,O11766))","v":""},""]
[null,"EXCLUDE","NC","Roanoke Rapids",2758,"3","WAT","HY",25,null,"Electric Utility","N","Non Combustion (NUC, WAT, WND, GEO, or SUN)",null,{"$f":"IF(B11777=\"CoalST\",MATCH(E11777&\"|\"&F11777,EIA_Units!$BK$6:$BK$22655,0),\"\")","v":""},{"$f":"IF(O11777=\"\",\"\",INDEX(EIA_Units!P11777:'EIA_Units'!$P$6:$P$22655,O11777))","v":""},""]
[null,"EXCLUDE","MN","Winona County Wind LLC",57547,"WCW","WND","WT",1.5,null,"IPP Non-CHP","N","Non Combustion (NUC, WAT, WND, GEO, or SUN)",null,{"$f":"IF(B11782=\"CoalST\",MATCH(E11782&\"|\"&F11782,EIA_Units!$BK$6:$BK$22655,0),\"\")","v":""},{"$f":"IF(O11782=\"\",\"\",INDEX(EIA_Units!P11782:'EIA_Units'!$P$6:$P$22655,O11782))","v":""},""]
[null,"EXCLUDE","VT","Proctor",6450,"5","WAT","HY",2.9,null,"Electric Utility","N","Non Combustion (NUC, WAT, WND, GEO, or SUN)",null,{"$f":"IF(B11797=\"CoalST\",MATCH(E11797&\"|\"&F11797,EIA_Units!$BK$6:$BK$22655,0),\"\")","v":""},{"$f":"IF(O11797=\"\",\"\",INDEX(EIA_Units!P11797:'EIA_Units'!$P$6:$P$22655,O11797))","v":""},""]
[null,"EXCLUDE","OR","Leaning Juniper Wind Power II",57333,"1","WND","WT",201,null,"IPP Non-CHP","N","Non Combustion (NUC, WAT, WND, GEO, or SUN)",null,{"$f":"IF(B11808=\"CoalST\",MATCH(E11808&\"|\"&F11808,EIA_Units!$BK$6:$BK$22655,0),\"\")","v":""},{"$f":"IF(O11808=\"\",\"\",INDEX(EIA_Units!P11808:'EIA_Units'!$P$6:$P$22655,O11808))","v":""},""]
[null,"EXCLUDE","CA","Altech III",50485,"GEN1","WND","WT",21.7,null,"IPP Non-CHP","N","Non Combustion (NUC, WAT, WND, GEO, or SUN)",null,{"$f":"IF(B11813=\"CoalST\",MATCH(E11813&\"|\"&F11813,EIA_Units!$BK$6:$BK$22655,0),\"\")","v":""},{"$f":"IF(O11813=\"\",\"\",INDEX(EIA_Units!P11813:'EIA_Units'!$P$6:$P$22655,O11813))","v":""},""]
[null,"EXCLUDE","CO","Carson Solar I",57509,"1","SUN","PV",2,null,"IPP Non-CHP","N","Non Combustion (NUC, WAT, WND, GEO, or SUN)",null,{"$f":"IF(B11824=\"CoalST\",MATCH(E11824&\"|\"&F11824,EIA_Units!$BK$6:$BK$22655,0),\"\")","v":""},{"$f":"IF(O11824=\"\",\"\",INDEX(EIA_Units!P11824:'EIA_Units'!$P$6:$P$22655,O11824))","v":""},""]
[null,"EXCLUDE","IN","Oakdale",999,"2","WAT","HY",3.2,null,"Electric Utility","N","Non Combustion (NUC, WAT, WND, GEO, or SUN)",null,{"$f":"IF(B11839=\"CoalST\",MATCH(E11839&\"|\"&F11839,EIA_Units!$BK$6:$BK$22655,0),\"\")","v":""},{"$f":"IF(O11839=\"\",\"\",INDEX(EIA_Units!P11839:'EIA_Units'!$P$6:$P$22655,O11839))","v":""},""]
[null,"EXCLUDE","NJ","Atlantic City Convention Center",56900,"1","SUN","PV",0.5,null,"Commercial Non-CHP","N","Non Combustion (NUC, WAT, WND, GEO, or SUN)",null,{"$f":"IF(B11845=\"CoalST\",MATCH(E11845&\"|\"&F11845,EIA_Units!$BK$6:$BK$22655,0),\"\")","v":""},{"$f":"IF(O11845=\"\",\"\",INDEX(EIA_Units!P11845:'EIA_Units'!$P$6:$P$22655,O11845))","v":""},""]
[null,"EXCLUDE","AZ","Hoover Dam",8902,"A5","WAT","HY",127,null,"Electric Utility","N","Non Combustion (NUC, WAT, WND, GEO, or SUN)",null,{"$f":"IF(B11856=\"CoalST\",MATCH(E11856&\"|\"&F11856,EIA_Units!$BK$6:$BK$22655,0),\"\")","v":""},{"$f":"IF(O11856=\"\",\"\",INDEX(EIA_Units!P11856:'EIA_Units'!$P$6:$P$22655,O11856))","v":""},""]
[null,"EXCLUDE","NC","Solar Star North Carolina II LLC",57435,"1","SUN","PV",1.3,null,"IPP Non-CHP","N","Non Combustion (NUC, WAT, WND, GEO, or SUN)",null,{"$f":"IF(B11871=\"CoalST\",MATCH(E11871&\"|\"&F11871,EIA_Units!$BK$6:$BK$22655,0),\"\")","v":""},{"$f":"IF(O11871=\"\",\"\",INDEX(EIA_Units!P11871:'EIA_Units'!$P$6:$P$22655,O11871))","v":""},""]
[null,"EXCLUDE","CA","Sunset Reservoir North Basin",57559,"1","SUN","PV",4.5,null,"IPP Non-CHP","N","Non Combustion (NUC, WAT, WND, GEO, or SUN)",null,{"$f":"IF(B11876=\"CoalST\",MATCH(E11876&\"|\"&F11876,EIA_Units!$BK$6:$BK$22655,0),\"\")","v":""},{"$f":"IF(O11876=\"\",\"\",INDEX(EIA_Units!P11876:'EIA_Units'!$P$6:$P$22655,O11876))","v":""},""]
[null,"EXCLUDE","IA","Waverly Community Wind Project",57214,"CAN2","WND","WT",0.9,null,"Electric Utility","N","Non Combustion (NUC, WAT, WND, GEO, or SUN)",null,{"$f":"IF(B11887=\"CoalST\",MATCH(E11887&\"|\"&F11887,EIA_Units!$BK$6:$BK$22655,0),\"\")","v":""},{"$f":"IF(O11887=\"\",\"\",INDEX(EIA_Units!P11887:'EIA_Units'!$P$6:$P$22655,O11887))","v":""},""]
[null,"EXCLUDE","WI","Caldron Falls",4061,"2","WAT","HY",3.2,null,"Electric Utility","N","Non Combustion (NUC, WAT, WND, GEO, or SUN)",null,{"$f":"IF(B11892=\"CoalST\",MATCH(E11892&\"|\"&F11892,EIA_Units!$BK$6:$BK$22655,0),\"\")","v":""},{"$f":"IF(O11892=\"\",\"\",INDEX(EIA_Units!P11892:'EIA_Units'!$P$6:$P$22655,O11892))","v":""},""]
[null,"EXCLUDE","CA","Patterson Pass",56213,"WND1","WND","WT",8.1,null,"IPP Non-CHP","N","Non Combustion (NUC, WAT, WND, GEO, or SUN)",null,{"$f":"IF(B11903=\"CoalST\",MATCH(E11903&\"|\"&F11903,EIA_Units!$BK$6:$BK$22655,0),\"\")","v":""},{"$f":"IF(O11903=\"\",\"\",INDEX(EIA_Units!P11903:'EIA_Units'!$P$6:$P$22655,O11903))","v":""},""]
[null,"EXCLUDE","KS","Kansas River Project",10279,"11","WAT","HY",1,null,"IPP Non-CHP","N","Non Combustion (NUC, WAT, WND, GEO, or SUN)",null,{"$f":"IF(B11918=\"CoalST\",MATCH(E11918&\"|\"&F11918,EIA_Units!$BK$6:$BK$22655,0),\"\")","v":""},{"$f":"IF(O11918=\"\",\"\",INDEX(EIA_Units!P11918:'EIA_Units'!$P$6:$P$22655,O11918))","v":""},""]
[null,"EXCLUDE","KS","Kansas River Project",10279,"6","WAT","HY",0.4,null,"IPP Non-CHP","N","Non Combustion (NUC, WAT, WND, GEO, or SUN)",null,{"$f":"IF(B11923=\"CoalST\",MATCH(E11923&\"|\"&F11923,EIA_Units!$BK$6:$BK$22655,0),\"\")","v":""},{"$f":"IF(O11923=\"\",\"\",INDEX(EIA_Units!P11923:'EIA_Units'!$P$6:$P$22655,O11923))","v":""},""]
[null,"EXCLUDE","NC","Taylorsville Solar LLC",57402,"TAY1","SUN","PV",1.2,null,"IPP Non-CHP","N","Non Combustion (NUC, WAT, WND, GEO, or SUN)",null,{"$f":"IF(B11934=\"CoalST\",MATCH(E11934&\"|\"&F11934,EIA_Units!$BK$6:$BK$22655,0),\"\")","v":""},{"$f":"IF(O11934=\"\",\"\",INDEX(EIA_Units!P11934:'EIA_Units'!$P$6:$P$22655,O11934))","v":""},""]
[null,"EXCLUDE","CA","New Melones",6158,"2","WAT","HY",150,null,"Electric Utility","N","Non Combustion (NUC, WAT, WND, GEO, or SUN)",null,{"$f":"IF(B11949=\"CoalST\",MATCH(E11949&\"|\"&F11949,EIA_Units!$BK$6:$BK$22655,0),\"\")","v":""},{"$f":"IF(O11949=\"\",\"\",INDEX(EIA_Units!P11949:'EIA_Units'!$P$6:$P$22655,O11949))","v":""},""]
[null,"EXCLUDE","IL","Lockport Powerhouse",10903,"2GEN","WAT","HY",8,null,"IPP Non-CHP","N","Non Combustion (NUC, WAT, WND, GEO, or SUN)",null,{"$f":"IF(B11953=\"CoalST\",MATCH(E11953&\"|\"&F11953,EIA_Units!$BK$6:$BK$22655,0),\"\")","v":""},{"$f":"IF(O11953=\"\",\"\",INDEX(EIA_Units!P11953:'EIA_Units'!$P$6:$P$22655,O11953))","v":""},""]
[null,"EXCLUDE","OK","Pensacola",2981,"3","WAT","HY",21.6,null,"Electric Utility","N","Non Combustion (NUC, WAT, WND, GEO, or SUN)",null,{"$f":"IF(B11966=\"CoalST\",MATCH(E11966&\"|\"&F11966,EIA_Units!$BK$6:$BK$22655,0),\"\")","v":""},{"$f":"IF(O11966=\"\",\"\",INDEX(EIA_Units!P11966:'EIA_Units'!$P$6:$P$22655,O11966))","v":""},""]
[null,"EXCLUDE","MO","Osage",2106,"2","WAT","HY",27.5,null,"Electric Utility","N","Non Combustion (NUC, WAT, WND, GEO, or SUN)",null,{"$f":"IF(B11981=\"CoalST\",MATCH(E11981&\"|\"&F11981,EIA_Units!$BK$6:$BK$22655,0),\"\")","v":""},{"$f":"IF(O11981=\"\",\"\",INDEX(EIA_Units!P11981:'EIA_Units'!$P$6:$P$22655,O11981))","v":""},""]
[null,"EXCLUDE","SC","Wylie",3271,"1","WAT","HY",15,null,"Electric Utility","N","Non Combustion (NUC, WAT, WND, GEO, or SUN)",null,{"$f":"IF(B11992=\"CoalST\",MATCH(E11992&\"|\"&F11992,EIA_Units!$BK$6:$BK$22655,0),\"\")","v":""},{"$f":"IF(O11992=\"\",\"\",INDEX(EIA_Units!P11992:'EIA_Units'!$P$6:$P$22655,O11992))","v":""},""]
[null,"EXCLUDE","ID","Soda",831,"2","WAT","HY",7,null,"Electric Utility","N","Non Combustion (NUC, WAT, WND, GEO, or SUN)",null,{"$f":"IF(B11997=\"CoalST\",MATCH(E11997&\"|\"&F11997,EIA_Units!$BK$6:$BK$22655,0),\"\")","v":""},{"$f":"IF(O11997=\"\",\"\",INDEX(EIA_Units!P11997:'EIA_Units'!$P$6:$P$22655,O11997))","v":""},""]
[null,"EXCLUDE","AL","Lewis Smith Dam",18,"2","WAT","HY",78.7,null,"Electric Utility","N","Non Combustion (NUC, WAT, WND, GEO, or SUN)",null,{"$f":"IF(B12012=\"CoalST\",MATCH(E12012&\"|\"&F12012,EIA_Units!$BK$6:$BK$22655,0),\"\")","v":""},{"$f":"IF(O12012=\"\",\"\",INDEX(EIA_Units!P12012:'EIA_Units'!$P$6:$P$22655,O12012))","v":""},""]
[null,"EXCLUDE","NC","Martins Creek Solar NC, LLC",57461,"1","SUN","PV",1,null,"IPP Non-CHP","N","Non Combustion (NUC, WAT, WND, GEO, or SUN)",null,{"$f":"IF(B12013=\"CoalST\",MATCH(E12013&\"|\"&F12013,EIA_Units!$BK$6:$BK$22655,0),\"\")","v":""},{"$f":"IF(O12013=\"\",\"\",INDEX(EIA_Units!P12013:'EIA_Units'!$P$6:$P$22655,O12013))","v":""},""]
[null,"EXCLUDE","GA","Tallulah Falls",723,"4","WAT","HY",12,null,"Electric Utility","N","Non Combustion (NUC, WAT, WND, GEO, or SUN)",null,{"$f":"IF(B12028=\"CoalST\",MATCH(E12028&\"|\"&F12028,EIA_Units!$BK$6:$BK$22655,0),\"\")","v":""},{"$f":"IF(O12028=\"\",\"\",INDEX(EIA_Units!P12028:'EIA_Units'!$P$6:$P$22655,O12028))","v":""},""]
[null,"EXCLUDE","CA","Plant No 2",52099,"GEN6","OBG","ST",1,null,"Commercial CHP","Y","Non Fossil fuel type",null,{"$f":"IF(B12039=\"CoalST\",MATCH(E12039&\"|\"&F12039,EIA_Units!$BK$6:$BK$22655,0),\"\")","v":""},{"$f":"IF(O12039=\"\",\"\",INDEX(EIA_Units!P12039:'EIA_Units'!$P$6:$P$22655,O12039))","v":""},{"$f":"IF(O12039=\"\",\"\",2014-P12039)","v":""}]
[null,"EXCLUDE","AZ","Mesquite Solar 1",57707,"1","SUN","PV",16,null,"IPP Non-CHP","N","Non Combustion (NUC, WAT, WND, GEO, or SUN)",null,{"$f":"IF(B12044=\"CoalST\",MATCH(E12044&\"|\"&F12044,EIA_Units!$BK$6:$BK$22655,0),\"\")","v":""},{"$f":"IF(O12044=\"\",\"\",INDEX(EIA_Units!P12044:'EIA_Units'!$P$6:$P$22655,O12044))","v":""},""]
[null,"EXCLUDE","PA","Pocono Solar Project",57367,"POCON","SUN","PV",3,null,"IPP Non-CHP","N","Non Combustion (NUC, WAT, WND, GEO, or SUN)",null,{"$f":"IF(B12059=\"CoalST\",MATCH(E12059&\"|\"&F12059,EIA_Units!$BK$6:$BK$22655,0),\"\")","v":""},{"$f":"IF(O12059=\"\",\"\",INDEX(EIA_Units!P12059:'EIA_Units'!$P$6:$P$22655,O12059))","v":""},""]
[null,"EXCLUDE","UT","Causey",7548,"2","WAT","HY",0.6,null,"Electric Utility","N","Non Combustion (NUC, WAT, WND, GEO, or SUN)",null,{"$f":"IF(B12070=\"CoalST\",MATCH(E12070&\"|\"&F12070,EIA_Units!$BK$6:$BK$22655,0),\"\")","v":""},{"$f":"IF(O12070=\"\",\"\",INDEX(EIA_Units!P12070:'EIA_Units'!$P$6:$P$22655,O12070))","v":""},""]
[null,"EXCLUDE","SC","Buzzard Roost",3254,"HC2","WAT","HY",5,null,"Electric Utility","N","Non Combustion (NUC, WAT, WND, GEO, or SUN)",null,{"$f":"IF(B12074=\"CoalST\",MATCH(E12074&\"|\"&F12074,EIA_Units!$BK$6:$BK$22655,0),\"\")","v":""},{"$f":"IF(O12074=\"\",\"\",INDEX(EIA_Units!P12074:'EIA_Units'!$P$6:$P$22655,O12074))","v":""},""]
[null,"EXCLUDE","MA","Princeton Wind Farm",7501,"2","WND","WT",3,null,"Electric Utility","N","Non Combustion (NUC, WAT, WND, GEO, or SUN)",null,{"$f":"IF(B12091=\"CoalST\",MATCH(E12091&\"|\"&F12091,EIA_Units!$BK$6:$BK$22655,0),\"\")","v":""},{"$f":"IF(O12091=\"\",\"\",INDEX(EIA_Units!P12091:'EIA_Units'!$P$6:$P$22655,O12091))","v":""},""]
[null,"EXCLUDE","LA","PPG Riverside",50488,"GEN1","PUR","ST",35,null,"Industrial Non-CHP","N","Non Fossil fuel type",null,{"$f":"IF(B12102=\"CoalST\",MATCH(E12102&\"|\"&F12102,EIA_Units!$BK$6:$BK$22655,0),\"\")","v":""},{"$f":"IF(O12102=\"\",\"\",INDEX(EIA_Units!P12102:'EIA_Units'!$P$6:$P$22655,O12102))","v":""},""]
[null,"EXCLUDE","GA","West Point",6133,"3","WAT","HY",35,null,"Electric Utility","N","Non Combustion (NUC, WAT, WND, GEO, or SUN)",null,{"$f":"IF(B12107=\"CoalST\",MATCH(E12107&\"|\"&F12107,EIA_Units!$BK$6:$BK$22655,0),\"\")","v":""},{"$f":"IF(O12107=\"\",\"\",INDEX(EIA_Units!P12107:'EIA_Units'!$P$6:$P$22655,O12107))","v":""},""]
[null,"EXCLUDE","IN","Norway",998,"4","WAT","HY",1.3,null,"Electric Utility","N","Non Combustion (NUC, WAT, WND, GEO, or SUN)",null,{"$f":"IF(B12118=\"CoalST\",MATCH(E12118&\"|\"&F12118,EIA_Units!$BK$6:$BK$22655,0),\"\")","v":""},{"$f":"IF(O12118=\"\",\"\",INDEX(EIA_Units!P12118:'EIA_Units'!$P$6:$P$22655,O12118))","v":""},""]
[null,"EXCLUDE","CA","Solar Photovoltaic Project #42",57441,"S42C","SUN","PV",0.5,null,"Electric Utility","N","Non Combustion (NUC, WAT, WND, GEO, or SUN)",null,{"$f":"IF(B12133=\"CoalST\",MATCH(E12133&\"|\"&F12133,EIA_Units!$BK$6:$BK$22655,0),\"\")","v":""},{"$f":"IF(O12133=\"\",\"\",INDEX(EIA_Units!P12133:'EIA_Units'!$P$6:$P$22655,O12133))","v":""},""]
[null,"EXCLUDE","CA","Solar Photovoltaic Project #42",57441,"S42H","SUN","PV",0.5,null,"Electric Utility","N","Non Combustion (NUC, WAT, WND, GEO, or SUN)",null,{"$f":"IF(B12138=\"CoalST\",MATCH(E12138&\"|\"&F12138,EIA_Units!$BK$6:$BK$22655,0),\"\")","v":""},{"$f":"IF(O12138=\"\",\"\",INDEX(EIA_Units!P12138:'EIA_Units'!$P$6:$P$22655,O12138))","v":""},""]
[null,"EXCLUDE","CA","Imperial Valley Solar Company 1 LLC",58062,"0001","SUN","PV",23,null,"IPP Non-CHP","N","Non Combustion (NUC, WAT, WND, GEO, or SUN)",null,{"$f":"IF(B12149=\"CoalST\",MATCH(E12149&\"|\"&F12149,EIA_Units!$BK$6:$BK$22655,0),\"\")","v":""},{"$f":"IF(O12149=\"\",\"\",INDEX(EIA_Units!P12149:'EIA_Units'!$P$6:$P$22655,O12149))","v":""},""]
[null,"EXCLUDE","NJ","PSEG Hackettstown",57204,"1","SUN","PV",2.2000000000000002,null,"IPP Non-CHP","N","Non Combustion (NUC, WAT, WND, GEO, or SUN)",null,{"$f":"IF(B12154=\"CoalST\",MATCH(E12154&\"|\"&F12154,EIA_Units!$BK$6:$BK$22655,0),\"\")","v":""},{"$f":"IF(O12154=\"\",\"\",INDEX(EIA_Units!P12154:'EIA_Units'!$P$6:$P$22655,O12154))","v":""},""]
[null,"EXCLUDE","NJ","ISH Solar Central, LLC",57799,"1","SUN","PV",1.4,null,"IPP Non-CHP","N","Non Combustion (NUC, WAT, WND, GEO, or SUN)",null,{"$f":"IF(B12165=\"CoalST\",MATCH(E12165&\"|\"&F12165,EIA_Units!$BK$6:$BK$22655,0),\"\")","v":""},{"$f":"IF(O12165=\"\",\"\",INDEX(EIA_Units!P12165:'EIA_Units'!$P$6:$P$22655,O12165))","v":""},""]
[null,"EXCLUDE","CA","Deadwood Creek",7507,"1","WAT","HY",2,null,"Electric Utility","N","Non Combustion (NUC, WAT, WND, GEO, or SUN)",null,{"$f":"IF(B12180=\"CoalST\",MATCH(E12180&\"|\"&F12180,EIA_Units!$BK$6:$BK$22655,0),\"\")","v":""},{"$f":"IF(O12180=\"\",\"\",INDEX(EIA_Units!P12180:'EIA_Units'!$P$6:$P$22655,O12180))","v":""},""]
[null,"EXCLUDE","OR","Bellevue Solar Project",57372,"INV-1","SUN","PV",1.6,null,"IPP Non-CHP","N","Non Combustion (NUC, WAT, WND, GEO, or SUN)",null,{"$f":"IF(B12185=\"CoalST\",MATCH(E12185&\"|\"&F12185,EIA_Units!$BK$6:$BK$22655,0),\"\")","v":""},{"$f":"IF(O12185=\"\",\"\",INDEX(EIA_Units!P12185:'EIA_Units'!$P$6:$P$22655,O12185))","v":""},""]
[null,"EXCLUDE","NC","Cheoah",54899,"4","WAT","HY",20,null,"Industrial Non-CHP","N","Non Combustion (NUC, WAT, WND, GEO, or SUN)",null,{"$f":"IF(B12196=\"CoalST\",MATCH(E12196&\"|\"&F12196,EIA_Units!$BK$6:$BK$22655,0),\"\")","v":""},{"$f":"IF(O12196=\"\",\"\",INDEX(EIA_Units!P12196:'EIA_Units'!$P$6:$P$22655,O12196))","v":""},""]
[null,"EXCLUDE","CA","Terra-Gen 251 Wind LLC",52161,"WGNS","WND","WT",18.399999999999999,null,"IPP Non-CHP","N","Non Combustion (NUC, WAT, WND, GEO, or SUN)",null,{"$f":"IF(B12204=\"CoalST\",MATCH(E12204&\"|\"&F12204,EIA_Units!$BK$6:$BK$22655,0),\"\")","v":""},{"$f":"IF(O12204=\"\",\"\",INDEX(EIA_Units!P12204:'EIA_Units'!$P$6:$P$22655,O12204))","v":""},""]
[null,"EXCLUDE","VA","Philpott Lake",3834,"2","WAT","HY",6.7,null,"Electric Utility","N","Non Combustion (NUC, WAT, WND, GEO, or SUN)",null,{"$f":"IF(B12217=\"CoalST\",MATCH(E12217&\"|\"&F12217,EIA_Units!$BK$6:$BK$22655,0),\"\")","v":""},{"$f":"IF(O12217=\"\",\"\",INDEX(EIA_Units!P12217:'EIA_Units'!$P$6:$P$22655,O12217))","v":""},""]
[null,"EXCLUDE","GA","Lake Blackshear Project",752,"3","WAT","HY",4.8,null,"Electric Utility","N","Non Combustion (NUC, WAT, WND, GEO, or SUN)",null,{"$f":"IF(B12228=\"CoalST\",MATCH(E12228&\"|\"&F12228,EIA_Units!$BK$6:$BK$22655,0),\"\")","v":""},{"$f":"IF(O12228=\"\",\"\",INDEX(EIA_Units!P12228:'EIA_Units'!$P$6:$P$22655,O12228))","v":""},""]
[null,"EXCLUDE","GA","Morgan Falls",717,"4","WAT","HY",2.4,null,"Electric Utility","N","Non Combustion (NUC, WAT, WND, GEO, or SUN)",null,{"$f":"IF(B12243=\"CoalST\",MATCH(E12243&\"|\"&F12243,EIA_Units!$BK$6:$BK$22655,0),\"\")","v":""},{"$f":"IF(O12243=\"\",\"\",INDEX(EIA_Units!P12243:'EIA_Units'!$P$6:$P$22655,O12243))","v":""},""]
[null,"EXCLUDE","AR","Narrows",195,"3","WAT","HY",8.5,null,"Electric Utility","N","Non Combustion (NUC, WAT, WND, GEO, or SUN)",null,{"$f":"IF(B12254=\"CoalST\",MATCH(E12254&\"|\"&F12254,EIA_Units!$BK$6:$BK$22655,0),\"\")","v":""},{"$f":"IF(O12254=\"\",\"\",INDEX(EIA_Units!P12254:'EIA_Units'!$P$6:$P$22655,O12254))","v":""},""]
[null,"EXCLUDE","CA","Solar Photovoltaic Project #22",57237,"S022B","SUN","PV",0.5,null,"Electric Utility","N","Non Combustion (NUC, WAT, WND, GEO, or SUN)",null,{"$f":"IF(B12259=\"CoalST\",MATCH(E12259&\"|\"&F12259,EIA_Units!$BK$6:$BK$22655,0),\"\")","v":""},{"$f":"IF(O12259=\"\",\"\",INDEX(EIA_Units!P12259:'EIA_Units'!$P$6:$P$22655,O12259))","v":""},""]
[null,"EXCLUDE","MA","Acushnet Hawes Reed Road",58271,"1","SUN","PV",1,null,"IPP Non-CHP","N","Non Combustion (NUC, WAT, WND, GEO, or SUN)",null,{"$f":"IF(B12274=\"CoalST\",MATCH(E12274&\"|\"&F12274,EIA_Units!$BK$6:$BK$22655,0),\"\")","v":""},{"$f":"IF(O12274=\"\",\"\",INDEX(EIA_Units!P12274:'EIA_Units'!$P$6:$P$22655,O12274))","v":""},""]
[null,"EXCLUDE","CO","Salida",474,"1","WAT","HY",0.8,null,"Electric Utility","N","Non Combustion (NUC, WAT, WND, GEO, or SUN)",null,{"$f":"IF(B12275=\"CoalST\",MATCH(E12275&\"|\"&F12275,EIA_Units!$BK$6:$BK$22655,0),\"\")","v":""},{"$f":"IF(O12275=\"\",\"\",INDEX(EIA_Units!P12275:'EIA_Units'!$P$6:$P$22655,O12275))","v":""},""]
[null,"EXCLUDE","IN","Union City Wind Turbine",57637,"1","WND","WT",1,null,"IPP Non-CHP","N","Non Combustion (NUC, WAT, WND, GEO, or SUN)",null,{"$f":"IF(B12290=\"CoalST\",MATCH(E12290&\"|\"&F12290,EIA_Units!$BK$6:$BK$22655,0),\"\")","v":""},{"$f":"IF(O12290=\"\",\"\",INDEX(EIA_Units!P12290:'EIA_Units'!$P$6:$P$22655,O12290))","v":""},""]
[null,"EXCLUDE","NJ","Great Falls Hydro Project",52068,"GEN2","WAT","HY",3.6,null,"IPP Non-CHP","N","Non Combustion (NUC, WAT, WND, GEO, or SUN)",null,{"$f":"IF(B12295=\"CoalST\",MATCH(E12295&\"|\"&F12295,EIA_Units!$BK$6:$BK$22655,0),\"\")","v":""},{"$f":"IF(O12295=\"\",\"\",INDEX(EIA_Units!P12295:'EIA_Units'!$P$6:$P$22655,O12295))","v":""},{"$f":"IF(O12295=\"\",\"\",2014-P12295)","v":""}]
[null,"EXCLUDE","GA","Tallassee Hydro Project",7191,"2","WAT","HY",0.1,null,"IPP Non-CHP","N","Non Combustion (NUC, WAT, WND, GEO, or SUN)",null,{"$f":"IF(B12306=\"CoalST\",MATCH(E12306&\"|\"&F12306,EIA_Units!$BK$6:$BK$22655,0),\"\")","v":""},{"$f":"IF(O12306=\"\",\"\",INDEX(EIA_Units!P12306:'EIA_Units'!$P$6:$P$22655,O12306))","v":""},""]
[null,"EXCLUDE","NJ","PPL Renewable Energy Merck Solar",56889,"GEN1","SUN","PV",1.7,null,"IPP Non-CHP","N","Non Combustion (NUC, WAT, WND, GEO, or SUN)",null,{"$f":"IF(B12321=\"CoalST\",MATCH(E12321&\"|\"&F12321,EIA_Units!$BK$6:$BK$22655,0),\"\")","v":""},{"$f":"IF(O12321=\"\",\"\",INDEX(EIA_Units!P12321:'EIA_Units'!$P$6:$P$22655,O12321))","v":""},""]
[null,"EXCLUDE","NY","Swinging Bridge 2",2634,"SWI2","WAT","HY",7,null,"IPP Non-CHP","N","Non Combustion (NUC, WAT, WND, GEO, or SUN)",null,{"$f":"IF(B12329=\"CoalST\",MATCH(E12329&\"|\"&F12329,EIA_Units!$BK$6:$BK$22655,0),\"\")","v":""},{"$f":"IF(O12329=\"\",\"\",INDEX(EIA_Units!P12329:'EIA_Units'!$P$6:$P$22655,O12329))","v":""},""]
[null,"EXCLUDE","CO","DOE Golden NREL Main Campus",57694,"RSF1","SUN","PV",0.5,null,"Commercial Non-CHP","N","Non Combustion (NUC, WAT, WND, GEO, or SUN)",null,{"$f":"IF(B12338=\"CoalST\",MATCH(E12338&\"|\"&F12338,EIA_Units!$BK$6:$BK$22655,0),\"\")","v":""},{"$f":"IF(O12338=\"\",\"\",INDEX(EIA_Units!P12338:'EIA_Units'!$P$6:$P$22655,O12338))","v":""},""]
[null,"EXCLUDE","AR","Ozark",6142,"3","WAT","HY",20,null,"Electric Utility","N","Non Combustion (NUC, WAT, WND, GEO, or SUN)",null,{"$f":"IF(B12353=\"CoalST\",MATCH(E12353&\"|\"&F12353,EIA_Units!$BK$6:$BK$22655,0),\"\")","v":""},{"$f":"IF(O12353=\"\",\"\",INDEX(EIA_Units!P12353:'EIA_Units'!$P$6:$P$22655,O12353))","v":""},""]
[null,"EXCLUDE","CA","Campbell Soup Solar Facility",57933,"CSSF","SUN","PV",1.9,null,"Industrial Non-CHP","N","Non Combustion (NUC, WAT, WND, GEO, or SUN)",null,{"$f":"IF(B12364=\"CoalST\",MATCH(E12364&\"|\"&F12364,EIA_Units!$BK$6:$BK$22655,0),\"\")","v":""},{"$f":"IF(O12364=\"\",\"\",INDEX(EIA_Units!P12364:'EIA_Units'!$P$6:$P$22655,O12364))","v":""},""]
[null,"EXCLUDE","MD","Deep Creek",1567,"1","WAT","HY",10,null,"IPP Non-CHP","N","Non Combustion (NUC, WAT, WND, GEO, or SUN)",null,{"$f":"IF(B12369=\"CoalST\",MATCH(E12369&\"|\"&F12369,EIA_Units!$BK$6:$BK$22655,0),\"\")","v":""},{"$f":"IF(O12369=\"\",\"\",INDEX(EIA_Units!P12369:'EIA_Units'!$P$6:$P$22655,O12369))","v":""},""]
[null,"EXCLUDE","SC","J Strom Thurmond",3323,"3","WAT","HY",51.7,null,"Electric Utility","N","Non Combustion (NUC, WAT, WND, GEO, or SUN)",null,{"$f":"IF(B12380=\"CoalST\",MATCH(E12380&\"|\"&F12380,EIA_Units!$BK$6:$BK$22655,0),\"\")","v":""},{"$f":"IF(O12380=\"\",\"\",INDEX(EIA_Units!P12380:'EIA_Units'!$P$6:$P$22655,O12380))","v":""},""]
[null,"EXCLUDE","ID","Mainline Windfarm",57429,"1","WND","WT",23,null,"IPP Non-CHP","N","Non Combustion (NUC, WAT, WND, GEO, or SUN)",null,{"$f":"IF(B12395=\"CoalST\",MATCH(E12395&\"|\"&F12395,EIA_Units!$BK$6:$BK$22655,0),\"\")","v":""},{"$f":"IF(O12395=\"\",\"\",INDEX(EIA_Units!P12395:'EIA_Units'!$P$6:$P$22655,O12395))","v":""},""]
[null,"EXCLUDE","TX","SunE CPS3 LLC",58009,"2","SUN","PV",5,null,"IPP Non-CHP","N","Non Combustion (NUC, WAT, WND, GEO, or SUN)",null,{"$f":"IF(B12400=\"CoalST\",MATCH(E12400&\"|\"&F12400,EIA_Units!$BK$6:$BK$22655,0),\"\")","v":""},{"$f":"IF(O12400=\"\",\"\",INDEX(EIA_Units!P12400:'EIA_Units'!$P$6:$P$22655,O12400))","v":""},""]
[null,"EXCLUDE","GA","Buford",759,"2A","WAT","HY",62,null,"Electric Utility","N","Non Combustion (NUC, WAT, WND, GEO, or SUN)",null,{"$f":"IF(B12411=\"CoalST\",MATCH(E12411&\"|\"&F12411,EIA_Units!$BK$6:$BK$22655,0),\"\")","v":""},{"$f":"IF(O12411=\"\",\"\",INDEX(EIA_Units!P12411:'EIA_Units'!$P$6:$P$22655,O12411))","v":""},""]
[null,"EXCLUDE","ID","Two Ponds Windfarm",57444,"1","WND","WT",23,null,"IPP Non-CHP","N","Non Combustion (NUC, WAT, WND, GEO, or SUN)",null,{"$f":"IF(B12416=\"CoalST\",MATCH(E12416&\"|\"&F12416,EIA_Units!$BK$6:$BK$22655,0),\"\")","v":""},{"$f":"IF(O12416=\"\",\"\",INDEX(EIA_Units!P12416:'EIA_Units'!$P$6:$P$22655,O12416))","v":""},""]
[null,"EXCLUDE","GA","Allatoona",760,"2","WAT","HY",42.3,null,"Electric Utility","N","Non Combustion (NUC, WAT, WND, GEO, or SUN)",null,{"$f":"IF(B12431=\"CoalST\",MATCH(E12431&\"|\"&F12431,EIA_Units!$BK$6:$BK$22655,0),\"\")","v":""},{"$f":"IF(O12431=\"\",\"\",INDEX(EIA_Units!P12431:'EIA_Units'!$P$6:$P$22655,O12431))","v":""},""]
[null,"EXCLUDE","OR","South Hurlburt Wind LLC",57549,"SOUTH","WND","WT",290,null,"IPP Non-CHP","N","Non Combustion (NUC, WAT, WND, GEO, or SUN)",null,{"$f":"IF(B12442=\"CoalST\",MATCH(E12442&\"|\"&F12442,EIA_Units!$BK$6:$BK$22655,0),\"\")","v":""},{"$f":"IF(O12442=\"\",\"\",INDEX(EIA_Units!P12442:'EIA_Units'!$P$6:$P$22655,O12442))","v":""},""]
[null,"EXCLUDE","CA","San Francisquito 2",6480,"2","WAT","HY",14,null,"Electric Utility","N","Non Combustion (NUC, WAT, WND, GEO, or SUN)",null,{"$f":"IF(B12450=\"CoalST\",MATCH(E12450&\"|\"&F12450,EIA_Units!$BK$6:$BK$22655,0),\"\")","v":""},{"$f":"IF(O12450=\"\",\"\",INDEX(EIA_Units!P12450:'EIA_Units'!$P$6:$P$22655,O12450))","v":""},""]
[null,"EXCLUDE","CA","Newcastle",632,"1","WAT","HY",12.7,null,"Electric Utility","N","Non Combustion (NUC, WAT, WND, GEO, or SUN)",null,{"$f":"IF(B12459=\"CoalST\",MATCH(E12459&\"|\"&F12459,EIA_Units!$BK$6:$BK$22655,0),\"\")","v":""},{"$f":"IF(O12459=\"\",\"\",INDEX(EIA_Units!P12459:'EIA_Units'!$P$6:$P$22655,O12459))","v":""},""]
[null,"EXCLUDE","TX","Hueco Mountain Wind Ranch",55578,"EXIS","WND","WT",1.3,null,"Electric Utility","N","Non Combustion (NUC, WAT, WND, GEO, or SUN)",null,{"$f":"IF(B12474=\"CoalST\",MATCH(E12474&\"|\"&F12474,EIA_Units!$BK$6:$BK$22655,0),\"\")","v":""},{"$f":"IF(O12474=\"\",\"\",INDEX(EIA_Units!P12474:'EIA_Units'!$P$6:$P$22655,O12474))","v":""},""]
[null,"EXCLUDE","GA","Hartwell Lake",754,"5","WAT","HY",80,null,"Electric Utility","N","Non Combustion (NUC, WAT, WND, GEO, or SUN)",null,{"$f":"IF(B12479=\"CoalST\",MATCH(E12479&\"|\"&F12479,EIA_Units!$BK$6:$BK$22655,0),\"\")","v":""},{"$f":"IF(O12479=\"\",\"\",INDEX(EIA_Units!P12479:'EIA_Units'!$P$6:$P$22655,O12479))","v":""},""]
[null,"EXCLUDE","FL","IKEA Tampa 042",58012,"PV","SUN","PV",1,null,"Commercial Non-CHP","N","Non Combustion (NUC, WAT, WND, GEO, or SUN)",null,{"$f":"IF(B12490=\"CoalST\",MATCH(E12490&\"|\"&F12490,EIA_Units!$BK$6:$BK$22655,0),\"\")","v":""},{"$f":"IF(O12490=\"\",\"\",INDEX(EIA_Units!P12490:'EIA_Units'!$P$6:$P$22655,O12490))","v":""},""]
[null,"EXCLUDE","AK","Kotzebue",6304,"3WT","WND","WT",0.2,null,"Electric Utility","N","Non Combustion (NUC, WAT, WND, GEO, or SUN)",null,{"$f":"IF(B12505=\"CoalST\",MATCH(E12505&\"|\"&F12505,EIA_Units!$BK$6:$BK$22655,0),\"\")","v":""},{"$f":"IF(O12505=\"\",\"\",INDEX(EIA_Units!P12505:'EIA_Units'!$P$6:$P$22655,O12505))","v":""},""]
[null,"EXCLUDE","AK","Kotzebue",6304,"2WT","WND","WT",0.1,null,"Electric Utility","N","Non Combustion (NUC, WAT, WND, GEO, or SUN)",null,{"$f":"IF(B12516=\"CoalST\",MATCH(E12516&\"|\"&F12516,EIA_Units!$BK$6:$BK$22655,0),\"\")","v":""},{"$f":"IF(O12516=\"\",\"\",INDEX(EIA_Units!P12516:'EIA_Units'!$P$6:$P$22655,O12516))","v":""},""]
[null,"EXCLUDE","WA","Drop 3",6508,"1","WAT","HY",0.8,null,"Electric Utility","N","Non Combustion (NUC, WAT, WND, GEO, or SUN)",null,{"$f":"IF(B12521=\"CoalST\",MATCH(E12521&\"|\"&F12521,EIA_Units!$BK$6:$BK$22655,0),\"\")","v":""},{"$f":"IF(O12521=\"\",\"\",INDEX(EIA_Units!P12521:'EIA_Units'!$P$6:$P$22655,O12521))","v":""},""]
[null,"EXCLUDE","SC","Rocky River",3305,"2","WAT","HY",0.8,null,"Electric Utility","N","Non Combustion (NUC, WAT, WND, GEO, or SUN)",null,{"$f":"IF(B12536=\"CoalST\",MATCH(E12536&\"|\"&F12536,EIA_Units!$BK$6:$BK$22655,0),\"\")","v":""},{"$f":"IF(O12536=\"\",\"\",INDEX(EIA_Units!P12536:'EIA_Units'!$P$6:$P$22655,O12536))","v":""},""]
[null,"EXCLUDE","CA","Green Acres Solar Facility 2",57850,"GASF2","SUN","PV",1,null,"IPP Non-CHP","N","Non Combustion (NUC, WAT, WND, GEO, or SUN)",null,{"$f":"IF(B12537=\"CoalST\",MATCH(E12537&\"|\"&F12537,EIA_Units!$BK$6:$BK$22655,0),\"\")","v":""},{"$f":"IF(O12537=\"\",\"\",INDEX(EIA_Units!P12537:'EIA_Units'!$P$6:$P$22655,O12537))","v":""},""]
[null,"EXCLUDE","CA","Solar Photovoltaic Project #10",57224,"S010A","SUN","PV",0.5,null,"Electric Utility","N","Non Combustion (NUC, WAT, WND, GEO, or SUN)",null,{"$f":"IF(B12552=\"CoalST\",MATCH(E12552&\"|\"&F12552,EIA_Units!$BK$6:$BK$22655,0),\"\")","v":""},{"$f":"IF(O12552=\"\",\"\",INDEX(EIA_Units!P12552:'EIA_Units'!$P$6:$P$22655,O12552))","v":""},""]
[null,"EXCLUDE","AZ","Ocotillo",116,"PVM","SUN","PV",0.4,null,"Electric Utility","N","Non Combustion (NUC, WAT, WND, GEO, or SUN)",null,{"$f":"IF(B12557=\"CoalST\",MATCH(E12557&\"|\"&F12557,EIA_Units!$BK$6:$BK$22655,0),\"\")","v":""},{"$f":"IF(O12557=\"\",\"\",INDEX(EIA_Units!P12557:'EIA_Units'!$P$6:$P$22655,O12557))","v":""},""]
[null,"EXCLUDE","NC","DE Solar 1725 Drywall Dr",57336,"PV01","SUN","PV",1,null,"Electric Utility","N","Non Combustion (NUC, WAT, WND, GEO, or SUN)",null,{"$f":"IF(B12575=\"CoalST\",MATCH(E12575&\"|\"&F12575,EIA_Units!$BK$6:$BK$22655,0),\"\")","v":""},{"$f":"IF(O12575=\"\",\"\",INDEX(EIA_Units!P12575:'EIA_Units'!$P$6:$P$22655,O12575))","v":""},""]
[null,"EXCLUDE","MA","Cobble Mountain",1630,"1","WAT","HY",13,null,"Electric Utility","N","Non Combustion (NUC, WAT, WND, GEO, or SUN)",null,{"$f":"IF(B12584=\"CoalST\",MATCH(E12584&\"|\"&F12584,EIA_Units!$BK$6:$BK$22655,0),\"\")","v":""},{"$f":"IF(O12584=\"\",\"\",INDEX(EIA_Units!P12584:'EIA_Units'!$P$6:$P$22655,O12584))","v":""},""]
[null,"EXCLUDE","IL","Minonk Wind Farm",57284,"1","WND","WT",200,null,"IPP Non-CHP","N","Non Combustion (NUC, WAT, WND, GEO, or SUN)",null,{"$f":"IF(B12595=\"CoalST\",MATCH(E12595&\"|\"&F12595,EIA_Units!$BK$6:$BK$22655,0),\"\")","v":""},{"$f":"IF(O12595=\"\",\"\",INDEX(EIA_Units!P12595:'EIA_Units'!$P$6:$P$22655,O12595))","v":""},""]
[null,"EXCLUDE","NY","Marble River Wind Farm",56857,"GEN1","WND","WT",215,null,"IPP Non-CHP","N","Non Combustion (NUC, WAT, WND, GEO, or SUN)",null,{"$f":"IF(B12600=\"CoalST\",MATCH(E12600&\"|\"&F12600,EIA_Units!$BK$6:$BK$22655,0),\"\")","v":""},{"$f":"IF(O12600=\"\",\"\",INDEX(EIA_Units!P12600:'EIA_Units'!$P$6:$P$22655,O12600))","v":""},""]
[null,"EXCLUDE","CA","Castaic",392,"6","WAT","PS",212.5,null,"Electric Utility","N","Non Combustion (NUC, WAT, WND, GEO, or SUN)",null,{"$f":"IF(B12615=\"CoalST\",MATCH(E12615&\"|\"&F12615,EIA_Units!$BK$6:$BK$22655,0),\"\")","v":""},{"$f":"IF(O12615=\"\",\"\",INDEX(EIA_Units!P12615:'EIA_Units'!$P$6:$P$22655,O12615))","v":""},{"$f":"IF(O12615=\"\",\"\",2014-P12615)","v":""}]
[null,"EXCLUDE","SC","St Stephen",6789,"3","WAT","HY",28,null,"Electric Utility","N","Non Combustion (NUC, WAT, WND, GEO, or SUN)",null,{"$f":"IF(B12626=\"CoalST\",MATCH(E12626&\"|\"&F12626,EIA_Units!$BK$6:$BK$22655,0),\"\")","v":""},{"$f":"IF(O12626=\"\",\"\",INDEX(EIA_Units!P12626:'EIA_Units'!$P$6:$P$22655,O12626))","v":""},""]
[null,"EXCLUDE","SC","Great Falls",3259,"5","WAT","HY",3,null,"Electric Utility","N","Non Combustion (NUC, WAT, WND, GEO, or SUN)",null,{"$f":"IF(B12631=\"CoalST\",MATCH(E12631&\"|\"&F12631,EIA_Units!$BK$6:$BK$22655,0),\"\")","v":""},{"$f":"IF(O12631=\"\",\"\",INDEX(EIA_Units!P12631:'EIA_Units'!$P$6:$P$22655,O12631))","v":""},""]
[null,"EXCLUDE","NC","Cowans Ford",2722,"2","WAT","HY",87.5,null,"Electric Utility","N","Non Combustion (NUC, WAT, WND, GEO, or SUN)",null,{"$f":"IF(B12646=\"CoalST\",MATCH(E12646&\"|\"&F12646,EIA_Units!$BK$6:$BK$22655,0),\"\")","v":""},{"$f":"IF(O12646=\"\",\"\",INDEX(EIA_Units!P12646:'EIA_Units'!$P$6:$P$22655,O12646))","v":""},""]
[null,"EXCLUDE","MA","Harris Energy Realty",54981,"ALBD","WAT","HY",0.5,null,"Electric Utility","N","Non Combustion (NUC, WAT, WND, GEO, or SUN)",null,{"$f":"IF(B12657=\"CoalST\",MATCH(E12657&\"|\"&F12657,EIA_Units!$BK$6:$BK$22655,0),\"\")","v":""},{"$f":"IF(O12657=\"\",\"\",INDEX(EIA_Units!P12657:'EIA_Units'!$P$6:$P$22655,O12657))","v":""},""]
[null,"EXCLUDE","NJ","Gerresheimer Glass Solar Facility",58359,"GG","SUN","PV",2.2999999999999998,null,"Commercial Non-CHP","N","Non Combustion (NUC, WAT, WND, GEO, or SUN)",null,{"$f":"IF(B12662=\"CoalST\",MATCH(E12662&\"|\"&F12662,EIA_Units!$BK$6:$BK$22655,0),\"\")","v":""},{"$f":"IF(O12662=\"\",\"\",INDEX(EIA_Units!P12662:'EIA_Units'!$P$6:$P$22655,O12662))","v":""},""]
[null,"EXCLUDE","MI","Way Dam",1785,"1","WAT","HY",1.8,null,"Electric Utility","N","Non Combustion (NUC, WAT, WND, GEO, or SUN)",null,{"$f":"IF(B12673=\"CoalST\",MATCH(E12673&\"|\"&F12673,EIA_Units!$BK$6:$BK$22655,0),\"\")","v":""},{"$f":"IF(O12673=\"\",\"\",INDEX(EIA_Units!P12673:'EIA_Units'!$P$6:$P$22655,O12673))","v":""},""]
[null,"EXCLUDE","NJ","Reeves Station Rd East",58030,"REEVE","SUN","PV",5.5,null,"IPP Non-CHP","N","Non Combustion (NUC, WAT, WND, GEO, or SUN)",null,{"$f":"IF(B12678=\"CoalST\",MATCH(E12678&\"|\"&F12678,EIA_Units!$BK$6:$BK$22655,0),\"\")","v":""},{"$f":"IF(O12678=\"\",\"\",INDEX(EIA_Units!P12678:'EIA_Units'!$P$6:$P$22655,O12678))","v":""},""]
[null,"EXCLUDE","MA","New England Wind LLC",57380,"1","WND","WT",28.5,null,"IPP Non-CHP","N","Non Combustion (NUC, WAT, WND, GEO, or SUN)",null,{"$f":"IF(B12696=\"CoalST\",MATCH(E12696&\"|\"&F12696,EIA_Units!$BK$6:$BK$22655,0),\"\")","v":""},{"$f":"IF(O12696=\"\",\"\",INDEX(EIA_Units!P12696:'EIA_Units'!$P$6:$P$22655,O12696))","v":""},""]
[null,"EXCLUDE","NM","WSMR I",58010,"WSMR1","SUN","PV",4.2,null,"IPP Non-CHP","N","Non Combustion (NUC, WAT, WND, GEO, or SUN)",null,{"$f":"IF(B12705=\"CoalST\",MATCH(E12705&\"|\"&F12705,EIA_Units!$BK$6:$BK$22655,0),\"\")","v":""},{"$f":"IF(O12705=\"\",\"\",INDEX(EIA_Units!P12705:'EIA_Units'!$P$6:$P$22655,O12705))","v":""},""]
[null,"EXCLUDE","CA","California Valley Solar Ranch",57439,"HPR2D","SUN","PV",40,null,"IPP Non-CHP","N","Non Combustion (NUC, WAT, WND, GEO, or SUN)",null,{"$f":"IF(B12710=\"CoalST\",MATCH(E12710&\"|\"&F12710,EIA_Units!$BK$6:$BK$22655,0),\"\")","v":""},{"$f":"IF(O12710=\"\",\"\",INDEX(EIA_Units!P12710:'EIA_Units'!$P$6:$P$22655,O12710))","v":""},""]
[null,"EXCLUDE","OH","AMP Napoleon Solar Facility",58082,"NSF1","SUN","PV",3.5,null,"Electric Utility","N","Non Combustion (NUC, WAT, WND, GEO, or SUN)",null,{"$f":"IF(B12721=\"CoalST\",MATCH(E12721&\"|\"&F12721,EIA_Units!$BK$6:$BK$22655,0),\"\")","v":""},{"$f":"IF(O12721=\"\",\"\",INDEX(EIA_Units!P12721:'EIA_Units'!$P$6:$P$22655,O12721))","v":""},""]
[null,"EXCLUDE","WA","Grand Coulee",6163,"PG8","WAT","PS",50,null,"Electric Utility","N","Non Combustion (NUC, WAT, WND, GEO, or SUN)",null,{"$f":"IF(B12736=\"CoalST\",MATCH(E12736&\"|\"&F12736,EIA_Units!$BK$6:$BK$22655,0),\"\")","v":""},{"$f":"IF(O12736=\"\",\"\",INDEX(EIA_Units!P12736:'EIA_Units'!$P$6:$P$22655,O12736))","v":""},""]
[null,"EXCLUDE","HI","Auwahi Wind Energy",57996,"AWET","WND","WT",24,null,"IPP Non-CHP","N","Non Combustion (NUC, WAT, WND, GEO, or SUN)",null,{"$f":"IF(B12741=\"CoalST\",MATCH(E12741&\"|\"&F12741,EIA_Units!$BK$6:$BK$22655,0),\"\")","v":""},{"$f":"IF(O12741=\"\",\"\",INDEX(EIA_Units!P12741:'EIA_Units'!$P$6:$P$22655,O12741))","v":""},""]
[null,"EXCLUDE","WA","Palouse",57530,"1","WND","WT",105.3,null,"IPP Non-CHP","N","Non Combustion (NUC, WAT, WND, GEO, or SUN)",null,{"$f":"IF(B12752=\"CoalST\",MATCH(E12752&\"|\"&F12752,EIA_Units!$BK$6:$BK$22655,0),\"\")","v":""},{"$f":"IF(O12752=\"\",\"\",INDEX(EIA_Units!P12752:'EIA_Units'!$P$6:$P$22655,O12752))","v":""},""]
[null,"EXCLUDE","CA","Pinyon Pine II",57837,"AW09","WND","WT",132,null,"IPP Non-CHP","N","Non Combustion (NUC, WAT, WND, GEO, or SUN)",null,{"$f":"IF(B12767=\"CoalST\",MATCH(E12767&\"|\"&F12767,EIA_Units!$BK$6:$BK$22655,0),\"\")","v":""},{"$f":"IF(O12767=\"\",\"\",INDEX(EIA_Units!P12767:'EIA_Units'!$P$6:$P$22655,O12767))","v":""},""]
[null,"EXCLUDE","SC","Saluda",3293,"5","WAT","HY",67.5,null,"Electric Utility","N","Non Combustion (NUC, WAT, WND, GEO, or SUN)",null,{"$f":"IF(B12772=\"CoalST\",MATCH(E12772&\"|\"&F12772,EIA_Units!$BK$6:$BK$22655,0),\"\")","v":""},{"$f":"IF(O12772=\"\",\"\",INDEX(EIA_Units!P12772:'EIA_Units'!$P$6:$P$22655,O12772))","v":""},""]
[null,"EXCLUDE","NJ","Jordache Enterprises Solar",58049,"PV","SUN","PV",1,null,"Commercial Non-CHP","N","Non Combustion (NUC, WAT, WND, GEO, or SUN)",null,{"$f":"IF(B12783=\"CoalST\",MATCH(E12783&\"|\"&F12783,EIA_Units!$BK$6:$BK$22655,0),\"\")","v":""},{"$f":"IF(O12783=\"\",\"\",INDEX(EIA_Units!P12783:'EIA_Units'!$P$6:$P$22655,O12783))","v":""},""]
[null,"EXCLUDE","HI","Kalaeloa Solar Two",58259,"KAS2","SUN","PV",5,null,"IPP Non-CHP","N","Non Combustion (NUC, WAT, WND, GEO, or SUN)",null,{"$f":"IF(B12798=\"CoalST\",MATCH(E12798&\"|\"&F12798,EIA_Units!$BK$6:$BK$22655,0),\"\")","v":""},{"$f":"IF(O12798=\"\",\"\",INDEX(EIA_Units!P12798:'EIA_Units'!$P$6:$P$22655,O12798))","v":""},""]
[null,"EXCLUDE","CA","Foundation Cemex River Plant",58101,"WTG1","WND","WT",1.6,null,"IPP Non-CHP","N","Non Combustion (NUC, WAT, WND, GEO, or SUN)",null,{"$f":"IF(B12799=\"CoalST\",MATCH(E12799&\"|\"&F12799,EIA_Units!$BK$6:$BK$22655,0),\"\")","v":""},{"$f":"IF(O12799=\"\",\"\",INDEX(EIA_Units!P12799:'EIA_Units'!$P$6:$P$22655,O12799))","v":""},""]
[null,"EXCLUDE","VT","Williamstown Solar",58145,"WTS_1","SUN","PV",2,null,"IPP Non-CHP","N","Non Combustion (NUC, WAT, WND, GEO, or SUN)",null,{"$f":"IF(B12810=\"CoalST\",MATCH(E12810&\"|\"&F12810,EIA_Units!$BK$6:$BK$22655,0),\"\")","v":""},{"$f":"IF(O12810=\"\",\"\",INDEX(EIA_Units!P12810:'EIA_Units'!$P$6:$P$22655,O12810))","v":""},""]
[null,"EXCLUDE","NH","Hillsborough Hosiery",10036,"GEN1","WAT","HY",0.6,null,"IPP Non-CHP","N","Non Combustion (NUC, WAT, WND, GEO, or SUN)",null,{"$f":"IF(B12820=\"CoalST\",MATCH(E12820&\"|\"&F12820,EIA_Units!$BK$6:$BK$22655,0),\"\")","v":""},{"$f":"IF(O12820=\"\",\"\",INDEX(EIA_Units!P12820:'EIA_Units'!$P$6:$P$22655,O12820))","v":""},""]
[null,"EXCLUDE","CA","Ormesa I",50766,"OE24","GEO","ST",1.2,null,"IPP CHP","Y","Non Combustion (NUC, WAT, WND, GEO, or SUN)",null,{"$f":"IF(B12831=\"CoalST\",MATCH(E12831&\"|\"&F12831,EIA_Units!$BK$6:$BK$22655,0),\"\")","v":""},{"$f":"IF(O12831=\"\",\"\",INDEX(EIA_Units!P12831:'EIA_Units'!$P$6:$P$22655,O12831))","v":""},""]
[null,"EXCLUDE","MI","Wyandotte",1866,"4","BIT","ST",11.5,null,"Electric Utility","N","Steam unit (PRMVR=ST) under 25MW/250 MMBtu/hr",null,{"$f":"IF(B12846=\"CoalST\",MATCH(E12846&\"|\"&F12846,EIA_Units!$BK$6:$BK$22655,0),\"\")","v":""},{"$f":"IF(O12846=\"\",\"\",INDEX(EIA_Units!P12846:'EIA_Units'!$P$6:$P$22655,O12846))","v":""},""]
[null,"Exclude","NC","Dan River",2723,"5","NG","GT",35.200000000000003,null,"Electric Utility","N","Low utilization CT",null,{"$f":"IF(B12851=\"CoalST\",MATCH(E12851&\"|\"&F12851,EIA_Units!$BK$6:$BK$22655,0),\"\")","v":""},{"$f":"IF(O12851=\"\",\"\",INDEX(EIA_Units!P12851:'EIA_Units'!$P$6:$P$22655,O12851))","v":""},""]
[null,"OGST","LA","Willow Glen",1394,"3","NG","ST",591.79999999999995,null,"Electric Utility","N","",null,{"$f":"IF(B12862=\"CoalST\",MATCH(E12862&\"|\"&F12862,EIA_Units!$BK$6:$BK$22655,0),\"\")","v":""},{"$f":"IF(O12862=\"\",\"\",INDEX(EIA_Units!P12862:'EIA_Units'!$P$6:$P$22655,O12862))","v":""},""]
[null,"EXCLUDE","SC","Rocky Creek",3266,"1","WAT","HY",3,null,"Electric Utility","N","Non Combustion (NUC, WAT, WND, GEO, or SUN)",null,{"$f":"IF(B12877=\"CoalST\",MATCH(E12877&\"|\"&F12877,EIA_Units!$BK$6:$BK$22655,0),\"\")","v":""},{"$f":"IF(O12877=\"\",\"\",INDEX(EIA_Units!P12877:'EIA_Units'!$P$6:$P$22655,O12877))","v":""},""]
[null,"OGST","GA","McManus",715,"2","RFO","ST",93.7,null,"Electric Utility","N","",null,{"$f":"IF(B12888=\"CoalST\",MATCH(E12888&\"|\"&F12888,EIA_Units!$BK$6:$BK$22655,0),\"\")","v":""},{"$f":"IF(O12888=\"\",\"\",INDEX(EIA_Units!P12888:'EIA_Units'!$P$6:$P$22655,O12888))","v":""},""]
[null,"EXCLUDE","AR","Harvey Couch",169,"1","NG","ST",26.5,null,"Electric Utility","N","Status of operation (IP,L,P,T,or U) or Retired before 2012",null,{"$f":"IF(B12893=\"CoalST\",MATCH(E12893&\"|\"&F12893,EIA_Units!$BK$6:$BK$22655,0),\"\")","v":""},{"$f":"IF(O12893=\"\",\"\",INDEX(EIA_Units!P12893:'EIA_Units'!$P$6:$P$22655,O12893))","v":""},""]
[null,"OGST","MS","Eaton",2046,"1","NG","ST",25.9,null,"Electric Utility","N","",null,{"$f":"IF(B12908=\"CoalST\",MATCH(E12908&\"|\"&F12908,EIA_Units!$BK$6:$BK$22655,0),\"\")","v":""},{"$f":"IF(O12908=\"\",\"\",INDEX(EIA_Units!P12908:'EIA_Units'!$P$6:$P$22655,O12908))","v":""},""]
[null,"EXCLUDE","NE","Fort Calhoun",2289,"1","NUC","ST",502,null,"Electric Utility","N","Non Combustion (NUC, WAT, WND, GEO, or SUN)",null,{"$f":"IF(B12919=\"CoalST\",MATCH(E12919&\"|\"&F12919,EIA_Units!$BK$6:$BK$22655,0),\"\")","v":""},{"$f":"IF(O12919=\"\",\"\",INDEX(EIA_Units!P12919:'EIA_Units'!$P$6:$P$22655,O12919))","v":""},""]
[null,"OGST","GA","McManus",715,"1","RFO","ST",50,null,"Electric Utility","N","",null,{"$f":"IF(B12924=\"CoalST\",MATCH(E12924&\"|\"&F12924,EIA_Units!$BK$6:$BK$22655,0),\"\")","v":""},{"$f":"IF(O12924=\"\",\"\",INDEX(EIA_Units!P12924:'EIA_Units'!$P$6:$P$22655,O12924))","v":""},""]
[null,"COALST","MA","Salem Harbor",1626,"2","BIT","ST",82,null,"Electric Utility/IPP Non-CHP","N","",null,{"$f":"IF(B12935=\"CoalST\",MATCH(E12935&\"|\"&F12935,EIA_Units!$BK$6:$BK$22655,0),\"\")","v":18641},{"$f":"IF(O12935=\"\",\"\",INDEX(EIA_Units!P12935:'EIA_Units'!$P$6:$P$22655,O12935))","v":1952},{"$f":"IF(O12935=\"\",\"\",2014-P12935)","v":62}]
[null,"EXCLUDE","NY","Blenheim Gilboa",2691,"4","WAT","PS",250,null,"Electric Utility","N","Non Combustion (NUC, WAT, WND, GEO, or SUN)",null,{"$f":"IF(B12941=\"CoalST\",MATCH(E12941&\"|\"&F12941,EIA_Units!$BK$6:$BK$22655,0),\"\")","v":""},{"$f":"IF(O12941=\"\",\"\",INDEX(EIA_Units!P12941:'EIA_Units'!$P$6:$P$22655,O12941))","v":""},""]
[null,"EXCLUDE","MA","Northfield Mountain",547,"1","WAT","PS",235,null,"IPP Non-CHP","N","Non Combustion (NUC, WAT, WND, GEO, or SUN)",null,{"$f":"IF(B12956=\"CoalST\",MATCH(E12956&\"|\"&F12956,EIA_Units!$BK$6:$BK$22655,0),\"\")","v":""},{"$f":"IF(O12956=\"\",\"\",INDEX(EIA_Units!P12956:'EIA_Units'!$P$6:$P$22655,O12956))","v":""},""]
[null,"EXCLUDE","PA","Muddy Run",3164,"6","WAT","PS",134,null,"IPP Non-CHP","N","Non Combustion (NUC, WAT, WND, GEO, or SUN)",null,{"$f":"IF(B12967=\"CoalST\",MATCH(E12967&\"|\"&F12967,EIA_Units!$BK$6:$BK$22655,0),\"\")","v":""},{"$f":"IF(O12967=\"\",\"\",INDEX(EIA_Units!P12967:'EIA_Units'!$P$6:$P$22655,O12967))","v":""},""]
[null,"EXCLUDE","SC","Jocassee",3262,"3","WAT","PS",153,null,"Electric Utility","N","Non Combustion (NUC, WAT, WND, GEO, or SUN)",null,{"$f":"IF(B12972=\"CoalST\",MATCH(E12972&\"|\"&F12972,EIA_Units!$BK$6:$BK$22655,0),\"\")","v":""},{"$f":"IF(O12972=\"\",\"\",INDEX(EIA_Units!P12972:'EIA_Units'!$P$6:$P$22655,O12972))","v":""},""]
[null,"EXCLUDE","MI","Ludington",1713,"2","WAT","PS",329.8,null,"Electric Utility","N","Non Combustion (NUC, WAT, WND, GEO, or SUN)",null,{"$f":"IF(B12987=\"CoalST\",MATCH(E12987&\"|\"&F12987,EIA_Units!$BK$6:$BK$22655,0),\"\")","v":""},{"$f":"IF(O12987=\"\",\"\",INDEX(EIA_Units!P12987:'EIA_Units'!$P$6:$P$22655,O12987))","v":""},""]
[null,"EXCLUDE","SC","Bad Creek",7125,"1","WAT","PS",266.3,null,"Electric Utility","N","Non Combustion (NUC, WAT, WND, GEO, or SUN)",null,{"$f":"IF(B12998=\"CoalST\",MATCH(E12998&\"|\"&F12998,EIA_Units!$BK$6:$BK$22655,0),\"\")","v":""},{"$f":"IF(O12998=\"\",\"\",INDEX(EIA_Units!P12998:'EIA_Units'!$P$6:$P$22655,O12998))","v":""},""]
[null,"EXCLUDE","CO","Cabin Creek",467,"A","WAT","PS",150,null,"Electric Utility","N","Non Combustion (NUC, WAT, WND, GEO, or SUN)",null,{"$f":"IF(B13003=\"CoalST\",MATCH(E13003&\"|\"&F13003,EIA_Units!$BK$6:$BK$22655,0),\"\")","v":""},{"$f":"IF(O13003=\"\",\"\",INDEX(EIA_Units!P13003:'EIA_Units'!$P$6:$P$22655,O13003))","v":""},""]
[null,"EXCLUDE","SC","Fairfield Pumped Storage",6126,"8","WAT","PS",63.9,null,"Electric Utility","N","Non Combustion (NUC, WAT, WND, GEO, or SUN)",null,{"$f":"IF(B13014=\"CoalST\",MATCH(E13014&\"|\"&F13014,EIA_Units!$BK$6:$BK$22655,0),\"\")","v":""},{"$f":"IF(O13014=\"\",\"\",INDEX(EIA_Units!P13014:'EIA_Units'!$P$6:$P$22655,O13014))","v":""},""]
[null,"EXCLUDE","NY","Lewiston Niagara",2692,"11","WAT","PS",20,null,"Electric Utility","N","Non Combustion (NUC, WAT, WND, GEO, or SUN)",null,{"$f":"IF(B13029=\"CoalST\",MATCH(E13029&\"|\"&F13029,EIA_Units!$BK$6:$BK$22655,0),\"\")","v":""},{"$f":"IF(O13029=\"\",\"\",INDEX(EIA_Units!P13029:'EIA_Units'!$P$6:$P$22655,O13029))","v":""},""]
[null,"EXCLUDE","NY","Lewiston Niagara",2692,"5","WAT","PS",20,null,"Electric Utility","N","Non Combustion (NUC, WAT, WND, GEO, or SUN)",null,{"$f":"IF(B13034=\"CoalST\",MATCH(E13034&\"|\"&F13034,EIA_Units!$BK$6:$BK$22655,0),\"\")","v":""},{"$f":"IF(O13034=\"\",\"\",INDEX(EIA_Units!P13034:'EIA_Units'!$P$6:$P$22655,O13034))","v":""},""]
[null,"COALST","MN","Sherburne County",6090,"3","SUB","ST",938.7,null,"Electric Utility","N","",null,{"$f":"IF(B13045=\"CoalST\",MATCH(E13045&\"|\"&F13045,EIA_Units!$BK$6:$BK$22655,0),\"\")","v":7897},{"$f":"IF(O13045=\"\",\"\",INDEX(EIA_Units!P13045:'EIA_Units'!$P$6:$P$22655,O13045))","v":1987},27]
[null,"EXCLUDE","NC","Cape Fear",2708,"2A","DFO","CC",18,null,"Electric Utility","N","Combined Cycle (PRMVR=CC) unit under 25MW",null,{"$f":"IF(B13056=\"CoalST\",MATCH(E13056&\"|\"&F13056,EIA_Units!$BK$6:$BK$22655,0),\"\")","v":""},{"$f":"IF(O13056=\"\",\"\",INDEX(EIA_Units!P13056:'EIA_Units'!$P$6:$P$22655,O13056))","v":""},""]
[null,"Exclude","PA","Brunot Island",3096,"1B","DFO","GT",25.5,null,"IPP Non-CHP","N","Low utilization CT",null,{"$f":"IF(B13062=\"CoalST\",MATCH(E13062&\"|\"&F13062,EIA_Units!$BK$6:$BK$22655,0),\"\")","v":""},{"$f":"IF(O13062=\"\",\"\",INDEX(EIA_Units!P13062:'EIA_Units'!$P$6:$P$22655,O13062))","v":""},""]
[null,"EXCLUDE","IA","Indianola",1150,"7","DFO","GT",20.6,null,"Electric Utility","N","Simple Cycle Turbine (PRMVR=GT or OT) unit under 25MW",null,{"$f":"IF(B13077=\"CoalST\",MATCH(E13077&\"|\"&F13077,EIA_Units!$BK$6:$BK$22655,0),\"\")","v":""},{"$f":"IF(O13077=\"\",\"\",INDEX(EIA_Units!P13077:'EIA_Units'!$P$6:$P$22655,O13077))","v":""},""]
[null,"EXCLUDE","MO","Nevada",2090,"1","DFO","GT",22,null,"Electric Utility","N","Simple Cycle Turbine (PRMVR=GT or OT) unit under 25MW",null,{"$f":"IF(B13082=\"CoalST\",MATCH(E13082&\"|\"&F13082,EIA_Units!$BK$6:$BK$22655,0),\"\")","v":""},{"$f":"IF(O13082=\"\",\"\",INDEX(EIA_Units!P13082:'EIA_Units'!$P$6:$P$22655,O13082))","v":""},""]
[null,"EXCLUDE","NE","C W Burdick",2241,"2","NG","ST",24.9,null,"Electric Utility","N","Steam unit (PRMVR=ST) under 25MW/250 MMBtu/hr",null,{"$f":"IF(B13093=\"CoalST\",MATCH(E13093&\"|\"&F13093,EIA_Units!$BK$6:$BK$22655,0),\"\")","v":""},{"$f":"IF(O13093=\"\",\"\",INDEX(EIA_Units!P13093:'EIA_Units'!$P$6:$P$22655,O13093))","v":""},""]
[null,"EXCLUDE","IL","Peru",955,"GT1","JF","GT",10,null,"Electric Utility","N","Simple Cycle Turbine (PRMVR=GT or OT) unit under 25MW",null,{"$f":"IF(B13108=\"CoalST\",MATCH(E13108&\"|\"&F13108,EIA_Units!$BK$6:$BK$22655,0),\"\")","v":""},{"$f":"IF(O13108=\"\",\"\",INDEX(EIA_Units!P13108:'EIA_Units'!$P$6:$P$22655,O13108))","v":""},""]
[null,"OGST","LA","Willow Glen",1394,"5","NG","ST",591.79999999999995,null,"Electric Utility","N","",null,{"$f":"IF(B13113=\"CoalST\",MATCH(E13113&\"|\"&F13113,EIA_Units!$BK$6:$BK$22655,0),\"\")","v":""},{"$f":"IF(O13113=\"\",\"\",INDEX(EIA_Units!P13113:'EIA_Units'!$P$6:$P$22655,O13113))","v":""},""]
[null,"COALST","AL","Widows Creek",50,"1","BIT","ST",140.6,null,"Electric Utility","N","",null,{"$f":"IF(B13124=\"CoalST\",MATCH(E13124&\"|\"&F13124,EIA_Units!$BK$6:$BK$22655,0),\"\")","v":11331},{"$f":"IF(O13124=\"\",\"\",INDEX(EIA_Units!P13124:'EIA_Units'!$P$6:$P$22655,O13124))","v":1952},62]
[null,"EXCLUDE","AK","Lemon Creek",64,"2","DFO","IC",2.6,null,"Electric Utility","N","Internal Combustion (PRMVR=IC)",null,{"$f":"IF(B13139=\"CoalST\",MATCH(E13139&\"|\"&F13139,EIA_Units!$BK$6:$BK$22655,0),\"\")","v":""},{"$f":"IF(O13139=\"\",\"\",INDEX(EIA_Units!P13139:'EIA_Units'!$P$6:$P$22655,O13139))","v":""},""]
[null,"EXCLUDE","AK","Skagway",66,"9","DFO","IC",1,null,"Electric Utility","N","Internal Combustion (PRMVR=IC)",null,{"$f":"IF(B13150=\"CoalST\",MATCH(E13150&\"|\"&F13150,EIA_Units!$BK$6:$BK$22655,0),\"\")","v":""},{"$f":"IF(O13150=\"\",\"\",INDEX(EIA_Units!P13150:'EIA_Units'!$P$6:$P$22655,O13150))","v":""},""]
[null,"EXCLUDE","AK","Haines",69,"IC8A","DFO","IC",1.6,null,"Electric Utility","N","Internal Combustion (PRMVR=IC)",null,{"$f":"IF(B13155=\"CoalST\",MATCH(E13155&\"|\"&F13155,EIA_Units!$BK$6:$BK$22655,0),\"\")","v":""},{"$f":"IF(O13155=\"\",\"\",INDEX(EIA_Units!P13155:'EIA_Units'!$P$6:$P$22655,O13155))","v":""},""]
[null,"EXCLUDE","AK","Snake River",90,"16","DFO","IC",5.2,null,"Electric Utility","Y","Internal Combustion (PRMVR=IC)",null,{"$f":"IF(B13170=\"CoalST\",MATCH(E13170&\"|\"&F13170,EIA_Units!$BK$6:$BK$22655,0),\"\")","v":""},{"$f":"IF(O13170=\"\",\"\",INDEX(EIA_Units!P13170:'EIA_Units'!$P$6:$P$22655,O13170))","v":""},""]
[null,"EXCLUDE","AK","Petersburg",91,"IC8","DFO","IC",2.5,null,"Electric Utility","N","Internal Combustion (PRMVR=IC)",null,{"$f":"IF(B13181=\"CoalST\",MATCH(E13181&\"|\"&F13181,EIA_Units!$BK$6:$BK$22655,0),\"\")","v":""},{"$f":"IF(O13181=\"\",\"\",INDEX(EIA_Units!P13181:'EIA_Units'!$P$6:$P$22655,O13181))","v":""},""]
[null,"EXCLUDE","AK","Seward",92,"6","DFO","IC",2.8,null,"Electric Utility","N","Internal Combustion (PRMVR=IC)",null,{"$f":"IF(B13187=\"CoalST\",MATCH(E13187&\"|\"&F13187,EIA_Units!$BK$6:$BK$22655,0),\"\")","v":""},{"$f":"IF(O13187=\"\",\"\",INDEX(EIA_Units!P13187:'EIA_Units'!$P$6:$P$22655,O13187))","v":""},""]
[null,"EXCLUDE","AK","Dillingham",109,"12","DFO","IC",1,null,"Electric Utility","N","Internal Combustion (PRMVR=IC)",null,{"$f":"IF(B13202=\"CoalST\",MATCH(E13202&\"|\"&F13202,EIA_Units!$BK$6:$BK$22655,0),\"\")","v":""},{"$f":"IF(O13202=\"\",\"\",INDEX(EIA_Units!P13202:'EIA_Units'!$P$6:$P$22655,O13202))","v":""},""]
[null,"EXCLUDE","AK","Dillingham",109,"13","DFO","IC",1,null,"Electric Utility","N","Internal Combustion (PRMVR=IC)",null,{"$f":"IF(B13203=\"CoalST\",MATCH(E13203&\"|\"&F13203,EIA_Units!$BK$6:$BK$22655,0),\"\")","v":""},{"$f":"IF(O13203=\"\",\"\",INDEX(EIA_Units!P13203:'EIA_Units'!$P$6:$P$22655,O13203))","v":""},""]
[null,"EXCLUDE","AZ","West Phoenix",117,"5","NG","ST",16,null,"Electric Utility","N","Steam unit (PRMVR=ST) under 25MW/250 MMBtu/hr",null,{"$f":"IF(B13218=\"CoalST\",MATCH(E13218&\"|\"&F13218,EIA_Units!$BK$6:$BK$22655,0),\"\")","v":""},{"$f":"IF(O13218=\"\",\"\",INDEX(EIA_Units!P13218:'EIA_Units'!$P$6:$P$22655,O13218))","v":""},""]
[null,"OGST","AR","Cecil Lynch",167,"2","NG","ST",69,null,"Electric Utility","N","",null,{"$f":"IF(B13229=\"CoalST\",MATCH(E13229&\"|\"&F13229,EIA_Units!$BK$6:$BK$22655,0),\"\")","v":""},{"$f":"IF(O13229=\"\",\"\",INDEX(EIA_Units!P13229:'EIA_Units'!$P$6:$P$22655,O13229))","v":""},""]
[null,"EXCLUDE","AR","Osceola",172,"11","DFO","IC",1.6,null,"Electric Utility","N","Internal Combustion (PRMVR=IC)",null,{"$f":"IF(B13234=\"CoalST\",MATCH(E13234&\"|\"&F13234,EIA_Units!$BK$6:$BK$22655,0),\"\")","v":""},{"$f":"IF(O13234=\"\",\"\",INDEX(EIA_Units!P13234:'EIA_Units'!$P$6:$P$22655,O13234))","v":""},""]
[null,"EXCLUDE","AR","Municipal Light",193,"7","DFO","IC",1.1000000000000001,null,"Electric Utility","N","Internal Combustion (PRMVR=IC)",null,{"$f":"IF(B13249=\"CoalST\",MATCH(E13249&\"|\"&F13249,EIA_Units!$BK$6:$BK$22655,0),\"\")","v":""},{"$f":"IF(O13249=\"\",\"\",INDEX(EIA_Units!P13249:'EIA_Units'!$P$6:$P$22655,O13249))","v":""},""]
[null,"EXCLUDE","CA","Humboldt Bay",246,"IC7","NG","IC",16.7,null,"Electric Utility","N","Internal Combustion (PRMVR=IC)",null,{"$f":"IF(B13260=\"CoalST\",MATCH(E13260&\"|\"&F13260,EIA_Units!$BK$6:$BK$22655,0),\"\")","v":""},{"$f":"IF(O13260=\"\",\"\",INDEX(EIA_Units!P13260:'EIA_Units'!$P$6:$P$22655,O13260))","v":""},""]
[null,"EXCLUDE","CA","Hunters Point",247,"2","NG","ST",107.5,null,"Electric Utility","N","Status of operation (IP,L,P,T,or U) or Retired before 2012",null,{"$f":"IF(B13265=\"CoalST\",MATCH(E13265&\"|\"&F13265,EIA_Units!$BK$6:$BK$22655,0),\"\")","v":""},{"$f":"IF(O13265=\"\",\"\",INDEX(EIA_Units!P13265:'EIA_Units'!$P$6:$P$22655,O13265))","v":""},""]
[null,"EXCLUDE","CA","Pittsburg Power",271,"3","NG","ST",213.4,null,"Electric Utility/IPP Non-CHP","N","Status of operation (IP,L,P,T,or U) or Retired before 2012",null,{"$f":"IF(B13276=\"CoalST\",MATCH(E13276&\"|\"&F13276,EIA_Units!$BK$6:$BK$22655,0),\"\")","v":""},{"$f":"IF(O13276=\"\",\"\",INDEX(EIA_Units!P13276:'EIA_Units'!$P$6:$P$22655,O13276))","v":""},""]
[null,"EXCLUDE","CA","El Segundo Power",330,"1","NG","ST",156.19999999999999,null,"Electric Utility/IPP Non-CHP","N","Status of operation (IP,L,P,T,or U) or Retired before 2012",null,{"$f":"IF(B13291=\"CoalST\",MATCH(E13291&\"|\"&F13291,EIA_Units!$BK$6:$BK$22655,0),\"\")","v":""},{"$f":"IF(O13291=\"\",\"\",INDEX(EIA_Units!P13291:'EIA_Units'!$P$6:$P$22655,O13291))","v":""},""]
[null,"EXCLUDE","CA","Mountainview Generating Station",358,"1","NG","ST",65.3,null,"Electric Utility","N","Status of operation (IP,L,P,T,or U) or Retired before 2012",null,{"$f":"IF(B13302=\"CoalST\",MATCH(E13302&\"|\"&F13302,EIA_Units!$BK$6:$BK$22655,0),\"\")","v":""},{"$f":"IF(O13302=\"\",\"\",INDEX(EIA_Units!P13302:'EIA_Units'!$P$6:$P$22655,O13302))","v":""},""]
[null,"EXCLUDE","CA","Grayson",377,"6","NG","GT",22,null,"Electric Utility","N","Simple Cycle Turbine (PRMVR=GT or OT) unit under 25MW",null,{"$f":"IF(B13308=\"CoalST\",MATCH(E13308&\"|\"&F13308,EIA_Units!$BK$6:$BK$22655,0),\"\")","v":""},{"$f":"IF(O13308=\"\",\"\",INDEX(EIA_Units!P13308:'EIA_Units'!$P$6:$P$22655,O13308))","v":""},""]
[null,"Exclude","CA","Haynes",400,"16","NG","GT",108.2,null,"Electric Utility","N","Low utilization CT",null,{"$f":"IF(B13323=\"CoalST\",MATCH(E13323&\"|\"&F13323,EIA_Units!$BK$6:$BK$22655,0),\"\")","v":""},{"$f":"IF(O13323=\"\",\"\",INDEX(EIA_Units!P13323:'EIA_Units'!$P$6:$P$22655,O13323))","v":""},""]
[null,"EXCLUDE","CA","Scattergood",404,"6","NG","GT",103,null,"Electric Utility","N","Status of operation (IP,L,P,T,or U) or Retired before 2012",null,{"$f":"IF(B13328=\"CoalST\",MATCH(E13328&\"|\"&F13328,EIA_Units!$BK$6:$BK$22655,0),\"\")","v":""},{"$f":"IF(O13328=\"\",\"\",INDEX(EIA_Units!P13328:'EIA_Units'!$P$6:$P$22655,O13328))","v":""},""]
[null,"EXCLUDE","CA","Valley",408,"1","NG","ST",100,null,"Electric Utility","N","Status of operation (IP,L,P,T,or U) or Retired before 2012",null,{"$f":"IF(B13339=\"CoalST\",MATCH(E13339&\"|\"&F13339,EIA_Units!$BK$6:$BK$22655,0),\"\")","v":""},{"$f":"IF(O13339=\"\",\"\",INDEX(EIA_Units!P13339:'EIA_Units'!$P$6:$P$22655,O13339))","v":""},""]
[null,"EXCLUDE","CA","Broadway",420,"B2","NG","ST",46,null,"Electric Utility","N","Status of operation (IP,L,P,T,or U) or Retired before 2012",null,{"$f":"IF(B13344=\"CoalST\",MATCH(E13344&\"|\"&F13344,EIA_Units!$BK$6:$BK$22655,0),\"\")","v":""},{"$f":"IF(O13344=\"\",\"\",INDEX(EIA_Units!P13344:'EIA_Units'!$P$6:$P$22655,O13344))","v":""},""]
[null,"EXCLUDE","CA","Thermalito",438,"2","WAT","PS",27.5,null,"Electric Utility","N","Non Combustion (NUC, WAT, WND, GEO, or SUN)",null,{"$f":"IF(B13355=\"CoalST\",MATCH(E13355&\"|\"&F13355,EIA_Units!$BK$6:$BK$22655,0),\"\")","v":""},{"$f":"IF(O13355=\"\",\"\",INDEX(EIA_Units!P13355:'EIA_Units'!$P$6:$P$22655,O13355))","v":""},""]
[null,"EXCLUDE","CO","Cherokee",469,"2","BIT","ST",125,null,"Electric Utility","N","Status of operation (IP,L,P,T,or U) or Retired before 2012",null,{"$f":"IF(B13370=\"CoalST\",MATCH(E13370&\"|\"&F13370,EIA_Units!$BK$6:$BK$22655,0),\"\")","v":""},{"$f":"IF(O13370=\"\",\"\",INDEX(EIA_Units!P13370:'EIA_Units'!$P$6:$P$22655,O13370))","v":""},""]
[null,"EXCLUDE","CO","Burlington City of",490,"1","DFO","IC",1.2,null,"Electric Utility","N","Internal Combustion (PRMVR=IC)",null,{"$f":"IF(B13375=\"CoalST\",MATCH(E13375&\"|\"&F13375,EIA_Units!$BK$6:$BK$22655,0),\"\")","v":""},{"$f":"IF(O13375=\"\",\"\",INDEX(EIA_Units!P13375:'EIA_Units'!$P$6:$P$22655,O13375))","v":""},""]
[null,"EXCLUDE","CO","Delta",496,"6","NG","IC",1.2,null,"Electric Utility","N","Internal Combustion (PRMVR=IC)",null,{"$f":"IF(B13386=\"CoalST\",MATCH(E13386&\"|\"&F13386,EIA_Units!$BK$6:$BK$22655,0),\"\")","v":""},{"$f":"IF(O13386=\"\",\"\",INDEX(EIA_Units!P13386:'EIA_Units'!$P$6:$P$22655,O13386))","v":""},""]
[null,"EXCLUDE","CO","La Junta",506,"3","DFO","IC",0.4,null,"Electric Utility","N","Internal Combustion (PRMVR=IC)",null,{"$f":"IF(B13401=\"CoalST\",MATCH(E13401&\"|\"&F13401,EIA_Units!$BK$6:$BK$22655,0),\"\")","v":""},{"$f":"IF(O13401=\"\",\"\",INDEX(EIA_Units!P13401:'EIA_Units'!$P$6:$P$22655,O13401))","v":""},""]
[null,"EXCLUDE","CO","Las Animas",507,"6","DFO","IC",3,null,"Electric Utility","N","Internal Combustion (PRMVR=IC)",null,{"$f":"IF(B13412=\"CoalST\",MATCH(E13412&\"|\"&F13412,EIA_Units!$BK$6:$BK$22655,0),\"\")","v":""},{"$f":"IF(O13412=\"\",\"\",INDEX(EIA_Units!P13412:'EIA_Units'!$P$6:$P$22655,O13412))","v":""},""]
[null,"EXCLUDE","CO","Lamar Plant",508,"5","NG","GT",4.2,null,"Electric Utility","N","Simple Cycle Turbine (PRMVR=GT or OT) unit under 25MW",null,{"$f":"IF(B13416=\"CoalST\",MATCH(E13416&\"|\"&F13416,EIA_Units!$BK$6:$BK$22655,0),\"\")","v":""},{"$f":"IF(O13416=\"\",\"\",INDEX(EIA_Units!P13416:'EIA_Units'!$P$6:$P$22655,O13416))","v":""},""]
[null,"EXCLUDE","CT","Montville Station",546,"11","DFO","IC",2.7,null,"IPP Non-CHP","N","Internal Combustion (PRMVR=IC)",null,{"$f":"IF(B13433=\"CoalST\",MATCH(E13433&\"|\"&F13433,EIA_Units!$BK$6:$BK$22655,0),\"\")","v":""},{"$f":"IF(O13433=\"\",\"\",INDEX(EIA_Units!P13433:'EIA_Units'!$P$6:$P$22655,O13433))","v":""},""]
[null,"EXCLUDE","FL","Cape Canaveral",609,"1","RFO","ST",402,null,"Electric Utility","N","Status of operation (IP,L,P,T,or U) or Retired before 2012",null,{"$f":"IF(B13444=\"CoalST\",MATCH(E13444&\"|\"&F13444,EIA_Units!$BK$6:$BK$22655,0),\"\")","v":""},{"$f":"IF(O13444=\"\",\"\",INDEX(EIA_Units!P13444:'EIA_Units'!$P$6:$P$22655,O13444))","v":""},""]
[null,"NGCC","FL","Cape Canaveral",609,"3ST","NG","CC",500,null,"Electric Utility","N","",null,{"$f":"IF(B13449=\"CoalST\",MATCH(E13449&\"|\"&F13449,EIA_Units!$BK$6:$BK$22655,0),\"\")","v":""},{"$f":"IF(O13449=\"\",\"\",INDEX(EIA_Units!P13449:'EIA_Units'!$P$6:$P$22655,O13449))","v":""},""]
[null,"EXCLUDE","FL","Turkey Point",621,"IC5","DFO","IC",2.7,null,"Electric Utility","N","Internal Combustion (PRMVR=IC)",null,{"$f":"IF(B13464=\"CoalST\",MATCH(E13464&\"|\"&F13464,EIA_Units!$BK$6:$BK$22655,0),\"\")","v":""},{"$f":"IF(O13464=\"\",\"\",INDEX(EIA_Units!P13464:'EIA_Units'!$P$6:$P$22655,O13464))","v":""},""]
[null,"EXCLUDE","FL","Crystal River",628,"3","NUC","ST",890.4,null,"Electric Utility","N","Non Combustion (NUC, WAT, WND, GEO, or SUN)",null,{"$f":"IF(B13465=\"CoalST\",MATCH(E13465&\"|\"&F13465,EIA_Units!$BK$6:$BK$22655,0),\"\")","v":""},{"$f":"IF(O13465=\"\",\"\",INDEX(EIA_Units!P13465:'EIA_Units'!$P$6:$P$22655,O13465))","v":""},""]
[null,"EXCLUDE","FL","F J Gannon",646,"4","BIT","ST",187.5,null,"Electric Utility","N","Status of operation (IP,L,P,T,or U) or Retired before 2012",null,{"$f":"IF(B13480=\"CoalST\",MATCH(E13480&\"|\"&F13480,EIA_Units!$BK$6:$BK$22655,0),\"\")","v":""},{"$f":"IF(O13480=\"\",\"\",INDEX(EIA_Units!P13480:'EIA_Units'!$P$6:$P$22655,O13480))","v":""},""]
[null,"EXCLUDE","FL","Henry D King",658,"7","NG","ST",33,null,"Electric Utility","N","Status of operation (IP,L,P,T,or U) or Retired before 2012",null,{"$f":"IF(B13491=\"CoalST\",MATCH(E13491&\"|\"&F13491,EIA_Units!$BK$6:$BK$22655,0),\"\")","v":""},{"$f":"IF(O13491=\"\",\"\",INDEX(EIA_Units!P13491:'EIA_Units'!$P$6:$P$22655,O13491))","v":""},""]
[null,"EXCLUDE","FL","John R Kelly",664,"6","NG","ST",18.7,null,"Electric Utility","N","Steam unit (PRMVR=ST) under 25MW/250 MMBtu/hr",null,{"$f":"IF(B13496=\"CoalST\",MATCH(E13496&\"|\"&F13496,EIA_Units!$BK$6:$BK$22655,0),\"\")","v":""},{"$f":"IF(O13496=\"\",\"\",INDEX(EIA_Units!P13496:'EIA_Units'!$P$6:$P$22655,O13496))","v":""},""]
[null,"EXCLUDE","FL","G W Ivey",665,"22","NG","IC",0.4,null,"Electric Utility","N","Internal Combustion (PRMVR=IC)",null,{"$f":"IF(B13511=\"CoalST\",MATCH(E13511&\"|\"&F13511,EIA_Units!$BK$6:$BK$22655,0),\"\")","v":""},{"$f":"IF(O13511=\"\",\"\",INDEX(EIA_Units!P13511:'EIA_Units'!$P$6:$P$22655,O13511))","v":""},{"$f":"IF(O13511=\"\",\"\",2014-P13511)","v":""}]
[null,"EXCLUDE","FL","Hansel",672,"16","NG","IC",2,null,"Electric Utility","N","Internal Combustion (PRMVR=IC)",null,{"$f":"IF(B13522=\"CoalST\",MATCH(E13522&\"|\"&F13522,EIA_Units!$BK$6:$BK$22655,0),\"\")","v":""},{"$f":"IF(O13522=\"\",\"\",INDEX(EIA_Units!P13522:'EIA_Units'!$P$6:$P$22655,O13522))","v":""},""]
[null,"EXCLUDE","FL","Hansel",672,"8","NG","IC",3,null,"Electric Utility","N","Internal Combustion (PRMVR=IC)",null,{"$f":"IF(B13527=\"CoalST\",MATCH(E13527&\"|\"&F13527,EIA_Units!$BK$6:$BK$22655,0),\"\")","v":""},{"$f":"IF(O13527=\"\",\"\",INDEX(EIA_Units!P13527:'EIA_Units'!$P$6:$P$22655,O13527))","v":""},""]
[null,"EXCLUDE","WY","Pilot Butte",674,"2","WAT","HY",0.8,null,"Electric Utility","N","Non Combustion (NUC, WAT, WND, GEO, or SUN)",null,{"$f":"IF(B13537=\"CoalST\",MATCH(E13537&\"|\"&F13537,EIA_Units!$BK$6:$BK$22655,0),\"\")","v":""},{"$f":"IF(O13537=\"\",\"\",INDEX(EIA_Units!P13537:'EIA_Units'!$P$6:$P$22655,O13537))","v":""},""]
[null,"EXCLUDE","FL","St Cloud",685,"2","NG","IC",5.8,null,"Electric Utility","N","Internal Combustion (PRMVR=IC)",null,{"$f":"IF(B13554=\"CoalST\",MATCH(E13554&\"|\"&F13554,EIA_Units!$BK$6:$BK$22655,0),\"\")","v":""},{"$f":"IF(O13554=\"\",\"\",INDEX(EIA_Units!P13554:'EIA_Units'!$P$6:$P$22655,O13554))","v":""},""]
[null,"EXCLUDE","FL","St Cloud",685,"8","NG","IC",6.4,null,"Electric Utility","N","Internal Combustion (PRMVR=IC)",null,{"$f":"IF(B13559=\"CoalST\",MATCH(E13559&\"|\"&F13559,EIA_Units!$BK$6:$BK$22655,0),\"\")","v":""},{"$f":"IF(O13559=\"\",\"\",INDEX(EIA_Units!P13559:'EIA_Units'!$P$6:$P$22655,O13559))","v":""},""]
[null,"EXCLUDE","FL","Marathon Generating Plant",696,"10","DFO","IC",3.5,null,"Electric Utility","N","Internal Combustion (PRMVR=IC)",null,{"$f":"IF(B13570=\"CoalST\",MATCH(E13570&\"|\"&F13570,EIA_Units!$BK$6:$BK$22655,0),\"\")","v":""},{"$f":"IF(O13570=\"\",\"\",INDEX(EIA_Units!P13570:'EIA_Units'!$P$6:$P$22655,O13570))","v":""},""]
[null,"EXCLUDE","GA","Arkwright",699,"4","BIT","ST",49,null,"Electric Utility","N","Status of operation (IP,L,P,T,or U) or Retired before 2012",null,{"$f":"IF(B13585=\"CoalST\",MATCH(E13585&\"|\"&F13585,EIA_Units!$BK$6:$BK$22655,0),\"\")","v":""},{"$f":"IF(O13585=\"\",\"\",INDEX(EIA_Units!P13585:'EIA_Units'!$P$6:$P$22655,O13585))","v":""},""]
[null,"EXCLUDE","GA","Atkinson",700,"3","NG","ST",63,null,"Electric Utility","N","Status of operation (IP,L,P,T,or U) or Retired before 2012",null,{"$f":"IF(B13590=\"CoalST\",MATCH(E13590&\"|\"&F13590,EIA_Units!$BK$6:$BK$22655,0),\"\")","v":""},{"$f":"IF(O13590=\"\",\"\",INDEX(EIA_Units!P13590:'EIA_Units'!$P$6:$P$22655,O13590))","v":""},""]
[null,"EXCLUDE","GA","Jack McDonough",710,"2","BIT","ST",299.2,null,"Electric Utility","N","Status of operation (IP,L,P,T,or U) or Retired before 2012",null,{"$f":"IF(B13601=\"CoalST\",MATCH(E13601&\"|\"&F13601,EIA_Units!$BK$6:$BK$22655,0),\"\")","v":""},{"$f":"IF(O13601=\"\",\"\",INDEX(EIA_Units!P13601:'EIA_Units'!$P$6:$P$22655,O13601))","v":""},""]
[null,"EXCLUDE","GA","Mitchell",727,"2","BIT","ST",27.5,null,"Electric Utility","N","Status of operation (IP,L,P,T,or U) or Retired before 2012",null,{"$f":"IF(B13606=\"CoalST\",MATCH(E13606&\"|\"&F13606,EIA_Units!$BK$6:$BK$22655,0),\"\")","v":""},{"$f":"IF(O13606=\"\",\"\",INDEX(EIA_Units!P13606:'EIA_Units'!$P$6:$P$22655,O13606))","v":""},""]
[null,"EXCLUDE","GA","Buford",759,"2","WAT","HY",40,null,"Electric Utility","N","Non Combustion (NUC, WAT, WND, GEO, or SUN)",null,{"$f":"IF(B13617=\"CoalST\",MATCH(E13617&\"|\"&F13617,EIA_Units!$BK$6:$BK$22655,0),\"\")","v":""},{"$f":"IF(O13617=\"\",\"\",INDEX(EIA_Units!P13617:'EIA_Units'!$P$6:$P$22655,O13617))","v":""},""]
[null,"EXCLUDE","ME","Basin Mills",783,"1","WAT","HY",12,null,"Electric Utility","N","Non Combustion (NUC, WAT, WND, GEO, or SUN)",null,{"$f":"IF(B13632=\"CoalST\",MATCH(E13632&\"|\"&F13632,EIA_Units!$BK$6:$BK$22655,0),\"\")","v":""},{"$f":"IF(O13632=\"\",\"\",INDEX(EIA_Units!P13632:'EIA_Units'!$P$6:$P$22655,O13632))","v":""},""]
[null,"EXCLUDE","AK","Orca",789,"2","DFO","IC",1.5,null,"Electric Utility","N","Internal Combustion (PRMVR=IC)",null,{"$f":"IF(B13637=\"CoalST\",MATCH(E13637&\"|\"&F13637,EIA_Units!$BK$6:$BK$22655,0),\"\")","v":""},{"$f":"IF(O13637=\"\",\"\",INDEX(EIA_Units!P13637:'EIA_Units'!$P$6:$P$22655,O13637))","v":""},""]
[null,"EXCLUDE","HI","Palaau Power",792,"CAT1","DFO","IC",1.2,null,"Electric Utility","N","Internal Combustion (PRMVR=IC)",null,{"$f":"IF(B13648=\"CoalST\",MATCH(E13648&\"|\"&F13648,EIA_Units!$BK$6:$BK$22655,0),\"\")","v":""},{"$f":"IF(O13648=\"\",\"\",INDEX(EIA_Units!P13648:'EIA_Units'!$P$6:$P$22655,O13648))","v":""},""]
[null,"EXCLUDE","IL","Hutsonville",863,"4","SUB","ST",75,null,"IPP Non-CHP","N","Status of operation (IP,L,P,T,or U) or Retired before 2012",null,{"$f":"IF(B13662=\"CoalST\",MATCH(E13662&\"|\"&F13662,EIA_Units!$BK$6:$BK$22655,0),\"\")","v":""},{"$f":"IF(O13662=\"\",\"\",INDEX(EIA_Units!P13662:'EIA_Units'!$P$6:$P$22655,O13662))","v":""},""]
[null,"EXCLUDE","IL","Bloom",865,"332","DFO","GT",19,null,"IPP Non-CHP","N","Simple Cycle Turbine (PRMVR=GT or OT) unit under 25MW",null,{"$f":"IF(B13669=\"CoalST\",MATCH(E13669&\"|\"&F13669,EIA_Units!$BK$6:$BK$22655,0),\"\")","v":""},{"$f":"IF(O13669=\"\",\"\",INDEX(EIA_Units!P13669:'EIA_Units'!$P$6:$P$22655,O13669))","v":""},""]
[null,"EXCLUDE","IL","Calumet",866,"321","NG","GT",18.399999999999999,null,"IPP Non-CHP","N","Simple Cycle Turbine (PRMVR=GT or OT) unit under 25MW",null,{"$f":"IF(B13680=\"CoalST\",MATCH(E13680&\"|\"&F13680,EIA_Units!$BK$6:$BK$22655,0),\"\")","v":""},{"$f":"IF(O13680=\"\",\"\",INDEX(EIA_Units!P13680:'EIA_Units'!$P$6:$P$22655,O13680))","v":""},""]
[null,"EXCLUDE","IL","Crawford",867,"321","NG","GT",17.3,null,"IPP Non-CHP","N","Simple Cycle Turbine (PRMVR=GT or OT) unit under 25MW",null,{"$f":"IF(B13695=\"CoalST\",MATCH(E13695&\"|\"&F13695,EIA_Units!$BK$6:$BK$22655,0),\"\")","v":""},{"$f":"IF(O13695=\"\",\"\",INDEX(EIA_Units!P13695:'EIA_Units'!$P$6:$P$22655,O13695))","v":""},""]
[null,"EXCLUDE","IL","Electric Junction",870,"314","NG","GT",19,null,"IPP Non-CHP","N","Simple Cycle Turbine (PRMVR=GT or OT) unit under 25MW",null,{"$f":"IF(B13706=\"CoalST\",MATCH(E13706&\"|\"&F13706,EIA_Units!$BK$6:$BK$22655,0),\"\")","v":""},{"$f":"IF(O13706=\"\",\"\",INDEX(EIA_Units!P13706:'EIA_Units'!$P$6:$P$22655,O13706))","v":""},""]
[null,"EXCLUDE","IL","Electric Junction",870,"331","NG","GT",19,null,"IPP Non-CHP","N","Simple Cycle Turbine (PRMVR=GT or OT) unit under 25MW",null,{"$f":"IF(B13711=\"CoalST\",MATCH(E13711&\"|\"&F13711,EIA_Units!$BK$6:$BK$22655,0),\"\")","v":""},{"$f":"IF(O13711=\"\",\"\",INDEX(EIA_Units!P13711:'EIA_Units'!$P$6:$P$22655,O13711))","v":""},""]
[null,"EXCLUDE","IL","Joliet 9",874,"324","NG","GT",18.399999999999999,null,"IPP Non-CHP","N","Simple Cycle Turbine (PRMVR=GT or OT) unit under 25MW",null,{"$f":"IF(B13726=\"CoalST\",MATCH(E13726&\"|\"&F13726,EIA_Units!$BK$6:$BK$22655,0),\"\")","v":""},{"$f":"IF(O13726=\"\",\"\",INDEX(EIA_Units!P13726:'EIA_Units'!$P$6:$P$22655,O13726))","v":""},""]
[null,"EXCLUDE","IL","Lombard",877,"311","KER","GT",22.1,null,"IPP Non-CHP","N","Simple Cycle Turbine (PRMVR=GT or OT) unit under 25MW",null,{"$f":"IF(B13727=\"CoalST\",MATCH(E13727&\"|\"&F13727,EIA_Units!$BK$6:$BK$22655,0),\"\")","v":""},{"$f":"IF(O13727=\"\",\"\",INDEX(EIA_Units!P13727:'EIA_Units'!$P$6:$P$22655,O13727))","v":""},""]
[null,"EXCLUDE","IL","Will County",884,"1","SUB","ST",187.5,null,"Electric Utility/IPP Non-CHP","N","Status of operation (IP,L,P,T,or U) or Retired before 2012",null,{"$f":"IF(B13742=\"CoalST\",MATCH(E13742&\"|\"&F13742,EIA_Units!$BK$6:$BK$22655,0),\"\")","v":""},{"$f":"IF(O13742=\"\",\"\",INDEX(EIA_Units!P13742:'EIA_Units'!$P$6:$P$22655,O13742))","v":""},""]
[null,"OGST","IL","Havana",891,"4","RFO","ST",46,null,"Electric Utility/IPP Non-CHP","N","",null,{"$f":"IF(B13747=\"CoalST\",MATCH(E13747&\"|\"&F13747,EIA_Units!$BK$6:$BK$22655,0),\"\")","v":""},{"$f":"IF(O13747=\"\",\"\",INDEX(EIA_Units!P13747:'EIA_Units'!$P$6:$P$22655,O13747))","v":""},""]
[null,"EXCLUDE","IL","Venice",913,"5","DFO","ST",98,null,"Electric Utility","N","Status of operation (IP,L,P,T,or U) or Retired before 2012",null,{"$f":"IF(B13758=\"CoalST\",MATCH(E13758&\"|\"&F13758,EIA_Units!$BK$6:$BK$22655,0),\"\")","v":""},{"$f":"IF(O13758=\"\",\"\",INDEX(EIA_Units!P13758:'EIA_Units'!$P$6:$P$22655,O13758))","v":""},""]
[null,"EXCLUDE","IL","Bushnell",935,"5","DFO","IC",1,null,"Electric Utility","N","Internal Combustion (PRMVR=IC)",null,{"$f":"IF(B13773=\"CoalST\",MATCH(E13773&\"|\"&F13773,EIA_Units!$BK$6:$BK$22655,0),\"\")","v":""},{"$f":"IF(O13773=\"\",\"\",INDEX(EIA_Units!P13773:'EIA_Units'!$P$6:$P$22655,O13773))","v":""},""]
[null,"EXCLUDE","IL","Carmi",937,"7","DFO","IC",1.1000000000000001,null,"Electric Utility","N","Internal Combustion (PRMVR=IC)",null,{"$f":"IF(B13787=\"CoalST\",MATCH(E13787&\"|\"&F13787,EIA_Units!$BK$6:$BK$22655,0),\"\")","v":""},{"$f":"IF(O13787=\"\",\"\",INDEX(EIA_Units!P13787:'EIA_Units'!$P$6:$P$22655,O13787))","v":""},""]
[null,"EXCLUDE","IL","Fairfield",940,"IC5","DFO","IC",2.4,null,"Electric Utility","N","Internal Combustion (PRMVR=IC)",null,{"$f":"IF(B13790=\"CoalST\",MATCH(E13790&\"|\"&F13790,EIA_Units!$BK$6:$BK$22655,0),\"\")","v":""},{"$f":"IF(O13790=\"\",\"\",INDEX(EIA_Units!P13790:'EIA_Units'!$P$6:$P$22655,O13790))","v":""},""]
[null,"EXCLUDE","IL","Freeburg",943,"4","DFO","IC",1,null,"Electric Utility","N","Internal Combustion (PRMVR=IC)",null,{"$f":"IF(B13805=\"CoalST\",MATCH(E13805&\"|\"&F13805,EIA_Units!$BK$6:$BK$22655,0),\"\")","v":""},{"$f":"IF(O13805=\"\",\"\",INDEX(EIA_Units!P13805:'EIA_Units'!$P$6:$P$22655,O13805))","v":""},""]
[null,"EXCLUDE","IL","Geneseo",944,"7","NG","IC",3,null,"Electric Utility","N","Internal Combustion (PRMVR=IC)",null,{"$f":"IF(B13816=\"CoalST\",MATCH(E13816&\"|\"&F13816,EIA_Units!$BK$6:$BK$22655,0),\"\")","v":""},{"$f":"IF(O13816=\"\",\"\",INDEX(EIA_Units!P13816:'EIA_Units'!$P$6:$P$22655,O13816))","v":""},""]
[null,"EXCLUDE","IL","Highland",946,"IC5","DFO","IC",2,null,"Electric Utility","N","Internal Combustion (PRMVR=IC)",null,{"$f":"IF(B13821=\"CoalST\",MATCH(E13821&\"|\"&F13821,EIA_Units!$BK$6:$BK$22655,0),\"\")","v":""},{"$f":"IF(O13821=\"\",\"\",INDEX(EIA_Units!P13821:'EIA_Units'!$P$6:$P$22655,O13821))","v":""},""]
[null,"EXCLUDE","IL","Marshall",949,"10","DFO","IC",1.8,null,"Electric Utility","N","Internal Combustion (PRMVR=IC)",null,{"$f":"IF(B13832=\"CoalST\",MATCH(E13832&\"|\"&F13832,EIA_Units!$BK$6:$BK$22655,0),\"\")","v":""},{"$f":"IF(O13832=\"\",\"\",INDEX(EIA_Units!P13832:'EIA_Units'!$P$6:$P$22655,O13832))","v":""},""]
[null,"EXCLUDE","IL","Peru",955,"14","DFO","IC",2.7,null,"Electric Utility","N","Internal Combustion (PRMVR=IC)",null,{"$f":"IF(B13847=\"CoalST\",MATCH(E13847&\"|\"&F13847,EIA_Units!$BK$6:$BK$22655,0),\"\")","v":""},{"$f":"IF(O13847=\"\",\"\",INDEX(EIA_Units!P13847:'EIA_Units'!$P$6:$P$22655,O13847))","v":""},""]
[null,"EXCLUDE","IL","Peru",955,"4","NG","ST",7.5,null,"Electric Utility","N","Steam unit (PRMVR=ST) under 25MW/250 MMBtu/hr",null,{"$f":"IF(B13852=\"CoalST\",MATCH(E13852&\"|\"&F13852,EIA_Units!$BK$6:$BK$22655,0),\"\")","v":""},{"$f":"IF(O13852=\"\",\"\",INDEX(EIA_Units!P13852:'EIA_Units'!$P$6:$P$22655,O13852))","v":""},""]
[null,"EXCLUDE","IL","Princeton",957,"5","NG","IC",4.4000000000000004,null,"Electric Utility","N","Internal Combustion (PRMVR=IC)",null,{"$f":"IF(B13863=\"CoalST\",MATCH(E13863&\"|\"&F13863,EIA_Units!$BK$6:$BK$22655,0),\"\")","v":""},{"$f":"IF(O13863=\"\",\"\",INDEX(EIA_Units!P13863:'EIA_Units'!$P$6:$P$22655,O13863))","v":""},""]
[null,"EXCLUDE","IL","Rantoul",958,"10","DFO","IC",1.8,null,"Electric Utility","N","Internal Combustion (PRMVR=IC)",null,{"$f":"IF(B13868=\"CoalST\",MATCH(E13868&\"|\"&F13868,EIA_Units!$BK$6:$BK$22655,0),\"\")","v":""},{"$f":"IF(O13868=\"\",\"\",INDEX(EIA_Units!P13868:'EIA_Units'!$P$6:$P$22655,O13868))","v":""},""]
[null,"EXCLUDE","IL","Red Bud",959,"2","DFO","IC",1.1000000000000001,null,"Electric Utility","N","Internal Combustion (PRMVR=IC)",null,{"$f":"IF(B13883=\"CoalST\",MATCH(E13883&\"|\"&F13883,EIA_Units!$BK$6:$BK$22655,0),\"\")","v":""},{"$f":"IF(O13883=\"\",\"\",INDEX(EIA_Units!P13883:'EIA_Units'!$P$6:$P$22655,O13883))","v":""},""]
[null,"EXCLUDE","IL","North Ninth Street",960,"5","NG","IC",1,null,"Electric Utility","N","Internal Combustion (PRMVR=IC)",null,{"$f":"IF(B13894=\"CoalST\",MATCH(E13894&\"|\"&F13894,EIA_Units!$BK$6:$BK$22655,0),\"\")","v":""},{"$f":"IF(O13894=\"\",\"\",INDEX(EIA_Units!P13894:'EIA_Units'!$P$6:$P$22655,O13894))","v":""},""]
[null,"EXCLUDE","IL","Sullivan",969,"10","DFO","IC",2.4,null,"Electric Utility","N","Internal Combustion (PRMVR=IC)",null,{"$f":"IF(B13908=\"CoalST\",MATCH(E13908&\"|\"&F13908,EIA_Units!$BK$6:$BK$22655,0),\"\")","v":""},{"$f":"IF(O13908=\"\",\"\",INDEX(EIA_Units!P13908:'EIA_Units'!$P$6:$P$22655,O13908))","v":""},""]
[null,"EXCLUDE","IL","Sullivan",969,"13","DFO","IC",2.2999999999999998,null,"Electric Utility","N","Internal Combustion (PRMVR=IC)",null,{"$f":"IF(B13911=\"CoalST\",MATCH(E13911&\"|\"&F13911,EIA_Units!$BK$6:$BK$22655,0),\"\")","v":""},{"$f":"IF(O13911=\"\",\"\",INDEX(EIA_Units!P13911:'EIA_Units'!$P$6:$P$22655,O13911))","v":""},""]
[null,"EXCLUDE","IL","Waterloo",971,"7","DFO","IC",1.7,null,"Electric Utility","N","Internal Combustion (PRMVR=IC)",null,{"$f":"IF(B13926=\"CoalST\",MATCH(E13926&\"|\"&F13926,EIA_Units!$BK$6:$BK$22655,0),\"\")","v":""},{"$f":"IF(O13926=\"\",\"\",INDEX(EIA_Units!P13926:'EIA_Units'!$P$6:$P$22655,O13926))","v":""},""]
[null,"COALST","IN","State Line Energy",981,"4A","SUB","ST",179.5,null,"Electric Utility/IPP Non-CHP","N","",null,{"$f":"IF(B13931=\"CoalST\",MATCH(E13931&\"|\"&F13931,EIA_Units!$BK$6:$BK$22655,0),\"\")","v":20911},{"$f":"IF(O13931=\"\",\"\",INDEX(EIA_Units!P13931:'EIA_Units'!$P$6:$P$22655,O13931))","v":1962},52]
[null,"EXCLUDE","IN","Dean H Mitchell",996,"6","SUB","ST",128,null,"Electric Utility","N","Status of operation (IP,L,P,T,or U) or Retired before 2012",null,{"$f":"IF(B13942=\"CoalST\",MATCH(E13942&\"|\"&F13942,EIA_Units!$BK$6:$BK$22655,0),\"\")","v":""},{"$f":"IF(O13942=\"\",\"\",INDEX(EIA_Units!P13942:'EIA_Units'!$P$6:$P$22655,O13942))","v":""},""]
[null,"EXCLUDE","IN","Crawfordsville",1024,"4","BIT","ST",11.5,null,"Electric Utility","N","Steam unit (PRMVR=ST) under 25MW/250 MMBtu/hr",null,{"$f":"IF(B13957=\"CoalST\",MATCH(E13957&\"|\"&F13957,EIA_Units!$BK$6:$BK$22655,0),\"\")","v":""},{"$f":"IF(O13957=\"\",\"\",INDEX(EIA_Units!P13957:'EIA_Units'!$P$6:$P$22655,O13957))","v":""},""]
[null,"EXCLUDE","IN","Rensselaer City Light Plant",1038,"7","DFO","IC",3,null,"Electric Utility","N","Internal Combustion (PRMVR=IC)",null,{"$f":"IF(B13968=\"CoalST\",MATCH(E13968&\"|\"&F13968,EIA_Units!$BK$6:$BK$22655,0),\"\")","v":""},{"$f":"IF(O13968=\"\",\"\",INDEX(EIA_Units!P13968:'EIA_Units'!$P$6:$P$22655,O13968))","v":""},""]
[null,"EXCLUDE","IA","Lansing",1047,"2","SUB","ST",11.5,null,"Electric Utility","N","Steam unit (PRMVR=ST) under 25MW/250 MMBtu/hr",null,{"$f":"IF(B13973=\"CoalST\",MATCH(E13973&\"|\"&F13973,EIA_Units!$BK$6:$BK$22655,0),\"\")","v":""},{"$f":"IF(O13973=\"\",\"\",INDEX(EIA_Units!P13973:'EIA_Units'!$P$6:$P$22655,O13973))","v":""},""]
[null,"EXCLUDE","IA","Centerville",1105,"3","DFO","IC",2,null,"Electric Utility","N","Internal Combustion (PRMVR=IC)",null,{"$f":"IF(B13988=\"CoalST\",MATCH(E13988&\"|\"&F13988,EIA_Units!$BK$6:$BK$22655,0),\"\")","v":""},{"$f":"IF(O13988=\"\",\"\",INDEX(EIA_Units!P13988:'EIA_Units'!$P$6:$P$22655,O13988))","v":""},""]
[null,"EXCLUDE","IA","Algona",1120,"3","DFO","IC",0.7,null,"Electric Utility","N","Internal Combustion (PRMVR=IC)",null,{"$f":"IF(B13989=\"CoalST\",MATCH(E13989&\"|\"&F13989,EIA_Units!$BK$6:$BK$22655,0),\"\")","v":""},{"$f":"IF(O13989=\"\",\"\",INDEX(EIA_Units!P13989:'EIA_Units'!$P$6:$P$22655,O13989))","v":""},""]
[null,"EXCLUDE","IA","Atlantic",1124,"1","DFO","IC",5.3,null,"Electric Utility","N","Internal Combustion (PRMVR=IC)",null,{"$f":"IF(B14004=\"CoalST\",MATCH(E14004&\"|\"&F14004,EIA_Units!$BK$6:$BK$22655,0),\"\")","v":""},{"$f":"IF(O14004=\"\",\"\",INDEX(EIA_Units!P14004:'EIA_Units'!$P$6:$P$22655,O14004))","v":""},""]
[null,"EXCLUDE","IA","Bellevue",1126,"1","DFO","IC",0.6,null,"Electric Utility","N","Internal Combustion (PRMVR=IC)",null,{"$f":"IF(B14009=\"CoalST\",MATCH(E14009&\"|\"&F14009,EIA_Units!$BK$6:$BK$22655,0),\"\")","v":""},{"$f":"IF(O14009=\"\",\"\",INDEX(EIA_Units!P14009:'EIA_Units'!$P$6:$P$22655,O14009))","v":""},""]
[null,"EXCLUDE","IA","Brooklyn",1128,"2","DFO","IC",0.2,null,"Electric Utility","N","Internal Combustion (PRMVR=IC)",null,{"$f":"IF(B14022=\"CoalST\",MATCH(E14022&\"|\"&F14022,EIA_Units!$BK$6:$BK$22655,0),\"\")","v":""},{"$f":"IF(O14022=\"\",\"\",INDEX(EIA_Units!P14022:'EIA_Units'!$P$6:$P$22655,O14022))","v":""},""]
[null,"EXCLUDE","IA","Corning",1134,"2","DFO","IC",0.9,null,"Electric Utility","N","Internal Combustion (PRMVR=IC)",null,{"$f":"IF(B14036=\"CoalST\",MATCH(E14036&\"|\"&F14036,EIA_Units!$BK$6:$BK$22655,0),\"\")","v":""},{"$f":"IF(O14036=\"\",\"\",INDEX(EIA_Units!P14036:'EIA_Units'!$P$6:$P$22655,O14036))","v":""},""]
[null,"EXCLUDE","IA","Estherville",1137,"4","NG","IC",4,null,"Electric Utility","N","Internal Combustion (PRMVR=IC)",null,{"$f":"IF(B14047=\"CoalST\",MATCH(E14047&\"|\"&F14047,EIA_Units!$BK$6:$BK$22655,0),\"\")","v":""},{"$f":"IF(O14047=\"\",\"\",INDEX(EIA_Units!P14047:'EIA_Units'!$P$6:$P$22655,O14047))","v":""},""]
[null,"EXCLUDE","IA","Forest City Light Plant",1138,"2","DFO","IC",2.7,null,"Electric Utility","N","Internal Combustion (PRMVR=IC)",null,{"$f":"IF(B14052=\"CoalST\",MATCH(E14052&\"|\"&F14052,EIA_Units!$BK$6:$BK$22655,0),\"\")","v":""},{"$f":"IF(O14052=\"\",\"\",INDEX(EIA_Units!P14052:'EIA_Units'!$P$6:$P$22655,O14052))","v":""},""]
[null,"EXCLUDE","IA","Greenfield",1144,"5","DFO","IC",3,null,"Electric Utility","N","Internal Combustion (PRMVR=IC)",null,{"$f":"IF(B14067=\"CoalST\",MATCH(E14067&\"|\"&F14067,EIA_Units!$BK$6:$BK$22655,0),\"\")","v":""},{"$f":"IF(O14067=\"\",\"\",INDEX(EIA_Units!P14067:'EIA_Units'!$P$6:$P$22655,O14067))","v":""},""]
[null,"EXCLUDE","IA","Independence",1149,"4A","DFO","IC",1.8,null,"Electric Utility","N","Internal Combustion (PRMVR=IC)",null,{"$f":"IF(B14078=\"CoalST\",MATCH(E14078&\"|\"&F14078,EIA_Units!$BK$6:$BK$22655,0),\"\")","v":""},{"$f":"IF(O14078=\"\",\"\",INDEX(EIA_Units!P14078:'EIA_Units'!$P$6:$P$22655,O14078))","v":""},""]
[null,"EXCLUDE","IA","Indianola",1150,"1","DFO","IC",0.8,null,"Electric Utility","N","Internal Combustion (PRMVR=IC)",null,{"$f":"IF(B14083=\"CoalST\",MATCH(E14083&\"|\"&F14083,EIA_Units!$BK$6:$BK$22655,0),\"\")","v":""},{"$f":"IF(O14083=\"\",\"\",INDEX(EIA_Units!P14083:'EIA_Units'!$P$6:$P$22655,O14083))","v":""},""]
[null,"EXCLUDE","IA","Lamoni Municipal Utilities",1155,"1","DFO","IC",2.8,null,"Electric Utility","N","Internal Combustion (PRMVR=IC)",null,{"$f":"IF(B14098=\"CoalST\",MATCH(E14098&\"|\"&F14098,EIA_Units!$BK$6:$BK$22655,0),\"\")","v":""},{"$f":"IF(O14098=\"\",\"\",INDEX(EIA_Units!P14098:'EIA_Units'!$P$6:$P$22655,O14098))","v":""},""]
[null,"EXCLUDE","IA","La Porte",1156,"5","DFO","IC",0.8,null,"Electric Utility","N","Internal Combustion (PRMVR=IC)",null,{"$f":"IF(B14109=\"CoalST\",MATCH(E14109&\"|\"&F14109,EIA_Units!$BK$6:$BK$22655,0),\"\")","v":""},{"$f":"IF(O14109=\"\",\"\",INDEX(EIA_Units!P14109:'EIA_Units'!$P$6:$P$22655,O14109))","v":""},""]
[null,"EXCLUDE","IA","Lenox",1158,"3","DFO","IC",0.9,null,"Electric Utility","N","Internal Combustion (PRMVR=IC)",null,{"$f":"IF(B14114=\"CoalST\",MATCH(E14114&\"|\"&F14114,EIA_Units!$BK$6:$BK$22655,0),\"\")","v":""},{"$f":"IF(O14114=\"\",\"\",INDEX(EIA_Units!P14114:'EIA_Units'!$P$6:$P$22655,O14114))","v":""},""]
[null,"EXCLUDE","IA","Maquoketa 1",1162,"2A","NG","IC",3.1,null,"Electric Utility","N","Internal Combustion (PRMVR=IC)",null,{"$f":"IF(B14125=\"CoalST\",MATCH(E14125&\"|\"&F14125,EIA_Units!$BK$6:$BK$22655,0),\"\")","v":""},{"$f":"IF(O14125=\"\",\"\",INDEX(EIA_Units!P14125:'EIA_Units'!$P$6:$P$22655,O14125))","v":""},""]
[null,"EXCLUDE","IA","Maquoketa 1",1162,"7","NG","IC",6.5,null,"Electric Utility","N","Internal Combustion (PRMVR=IC)",null,{"$f":"IF(B14130=\"CoalST\",MATCH(E14130&\"|\"&F14130,EIA_Units!$BK$6:$BK$22655,0),\"\")","v":""},{"$f":"IF(O14130=\"\",\"\",INDEX(EIA_Units!P14130:'EIA_Units'!$P$6:$P$22655,O14130))","v":""},""]
[null,"EXCLUDE","IA","Montezuma",1165,"10","DFO","IC",0.2,null,"Electric Utility","N","Internal Combustion (PRMVR=IC)",null,{"$f":"IF(B14143=\"CoalST\",MATCH(E14143&\"|\"&F14143,EIA_Units!$BK$6:$BK$22655,0),\"\")","v":""},{"$f":"IF(O14143=\"\",\"\",INDEX(EIA_Units!P14143:'EIA_Units'!$P$6:$P$22655,O14143))","v":""},""]
[null,"EXCLUDE","IA","Mt Pleasant",1166,"5","NG","ST",7.5,null,"Electric Utility","N","Steam unit (PRMVR=ST) under 25MW/250 MMBtu/hr",null,{"$f":"IF(B14157=\"CoalST\",MATCH(E14157&\"|\"&F14157,EIA_Units!$BK$6:$BK$22655,0),\"\")","v":""},{"$f":"IF(O14157=\"\",\"\",INDEX(EIA_Units!P14157:'EIA_Units'!$P$6:$P$22655,O14157))","v":""},""]
[null,"EXCLUDE","IA","Mt Pleasant",1166,"9","DFO","IC",2,null,"Electric Utility","N","Internal Combustion (PRMVR=IC)",null,{"$f":"IF(B14162=\"CoalST\",MATCH(E14162&\"|\"&F14162,EIA_Units!$BK$6:$BK$22655,0),\"\")","v":""},{"$f":"IF(O14162=\"\",\"\",INDEX(EIA_Units!P14162:'EIA_Units'!$P$6:$P$22655,O14162))","v":""},""]
[null,"EXCLUDE","IA","Osage",1172,"6","DFO","IC",6.2,null,"Electric Utility","N","Internal Combustion (PRMVR=IC)",null,{"$f":"IF(B14173=\"CoalST\",MATCH(E14173&\"|\"&F14173,EIA_Units!$BK$6:$BK$22655,0),\"\")","v":""},{"$f":"IF(O14173=\"\",\"\",INDEX(EIA_Units!P14173:'EIA_Units'!$P$6:$P$22655,O14173))","v":""},""]
[null,"EXCLUDE","IA","Sibley One",1184,"3","DFO","IC",1.2,null,"Electric Utility","N","Internal Combustion (PRMVR=IC)",null,{"$f":"IF(B14188=\"CoalST\",MATCH(E14188&\"|\"&F14188,EIA_Units!$BK$6:$BK$22655,0),\"\")","v":""},{"$f":"IF(O14188=\"\",\"\",INDEX(EIA_Units!P14188:'EIA_Units'!$P$6:$P$22655,O14188))","v":""},""]
[null,"EXCLUDE","IA","State Center",1187,"4","DFO","IC",1.3,null,"Electric Utility","N","Internal Combustion (PRMVR=IC)",null,{"$f":"IF(B14193=\"CoalST\",MATCH(E14193&\"|\"&F14193,EIA_Units!$BK$6:$BK$22655,0),\"\")","v":""},{"$f":"IF(O14193=\"\",\"\",INDEX(EIA_Units!P14193:'EIA_Units'!$P$6:$P$22655,O14193))","v":""},""]
[null,"EXCLUDE","IA","Stuart",1190,"1","DFO","IC",0.6,null,"Electric Utility","N","Internal Combustion (PRMVR=IC)",null,{"$f":"IF(B14204=\"CoalST\",MATCH(E14204&\"|\"&F14204,EIA_Units!$BK$6:$BK$22655,0),\"\")","v":""},{"$f":"IF(O14204=\"\",\"\",INDEX(EIA_Units!P14204:'EIA_Units'!$P$6:$P$22655,O14204))","v":""},""]
[null,"EXCLUDE","IA","Villisca Municipal Power Plant",1193,"6","DFO","IC",2,null,"Electric Utility","N","Internal Combustion (PRMVR=IC)",null,{"$f":"IF(B14219=\"CoalST\",MATCH(E14219&\"|\"&F14219,EIA_Units!$BK$6:$BK$22655,0),\"\")","v":""},{"$f":"IF(O14219=\"\",\"\",INDEX(EIA_Units!P14219:'EIA_Units'!$P$6:$P$22655,O14219))","v":""},""]
[null,"EXCLUDE","IA","Vinton",1194,"7","DFO","IC",3.7,null,"Electric Utility","N","Internal Combustion (PRMVR=IC)",null,{"$f":"IF(B14224=\"CoalST\",MATCH(E14224&\"|\"&F14224,EIA_Units!$BK$6:$BK$22655,0),\"\")","v":""},{"$f":"IF(O14224=\"\",\"\",INDEX(EIA_Units!P14224:'EIA_Units'!$P$6:$P$22655,O14224))","v":""},""]
[null,"EXCLUDE","IA","Whittemore",1201,"2","DFO","IC",0.5,null,"Electric Utility","N","Internal Combustion (PRMVR=IC)",null,{"$f":"IF(B14235=\"CoalST\",MATCH(E14235&\"|\"&F14235,EIA_Units!$BK$6:$BK$22655,0),\"\")","v":""},{"$f":"IF(O14235=\"\",\"\",INDEX(EIA_Units!P14235:'EIA_Units'!$P$6:$P$22655,O14235))","v":""},""]
[null,"EXCLUDE","IA","Summit Lake",1206,"IC1","DFO","IC",1,null,"Electric Utility","N","Internal Combustion (PRMVR=IC)",null,{"$f":"IF(B14250=\"CoalST\",MATCH(E14250&\"|\"&F14250,EIA_Units!$BK$6:$BK$22655,0),\"\")","v":""},{"$f":"IF(O14250=\"\",\"\",INDEX(EIA_Units!P14250:'EIA_Units'!$P$6:$P$22655,O14250))","v":""},""]
[null,"EXCLUDE","IA","Summit Lake",1206,"IC2","DFO","IC",1,null,"Electric Utility","N","Internal Combustion (PRMVR=IC)",null,{"$f":"IF(B14251=\"CoalST\",MATCH(E14251&\"|\"&F14251,EIA_Units!$BK$6:$BK$22655,0),\"\")","v":""},{"$f":"IF(O14251=\"\",\"\",INDEX(EIA_Units!P14251:'EIA_Units'!$P$6:$P$22655,O14251))","v":""},""]
[null,"EXCLUDE","KS","Ashland",1259,"2","NG","IC",0.9,null,"Electric Utility","N","Internal Combustion (PRMVR=IC)",null,{"$f":"IF(B14268=\"CoalST\",MATCH(E14268&\"|\"&F14268,EIA_Units!$BK$6:$BK$22655,0),\"\")","v":""},{"$f":"IF(O14268=\"\",\"\",INDEX(EIA_Units!P14268:'EIA_Units'!$P$6:$P$22655,O14268))","v":""},""]
[null,"EXCLUDE","KS","Attica",1260,"1","DFO","IC",0.5,null,"Electric Utility","N","Internal Combustion (PRMVR=IC)",null,{"$f":"IF(B14272=\"CoalST\",MATCH(E14272&\"|\"&F14272,EIA_Units!$BK$6:$BK$22655,0),\"\")","v":""},{"$f":"IF(O14272=\"\",\"\",INDEX(EIA_Units!P14272:'EIA_Units'!$P$6:$P$22655,O14272))","v":""},""]
[null,"EXCLUDE","KS","Augusta Electric Plant No 1",1261,"6","NG","IC",2.2000000000000002,null,"Electric Utility","N","Internal Combustion (PRMVR=IC)",null,{"$f":"IF(B14283=\"CoalST\",MATCH(E14283&\"|\"&F14283,EIA_Units!$BK$6:$BK$22655,0),\"\")","v":""},{"$f":"IF(O14283=\"\",\"\",INDEX(EIA_Units!P14283:'EIA_Units'!$P$6:$P$22655,O14283))","v":""},""]
[null,"EXCLUDE","KS","Beloit",1264,"2","DFO","IC",1.5,null,"Electric Utility","N","Internal Combustion (PRMVR=IC)",null,{"$f":"IF(B14298=\"CoalST\",MATCH(E14298&\"|\"&F14298,EIA_Units!$BK$6:$BK$22655,0),\"\")","v":""},{"$f":"IF(O14298=\"\",\"\",INDEX(EIA_Units!P14298:'EIA_Units'!$P$6:$P$22655,O14298))","v":""},""]
[null,"EXCLUDE","KS","Beloit",1264,"7","DFO","IC",6,null,"Electric Utility","N","Internal Combustion (PRMVR=IC)",null,{"$f":"IF(B14303=\"CoalST\",MATCH(E14303&\"|\"&F14303,EIA_Units!$BK$6:$BK$22655,0),\"\")","v":""},{"$f":"IF(O14303=\"\",\"\",INDEX(EIA_Units!P14303:'EIA_Units'!$P$6:$P$22655,O14303))","v":""},""]
[null,"EXCLUDE","KS","Burlington",1266,"4A","NG","IC",2.2999999999999998,null,"Electric Utility","N","Internal Combustion (PRMVR=IC)",null,{"$f":"IF(B14314=\"CoalST\",MATCH(E14314&\"|\"&F14314,EIA_Units!$BK$6:$BK$22655,0),\"\")","v":""},{"$f":"IF(O14314=\"\",\"\",INDEX(EIA_Units!P14314:'EIA_Units'!$P$6:$P$22655,O14314))","v":""},""]
[null,"EXCLUDE","KS","Clay Center",1270,"IC5","NG","IC",3.5,null,"Electric Utility","N","Internal Combustion (PRMVR=IC)",null,{"$f":"IF(B14329=\"CoalST\",MATCH(E14329&\"|\"&F14329,EIA_Units!$BK$6:$BK$22655,0),\"\")","v":""},{"$f":"IF(O14329=\"\",\"\",INDEX(EIA_Units!P14329:'EIA_Units'!$P$6:$P$22655,O14329))","v":""},""]
[null,"EXCLUDE","KS","Ellinwood",1274,"2","DFO","IC",1.4,null,"Electric Utility","N","Internal Combustion (PRMVR=IC)",null,{"$f":"IF(B14340=\"CoalST\",MATCH(E14340&\"|\"&F14340,EIA_Units!$BK$6:$BK$22655,0),\"\")","v":""},{"$f":"IF(O14340=\"\",\"\",INDEX(EIA_Units!P14340:'EIA_Units'!$P$6:$P$22655,O14340))","v":""},""]
[null,"EXCLUDE","KS","Ellis",1275,"2","NG","IC",2,null,"Electric Utility","N","Internal Combustion (PRMVR=IC)",null,{"$f":"IF(B14345=\"CoalST\",MATCH(E14345&\"|\"&F14345,EIA_Units!$BK$6:$BK$22655,0),\"\")","v":""},{"$f":"IF(O14345=\"\",\"\",INDEX(EIA_Units!P14345:'EIA_Units'!$P$6:$P$22655,O14345))","v":""},""]
[null,"EXCLUDE","KS","Garnett Municipal",1278,"4","DFO","IC",0.9,null,"Electric Utility","N","Internal Combustion (PRMVR=IC)",null,{"$f":"IF(B14360=\"CoalST\",MATCH(E14360&\"|\"&F14360,EIA_Units!$BK$6:$BK$22655,0),\"\")","v":""},{"$f":"IF(O14360=\"\",\"\",INDEX(EIA_Units!P14360:'EIA_Units'!$P$6:$P$22655,O14360))","v":""},""]
[null,"EXCLUDE","KS","Goodland",1280,"13","NG","IC",1.3,null,"Electric Utility","N","Internal Combustion (PRMVR=IC)",null,{"$f":"IF(B14371=\"CoalST\",MATCH(E14371&\"|\"&F14371,EIA_Units!$BK$6:$BK$22655,0),\"\")","v":""},{"$f":"IF(O14371=\"\",\"\",INDEX(EIA_Units!P14371:'EIA_Units'!$P$6:$P$22655,O14371))","v":""},""]
[null,"EXCLUDE","KS","Herington",1283,"1","DFO","IC",2.1,null,"Electric Utility","N","Internal Combustion (PRMVR=IC)",null,{"$f":"IF(B14376=\"CoalST\",MATCH(E14376&\"|\"&F14376,EIA_Units!$BK$6:$BK$22655,0),\"\")","v":""},{"$f":"IF(O14376=\"\",\"\",INDEX(EIA_Units!P14376:'EIA_Units'!$P$6:$P$22655,O14376))","v":""},""]
[null,"EXCLUDE","KS","Hill City",1285,"1","NG","IC",1.3,null,"Electric Utility","N","Internal Combustion (PRMVR=IC)",null,{"$f":"IF(B14382=\"CoalST\",MATCH(E14382&\"|\"&F14382,EIA_Units!$BK$6:$BK$22655,0),\"\")","v":""},{"$f":"IF(O14382=\"\",\"\",INDEX(EIA_Units!P14382:'EIA_Units'!$P$6:$P$22655,O14382))","v":""},""]
[null,"EXCLUDE","KS","Holton",1287,"10","DFO","IC",2,null,"Electric Utility","N","Internal Combustion (PRMVR=IC)",null,{"$f":"IF(B14393=\"CoalST\",MATCH(E14393&\"|\"&F14393,EIA_Units!$BK$6:$BK$22655,0),\"\")","v":""},{"$f":"IF(O14393=\"\",\"\",INDEX(EIA_Units!P14393:'EIA_Units'!$P$6:$P$22655,O14393))","v":""},""]
[null,"EXCLUDE","KS","Iola",1291,"2","NG","IC",5,null,"Electric Utility","N","Internal Combustion (PRMVR=IC)",null,{"$f":"IF(B14408=\"CoalST\",MATCH(E14408&\"|\"&F14408,EIA_Units!$BK$6:$BK$22655,0),\"\")","v":""},{"$f":"IF(O14408=\"\",\"\",INDEX(EIA_Units!P14408:'EIA_Units'!$P$6:$P$22655,O14408))","v":""},""]
[null,"EXCLUDE","KS","Jetmore",1292,"5","DFO","IC",1.5,null,"Electric Utility","N","Internal Combustion (PRMVR=IC)",null,{"$f":"IF(B14419=\"CoalST\",MATCH(E14419&\"|\"&F14419,EIA_Units!$BK$6:$BK$22655,0),\"\")","v":""},{"$f":"IF(O14419=\"\",\"\",INDEX(EIA_Units!P14419:'EIA_Units'!$P$6:$P$22655,O14419))","v":""},""]
[null,"OGST","KS","Kaw",1294,"3","NG","ST",65.5,null,"Electric Utility","N","",null,{"$f":"IF(B14424=\"CoalST\",MATCH(E14424&\"|\"&F14424,EIA_Units!$BK$6:$BK$22655,0),\"\")","v":""},{"$f":"IF(O14424=\"\",\"\",INDEX(EIA_Units!P14424:'EIA_Units'!$P$6:$P$22655,O14424))","v":""},""]
[null,"EXCLUDE","KS","Larned",1299,"1","NG","ST",1.5,null,"Electric Utility","N","Steam unit (PRMVR=ST) under 25MW/250 MMBtu/hr",null,{"$f":"IF(B14439=\"CoalST\",MATCH(E14439&\"|\"&F14439,EIA_Units!$BK$6:$BK$22655,0),\"\")","v":""},{"$f":"IF(O14439=\"\",\"\",INDEX(EIA_Units!P14439:'EIA_Units'!$P$6:$P$22655,O14439))","v":""},""]
[null,"EXCLUDE","KS","Lincoln",1300,"4","NG","IC",0.7,null,"Electric Utility","N","Internal Combustion (PRMVR=IC)",null,{"$f":"IF(B14450=\"CoalST\",MATCH(E14450&\"|\"&F14450,EIA_Units!$BK$6:$BK$22655,0),\"\")","v":""},{"$f":"IF(O14450=\"\",\"\",INDEX(EIA_Units!P14450:'EIA_Units'!$P$6:$P$22655,O14450))","v":""},""]
[null,"EXCLUDE","KS","Meade",1306,"2","NG","IC",0.9,null,"Electric Utility","N","Internal Combustion (PRMVR=IC)",null,{"$f":"IF(B14455=\"CoalST\",MATCH(E14455&\"|\"&F14455,EIA_Units!$BK$6:$BK$22655,0),\"\")","v":""},{"$f":"IF(O14455=\"\",\"\",INDEX(EIA_Units!P14455:'EIA_Units'!$P$6:$P$22655,O14455))","v":""},""]
[null,"EXCLUDE","KS","Minneapolis City of",1307,"7","DFO","IC",2,null,"Electric Utility","N","Internal Combustion (PRMVR=IC)",null,{"$f":"IF(B14466=\"CoalST\",MATCH(E14466&\"|\"&F14466,EIA_Units!$BK$6:$BK$22655,0),\"\")","v":""},{"$f":"IF(O14466=\"\",\"\",INDEX(EIA_Units!P14466:'EIA_Units'!$P$6:$P$22655,O14466))","v":""},""]
[null,"EXCLUDE","KS","Oberlin",1312,"1","NG","IC",1.1000000000000001,null,"Electric Utility","N","Internal Combustion (PRMVR=IC)",null,{"$f":"IF(B14481=\"CoalST\",MATCH(E14481&\"|\"&F14481,EIA_Units!$BK$6:$BK$22655,0),\"\")","v":""},{"$f":"IF(O14481=\"\",\"\",INDEX(EIA_Units!P14481:'EIA_Units'!$P$6:$P$22655,O14481))","v":""},""]
[null,"EXCLUDE","KS","Osage City",1313,"1","NG","IC",1.1000000000000001,null,"Electric Utility","N","Internal Combustion (PRMVR=IC)",null,{"$f":"IF(B14486=\"CoalST\",MATCH(E14486&\"|\"&F14486,EIA_Units!$BK$6:$BK$22655,0),\"\")","v":""},{"$f":"IF(O14486=\"\",\"\",INDEX(EIA_Units!P14486:'EIA_Units'!$P$6:$P$22655,O14486))","v":""},""]
[null,"EXCLUDE","KS","Osawatomie City of",1314,"3","DFO","IC",0.4,null,"Electric Utility","N","Internal Combustion (PRMVR=IC)",null,{"$f":"IF(B14497=\"CoalST\",MATCH(E14497&\"|\"&F14497,EIA_Units!$BK$6:$BK$22655,0),\"\")","v":""},{"$f":"IF(O14497=\"\",\"\",INDEX(EIA_Units!P14497:'EIA_Units'!$P$6:$P$22655,O14497))","v":""},""]
[null,"EXCLUDE","KS","Osborne",1315,"6","NG","IC",0.5,null,"Electric Utility","N","Internal Combustion (PRMVR=IC)",null,{"$f":"IF(B14503=\"CoalST\",MATCH(E14503&\"|\"&F14503,EIA_Units!$BK$6:$BK$22655,0),\"\")","v":""},{"$f":"IF(O14503=\"\",\"\",INDEX(EIA_Units!P14503:'EIA_Units'!$P$6:$P$22655,O14503))","v":""},""]
[null,"EXCLUDE","KS","Russell Downtown",1319,"7","NG","IC",3.5,null,"Electric Utility","N","Internal Combustion (PRMVR=IC)",null,{"$f":"IF(B14514=\"CoalST\",MATCH(E14514&\"|\"&F14514,EIA_Units!$BK$6:$BK$22655,0),\"\")","v":""},{"$f":"IF(O14514=\"\",\"\",INDEX(EIA_Units!P14514:'EIA_Units'!$P$6:$P$22655,O14514))","v":""},""]
[null,"EXCLUDE","KS","St Francis",1321,"3","DFO","IC",0.8,null,"Electric Utility","N","Internal Combustion (PRMVR=IC)",null,{"$f":"IF(B14529=\"CoalST\",MATCH(E14529&\"|\"&F14529,EIA_Units!$BK$6:$BK$22655,0),\"\")","v":""},{"$f":"IF(O14529=\"\",\"\",INDEX(EIA_Units!P14529:'EIA_Units'!$P$6:$P$22655,O14529))","v":""},""]
[null,"EXCLUDE","KS","St John",1322,"4","DFO","IC",1.7,null,"Electric Utility","N","Internal Combustion (PRMVR=IC)",null,{"$f":"IF(B14534=\"CoalST\",MATCH(E14534&\"|\"&F14534,EIA_Units!$BK$6:$BK$22655,0),\"\")","v":""},{"$f":"IF(O14534=\"\",\"\",INDEX(EIA_Units!P14534:'EIA_Units'!$P$6:$P$22655,O14534))","v":""},""]
[null,"EXCLUDE","KS","Sterling",1326,"1","DFO","IC",1.5,null,"Electric Utility","N","Internal Combustion (PRMVR=IC)",null,{"$f":"IF(B14545=\"CoalST\",MATCH(E14545&\"|\"&F14545,EIA_Units!$BK$6:$BK$22655,0),\"\")","v":""},{"$f":"IF(O14545=\"\",\"\",INDEX(EIA_Units!P14545:'EIA_Units'!$P$6:$P$22655,O14545))","v":""},""]
[null,"EXCLUDE","KS","Wamego",1328,"4","NG","IC",1.1000000000000001,null,"Electric Utility","N","Internal Combustion (PRMVR=IC)",null,{"$f":"IF(B14560=\"CoalST\",MATCH(E14560&\"|\"&F14560,EIA_Units!$BK$6:$BK$22655,0),\"\")","v":""},{"$f":"IF(O14560=\"\",\"\",INDEX(EIA_Units!P14560:'EIA_Units'!$P$6:$P$22655,O14560))","v":""},""]
[null,"EXCLUDE","KS","Wamego",1328,"9","NG","IC",1.3,null,"Electric Utility","N","Internal Combustion (PRMVR=IC)",null,{"$f":"IF(B14565=\"CoalST\",MATCH(E14565&\"|\"&F14565,EIA_Units!$BK$6:$BK$22655,0),\"\")","v":""},{"$f":"IF(O14565=\"\",\"\",INDEX(EIA_Units!P14565:'EIA_Units'!$P$6:$P$22655,O14565))","v":""},""]
[null,"EXCLUDE","KS","West 14th Street",1332,"IC1","DFO","IC",1.6,null,"Electric Utility","N","Internal Combustion (PRMVR=IC)",null,{"$f":"IF(B14576=\"CoalST\",MATCH(E14576&\"|\"&F14576,EIA_Units!$BK$6:$BK$22655,0),\"\")","v":""},{"$f":"IF(O14576=\"\",\"\",INDEX(EIA_Units!P14576:'EIA_Units'!$P$6:$P$22655,O14576))","v":""},""]
[null,"EXCLUDE","KY","Paris",1376,"1","DFO","IC",1.3,null,"Electric Utility","N","Internal Combustion (PRMVR=IC)",null,{"$f":"IF(B14591=\"CoalST\",MATCH(E14591&\"|\"&F14591,EIA_Units!$BK$6:$BK$22655,0),\"\")","v":""},{"$f":"IF(O14591=\"\",\"\",INDEX(EIA_Units!P14591:'EIA_Units'!$P$6:$P$22655,O14591))","v":""},""]
[null,"EXCLUDE","LA","Nine Mile Point",1403,"6","NG","CC",627,null,"Electric Utility","N","Status of operation (IP,L,P,T,or U) or Retired before 2012",null,{"$f":"IF(B14602=\"CoalST\",MATCH(E14602&\"|\"&F14602,EIA_Units!$BK$6:$BK$22655,0),\"\")","v":""},{"$f":"IF(O14602=\"\",\"\",INDEX(EIA_Units!P14602:'EIA_Units'!$P$6:$P$22655,O14602))","v":""},""]
[null,"EXCLUDE","LA","Houma",1439,"10","NG","IC",4.5,null,"Electric Utility","N","Internal Combustion (PRMVR=IC)",null,{"$f":"IF(B14607=\"CoalST\",MATCH(E14607&\"|\"&F14607,EIA_Units!$BK$6:$BK$22655,0),\"\")","v":""},{"$f":"IF(O14607=\"\",\"\",INDEX(EIA_Units!P14607:'EIA_Units'!$P$6:$P$22655,O14607))","v":""},""]
[null,"EXCLUDE","LA","Monroe",1448,"11","NG","ST",37.5,null,"Electric Utility","N","Status of operation (IP,L,P,T,or U) or Retired before 2012",null,{"$f":"IF(B14622=\"CoalST\",MATCH(E14622&\"|\"&F14622,EIA_Units!$BK$6:$BK$22655,0),\"\")","v":""},{"$f":"IF(O14622=\"\",\"\",INDEX(EIA_Units!P14622:'EIA_Units'!$P$6:$P$22655,O14622))","v":""},""]
[null,"EXCLUDE","LA","Rayne",1456,"9","DFO","IC",4.0999999999999996,null,"Electric Utility","N","Internal Combustion (PRMVR=IC)",null,{"$f":"IF(B14633=\"CoalST\",MATCH(E14633&\"|\"&F14633,EIA_Units!$BK$6:$BK$22655,0),\"\")","v":""},{"$f":"IF(O14633=\"\",\"\",INDEX(EIA_Units!P14633:'EIA_Units'!$P$6:$P$22655,O14633))","v":""},""]
[null,"EXCLUDE","ME","Medway",1474,"IC2","DFO","IC",2,null,"Electric Utility","N","Internal Combustion (PRMVR=IC)",null,{"$f":"IF(B14644=\"CoalST\",MATCH(E14644&\"|\"&F14644,EIA_Units!$BK$6:$BK$22655,0),\"\")","v":""},{"$f":"IF(O14644=\"\",\"\",INDEX(EIA_Units!P14644:'EIA_Units'!$P$6:$P$22655,O14644))","v":""},""]
[null,"EXCLUDE","ME","Caribou Generation Station",1513,"1","RFO","ST",7.5,null,"IPP Non-CHP","N","Steam unit (PRMVR=ST) under 25MW/250 MMBtu/hr",null,{"$f":"IF(B14654=\"CoalST\",MATCH(E14654&\"|\"&F14654,EIA_Units!$BK$6:$BK$22655,0),\"\")","v":""},{"$f":"IF(O14654=\"\",\"\",INDEX(EIA_Units!P14654:'EIA_Units'!$P$6:$P$22655,O14654))","v":""},""]
[null,"EXCLUDE","ME","Caribou Generation Station",1513,"CD2","DFO","IC",2.7,null,"IPP Non-CHP","N","Internal Combustion (PRMVR=IC)",null,{"$f":"IF(B14655=\"CoalST\",MATCH(E14655&\"|\"&F14655,EIA_Units!$BK$6:$BK$22655,0),\"\")","v":""},{"$f":"IF(O14655=\"\",\"\",INDEX(EIA_Units!P14655:'EIA_Units'!$P$6:$P$22655,O14655))","v":""},""]
[null,"EXCLUDE","MD","Easton",1580,"11","DFO","IC",3.8,null,"Electric Utility","N","Internal Combustion (PRMVR=IC)",null,{"$f":"IF(B14670=\"CoalST\",MATCH(E14670&\"|\"&F14670,EIA_Units!$BK$6:$BK$22655,0),\"\")","v":""},{"$f":"IF(O14670=\"\",\"\",INDEX(EIA_Units!P14670:'EIA_Units'!$P$6:$P$22655,O14670))","v":""},""]
[null,"EXCLUDE","MA","Mystic Generating Station",1588,"6","RFO","ST",156.19999999999999,null,"Electric Utility/IPP Non-CHP","N","Status of operation (IP,L,P,T,or U) or Retired before 2012",null,{"$f":"IF(B14681=\"CoalST\",MATCH(E14681&\"|\"&F14681,EIA_Units!$BK$6:$BK$22655,0),\"\")","v":""},{"$f":"IF(O14681=\"\",\"\",INDEX(EIA_Units!P14681:'EIA_Units'!$P$6:$P$22655,O14681))","v":""},""]
[null,"EXCLUDE","MA","Oak Bluffs Diesel Generating Facility",1597,"UN1","DFO","IC",2.7,null,"IPP Non-CHP","N","Internal Combustion (PRMVR=IC)",null,{"$f":"IF(B14686=\"CoalST\",MATCH(E14686&\"|\"&F14686,EIA_Units!$BK$6:$BK$22655,0),\"\")","v":""},{"$f":"IF(O14686=\"\",\"\",INDEX(EIA_Units!P14686:'EIA_Units'!$P$6:$P$22655,O14686))","v":""},""]
[null,"EXCLUDE","MA","Brayton Point",1619,"IC4","DFO","IC",2.7,null,"IPP Non-CHP","N","Internal Combustion (PRMVR=IC)",null,{"$f":"IF(B14701=\"CoalST\",MATCH(E14701&\"|\"&F14701,EIA_Units!$BK$6:$BK$22655,0),\"\")","v":""},{"$f":"IF(O14701=\"\",\"\",INDEX(EIA_Units!P14701:'EIA_Units'!$P$6:$P$22655,O14701))","v":""},""]
[null,"EXCLUDE","MA","High Street Station",1670,"4","DFO","IC",0.6,null,"Electric Utility","N","Internal Combustion (PRMVR=IC)",null,{"$f":"IF(B14712=\"CoalST\",MATCH(E14712&\"|\"&F14712,EIA_Units!$BK$6:$BK$22655,0),\"\")","v":""},{"$f":"IF(O14712=\"\",\"\",INDEX(EIA_Units!P14712:'EIA_Units'!$P$6:$P$22655,O14712))","v":""},""]
[null,"OGST","MI","B C Cobb",1695,"1","NG","ST",69,null,"Electric Utility","N","",null,{"$f":"IF(B14717=\"CoalST\",MATCH(E14717&\"|\"&F14717,EIA_Units!$BK$6:$BK$22655,0),\"\")","v":""},{"$f":"IF(O14717=\"\",\"\",INDEX(EIA_Units!P14717:'EIA_Units'!$P$6:$P$22655,O14717))","v":""},""]
[null,"EXCLUDE","MI","Colfax",1725,"2","DFO","IC",2.7,null,"Electric Utility","N","Internal Combustion (PRMVR=IC)",null,{"$f":"IF(B14728=\"CoalST\",MATCH(E14728&\"|\"&F14728,EIA_Units!$BK$6:$BK$22655,0),\"\")","v":""},{"$f":"IF(O14728=\"\",\"\",INDEX(EIA_Units!P14728:'EIA_Units'!$P$6:$P$22655,O14728))","v":""},""]
[null,"EXCLUDE","MI","Marysville",1732,"6","BIT","ST",50,null,"Electric Utility","N","Status of operation (IP,L,P,T,or U) or Retired before 2012",null,{"$f":"IF(B14743=\"CoalST\",MATCH(E14743&\"|\"&F14743,EIA_Units!$BK$6:$BK$22655,0),\"\")","v":""},{"$f":"IF(O14743=\"\",\"\",INDEX(EIA_Units!P14743:'EIA_Units'!$P$6:$P$22655,O14743))","v":""},""]
[null,"EXCLUDE","MI","Monroe",1733,"IC3","DFO","IC",2.7,null,"Electric Utility","N","Internal Combustion (PRMVR=IC)",null,{"$f":"IF(B14748=\"CoalST\",MATCH(E14748&\"|\"&F14748,EIA_Units!$BK$6:$BK$22655,0),\"\")","v":""},{"$f":"IF(O14748=\"\",\"\",INDEX(EIA_Units!P14748:'EIA_Units'!$P$6:$P$22655,O14748))","v":""},""]
[null,"EXCLUDE","MI","Placid 12",1737,"3","DFO","IC",2.7,null,"Electric Utility","N","Internal Combustion (PRMVR=IC)",null,{"$f":"IF(B14758=\"CoalST\",MATCH(E14758&\"|\"&F14758,EIA_Units!$BK$6:$BK$22655,0),\"\")","v":""},{"$f":"IF(O14758=\"\",\"\",INDEX(EIA_Units!P14758:'EIA_Units'!$P$6:$P$22655,O14758))","v":""},""]
[null,"EXCLUDE","MI","Slocum",1741,"5","DFO","IC",2.7,null,"Electric Utility","N","Internal Combustion (PRMVR=IC)",null,{"$f":"IF(B14775=\"CoalST\",MATCH(E14775&\"|\"&F14775,EIA_Units!$BK$6:$BK$22655,0),\"\")","v":""},{"$f":"IF(O14775=\"\",\"\",INDEX(EIA_Units!P14775:'EIA_Units'!$P$6:$P$22655,O14775))","v":""},""]
[null,"EXCLUDE","MI","Wilmot",1746,"2","DFO","IC",2.7,null,"Electric Utility","N","Internal Combustion (PRMVR=IC)",null,{"$f":"IF(B14780=\"CoalST\",MATCH(E14780&\"|\"&F14780,EIA_Units!$BK$6:$BK$22655,0),\"\")","v":""},{"$f":"IF(O14780=\"\",\"\",INDEX(EIA_Units!P14780:'EIA_Units'!$P$6:$P$22655,O14780))","v":""},""]
[null,"EXCLUDE","MI","Clinton",1818,"2","DFO","IC",0.5,null,"Electric Utility","N","Internal Combustion (PRMVR=IC)",null,{"$f":"IF(B14791=\"CoalST\",MATCH(E14791&\"|\"&F14791,EIA_Units!$BK$6:$BK$22655,0),\"\")","v":""},{"$f":"IF(O14791=\"\",\"\",INDEX(EIA_Units!P14791:'EIA_Units'!$P$6:$P$22655,O14791))","v":""},{"$f":"IF(O14791=\"\",\"\",2014-P14791)","v":""}]
[null,"EXCLUDE","MI","Coldwater",1819,"1","DFO","IC",0.7,null,"Electric Utility","N","Internal Combustion (PRMVR=IC)",null,{"$f":"IF(B14796=\"CoalST\",MATCH(E14796&\"|\"&F14796,EIA_Units!$BK$6:$BK$22655,0),\"\")","v":""},{"$f":"IF(O14796=\"\",\"\",INDEX(EIA_Units!P14796:'EIA_Units'!$P$6:$P$22655,O14796))","v":""},""]
[null,"EXCLUDE","MI","Grand Haven Diesel Plant",1826,"7","RFO","IC",5.5,null,"Electric Utility","N","Internal Combustion (PRMVR=IC)",null,{"$f":"IF(B14807=\"CoalST\",MATCH(E14807&\"|\"&F14807,EIA_Units!$BK$6:$BK$22655,0),\"\")","v":""},{"$f":"IF(O14807=\"\",\"\",INDEX(EIA_Units!P14807:'EIA_Units'!$P$6:$P$22655,O14807))","v":""},""]
[null,"EXCLUDE","MI","Lowell",1837,"6","NG","IC",1.1000000000000001,null,"Electric Utility","N","Internal Combustion (PRMVR=IC)",null,{"$f":"IF(B14822=\"CoalST\",MATCH(E14822&\"|\"&F14822,EIA_Units!$BK$6:$BK$22655,0),\"\")","v":""},{"$f":"IF(O14822=\"\",\"\",INDEX(EIA_Units!P14822:'EIA_Units'!$P$6:$P$22655,O14822))","v":""},""]
[null,"EXCLUDE","MI","Marshall",1844,"IC4","DFO","IC",1,null,"Electric Utility","N","Internal Combustion (PRMVR=IC)",null,{"$f":"IF(B14827=\"CoalST\",MATCH(E14827&\"|\"&F14827,EIA_Units!$BK$6:$BK$22655,0),\"\")","v":""},{"$f":"IF(O14827=\"\",\"\",INDEX(EIA_Units!P14827:'EIA_Units'!$P$6:$P$22655,O14827))","v":""},""]
[null,"EXCLUDE","MI","St Louis",1852,"2","DFO","IC",0.6,null,"Electric Utility","N","Internal Combustion (PRMVR=IC)",null,{"$f":"IF(B14838=\"CoalST\",MATCH(E14838&\"|\"&F14838,EIA_Units!$BK$6:$BK$22655,0),\"\")","v":""},{"$f":"IF(O14838=\"\",\"\",INDEX(EIA_Units!P14838:'EIA_Units'!$P$6:$P$22655,O14838))","v":""},""]
[null,"EXCLUDE","MI","Sturgis City  Diesel Plant",1855,"6","NG","IC",6,null,"Electric Utility","N","Internal Combustion (PRMVR=IC)",null,{"$f":"IF(B14853=\"CoalST\",MATCH(E14853&\"|\"&F14853,EIA_Units!$BK$6:$BK$22655,0),\"\")","v":""},{"$f":"IF(O14853=\"\",\"\",INDEX(EIA_Units!P14853:'EIA_Units'!$P$6:$P$22655,O14853))","v":""},""]
[null,"EXCLUDE","MI","Dafter",1868,"1","DFO","IC",1,null,"Electric Utility","N","Internal Combustion (PRMVR=IC)",null,{"$f":"IF(B14864=\"CoalST\",MATCH(E14864&\"|\"&F14864,EIA_Units!$BK$6:$BK$22655,0),\"\")","v":""},{"$f":"IF(O14864=\"\",\"\",INDEX(EIA_Units!P14864:'EIA_Units'!$P$6:$P$22655,O14864))","v":""},""]
[null,"EXCLUDE","MI","Tower",1873,"2","DFO","IC",1.3,null,"Electric Utility","N","Internal Combustion (PRMVR=IC)",null,{"$f":"IF(B14869=\"CoalST\",MATCH(E14869&\"|\"&F14869,EIA_Units!$BK$6:$BK$22655,0),\"\")","v":""},{"$f":"IF(O14869=\"\",\"\",INDEX(EIA_Units!P14869:'EIA_Units'!$P$6:$P$22655,O14869))","v":""},""]
[null,"EXCLUDE","MI","Ubly",1875,"2","DFO","IC",0.7,null,"Electric Utility","N","Internal Combustion (PRMVR=IC)",null,{"$f":"IF(B14879=\"CoalST\",MATCH(E14879&\"|\"&F14879,EIA_Units!$BK$6:$BK$22655,0),\"\")","v":""},{"$f":"IF(O14879=\"\",\"\",INDEX(EIA_Units!P14879:'EIA_Units'!$P$6:$P$22655,O14879))","v":""},""]
[null,"EXCLUDE","MI","Scottville",1879,"4","DFO","IC",1.1000000000000001,null,"Electric Utility","N","Internal Combustion (PRMVR=IC)",null,{"$f":"IF(B14896=\"CoalST\",MATCH(E14896&\"|\"&F14896,EIA_Units!$BK$6:$BK$22655,0),\"\")","v":""},{"$f":"IF(O14896=\"\",\"\",INDEX(EIA_Units!P14896:'EIA_Units'!$P$6:$P$22655,O14896))","v":""},""]
[null,"EXCLUDE","MI","Vestaburg",1881,"4","DFO","IC",0.7,null,"Electric Utility","N","Internal Combustion (PRMVR=IC)",null,{"$f":"IF(B14901=\"CoalST\",MATCH(E14901&\"|\"&F14901,EIA_Units!$BK$6:$BK$22655,0),\"\")","v":""},{"$f":"IF(O14901=\"\",\"\",INDEX(EIA_Units!P14901:'EIA_Units'!$P$6:$P$22655,O14901))","v":""},""]
[null,"EXCLUDE","MN","Black Dog",1904,"8","NG","CC",200,null,"Electric Utility","N","Status of operation (IP,L,P,T,or U) or Retired before 2012",null,{"$f":"IF(B14916=\"CoalST\",MATCH(E14916&\"|\"&F14916,EIA_Units!$BK$6:$BK$22655,0),\"\")","v":""},{"$f":"IF(O14916=\"\",\"\",INDEX(EIA_Units!P14916:'EIA_Units'!$P$6:$P$22655,O14916))","v":""},""]
[null,"EXCLUDE","MN","High Bridge",1912,"5","SUB","ST",113.6,null,"Electric Utility","N","Status of operation (IP,L,P,T,or U) or Retired before 2012",null,{"$f":"IF(B14917=\"CoalST\",MATCH(E14917&\"|\"&F14917,EIA_Units!$BK$6:$BK$22655,0),\"\")","v":""},{"$f":"IF(O14917=\"\",\"\",INDEX(EIA_Units!P14917:'EIA_Units'!$P$6:$P$22655,O14917))","v":""},""]
[null,"EXCLUDE","MN","Hoot Lake",1943,"D2","DFO","IC",0.1,null,"Electric Utility","N","Internal Combustion (PRMVR=IC)",null,{"$f":"IF(B14932=\"CoalST\",MATCH(E14932&\"|\"&F14932,EIA_Units!$BK$6:$BK$22655,0),\"\")","v":""},{"$f":"IF(O14932=\"\",\"\",INDEX(EIA_Units!P14932:'EIA_Units'!$P$6:$P$22655,O14932))","v":""},""]
[null,"EXCLUDE","MN","Benson City of",1964,"10","DFO","IC",1.8,null,"Electric Utility","N","Internal Combustion (PRMVR=IC)",null,{"$f":"IF(B14943=\"CoalST\",MATCH(E14943&\"|\"&F14943,EIA_Units!$BK$6:$BK$22655,0),\"\")","v":""},{"$f":"IF(O14943=\"\",\"\",INDEX(EIA_Units!P14943:'EIA_Units'!$P$6:$P$22655,O14943))","v":""},""]
[null,"EXCLUDE","MN","Benson City of",1964,"8","DFO","IC",1.8,null,"Electric Utility","N","Internal Combustion (PRMVR=IC)",null,{"$f":"IF(B14948=\"CoalST\",MATCH(E14948&\"|\"&F14948,EIA_Units!$BK$6:$BK$22655,0),\"\")","v":""},{"$f":"IF(O14948=\"\",\"\",INDEX(EIA_Units!P14948:'EIA_Units'!$P$6:$P$22655,O14948))","v":""},""]
[null,"EXCLUDE","MN","Delano",1969,"3","NG","IC",1.3,null,"Electric Utility","N","Internal Combustion (PRMVR=IC)",null,{"$f":"IF(B14963=\"CoalST\",MATCH(E14963&\"|\"&F14963,EIA_Units!$BK$6:$BK$22655,0),\"\")","v":""},{"$f":"IF(O14963=\"\",\"\",INDEX(EIA_Units!P14963:'EIA_Units'!$P$6:$P$22655,O14963))","v":""},""]
[null,"EXCLUDE","MN","Elk River City of",1971,"7","LFG","IC",0.8,null,"Electric Utility","N","Internal Combustion (PRMVR=IC)",null,{"$f":"IF(B14974=\"CoalST\",MATCH(E14974&\"|\"&F14974,EIA_Units!$BK$6:$BK$22655,0),\"\")","v":""},{"$f":"IF(O14974=\"\",\"\",INDEX(EIA_Units!P14974:'EIA_Units'!$P$6:$P$22655,O14974))","v":""},""]
[null,"EXCLUDE","MN","Fairmont",1973,"3","NG","ST",5,null,"Electric Utility","N","Steam unit (PRMVR=ST) under 25MW/250 MMBtu/hr",null,{"$f":"IF(B14979=\"CoalST\",MATCH(E14979&\"|\"&F14979,EIA_Units!$BK$6:$BK$22655,0),\"\")","v":""},{"$f":"IF(O14979=\"\",\"\",INDEX(EIA_Units!P14979:'EIA_Units'!$P$6:$P$22655,O14979))","v":""},""]
[null,"EXCLUDE","MN","Grand Marais",1976,"4","DFO","IC",0.1,null,"Electric Utility","N","Internal Combustion (PRMVR=IC)",null,{"$f":"IF(B14994=\"CoalST\",MATCH(E14994&\"|\"&F14994,EIA_Units!$BK$6:$BK$22655,0),\"\")","v":""},{"$f":"IF(O14994=\"\",\"\",INDEX(EIA_Units!P14994:'EIA_Units'!$P$6:$P$22655,O14994))","v":""},""]
[null,"EXCLUDE","MN","Hutchinson Plant #1",1980,"5","DFO","IC",2.1,null,"Electric Utility","N","Internal Combustion (PRMVR=IC)",null,{"$f":"IF(B15004=\"CoalST\",MATCH(E15004&\"|\"&F15004,EIA_Units!$BK$6:$BK$22655,0),\"\")","v":""},{"$f":"IF(O15004=\"\",\"\",INDEX(EIA_Units!P15004:'EIA_Units'!$P$6:$P$22655,O15004))","v":""},""]
[null,"EXCLUDE","MN","Kenyon Municipal",1983,"5","DFO","IC",1.8,null,"Electric Utility","N","Internal Combustion (PRMVR=IC)",null,{"$f":"IF(B15011=\"CoalST\",MATCH(E15011&\"|\"&F15011,EIA_Units!$BK$6:$BK$22655,0),\"\")","v":""},{"$f":"IF(O15011=\"\",\"\",INDEX(EIA_Units!P15011:'EIA_Units'!$P$6:$P$22655,O15011))","v":""},""]
[null,"EXCLUDE","MN","Litchfield",1989,"QS1","DFO","IC",2.2999999999999998,null,"Electric Utility","N","Internal Combustion (PRMVR=IC)",null,{"$f":"IF(B15022=\"CoalST\",MATCH(E15022&\"|\"&F15022,EIA_Units!$BK$6:$BK$22655,0),\"\")","v":""},{"$f":"IF(O15022=\"\",\"\",INDEX(EIA_Units!P15022:'EIA_Units'!$P$6:$P$22655,O15022))","v":""},""]
[null,"EXCLUDE","MN","Moorhead",1995,"3","DFO","IC",2.2999999999999998,null,"Electric Utility","N","Internal Combustion (PRMVR=IC)",null,{"$f":"IF(B15037=\"CoalST\",MATCH(E15037&\"|\"&F15037,EIA_Units!$BK$6:$BK$22655,0),\"\")","v":""},{"$f":"IF(O15037=\"\",\"\",INDEX(EIA_Units!P15037:'EIA_Units'!$P$6:$P$22655,O15037))","v":""},""]
[null,"EXCLUDE","MN","Moose Lake",1996,"2","DFO","IC",1.1000000000000001,null,"Electric Utility","N","Internal Combustion (PRMVR=IC)",null,{"$f":"IF(B15042=\"CoalST\",MATCH(E15042&\"|\"&F15042,EIA_Units!$BK$6:$BK$22655,0),\"\")","v":""},{"$f":"IF(O15042=\"\",\"\",INDEX(EIA_Units!P15042:'EIA_Units'!$P$6:$P$22655,O15042))","v":""},""]
[null,"EXCLUDE","MN","Mountain Lake",1998,"6","DFO","IC",1.8,null,"Electric Utility","N","Internal Combustion (PRMVR=IC)",null,{"$f":"IF(B15053=\"CoalST\",MATCH(E15053&\"|\"&F15053,EIA_Units!$BK$6:$BK$22655,0),\"\")","v":""},{"$f":"IF(O15053=\"\",\"\",INDEX(EIA_Units!P15053:'EIA_Units'!$P$6:$P$22655,O15053))","v":""},""]
[null,"EXCLUDE","MN","New Prague",1999,"4","NG","IC",3.5,null,"Electric Utility","N","Internal Combustion (PRMVR=IC)",null,{"$f":"IF(B15058=\"CoalST\",MATCH(E15058&\"|\"&F15058,EIA_Units!$BK$6:$BK$22655,0),\"\")","v":""},{"$f":"IF(O15058=\"\",\"\",INDEX(EIA_Units!P15058:'EIA_Units'!$P$6:$P$22655,O15058))","v":""},""]
[null,"EXCLUDE","MN","Owatonna",2003,"6","NG","ST",20,null,"Electric Utility","N","Steam unit (PRMVR=ST) under 25MW/250 MMBtu/hr",null,{"$f":"IF(B15069=\"CoalST\",MATCH(E15069&\"|\"&F15069,EIA_Units!$BK$6:$BK$22655,0),\"\")","v":""},{"$f":"IF(O15069=\"\",\"\",INDEX(EIA_Units!P15069:'EIA_Units'!$P$6:$P$22655,O15069))","v":""},""]
[null,"EXCLUDE","MN","Redwood Falls",2009,"6","DFO","IC",2.2000000000000002,null,"Electric Utility","N","Internal Combustion (PRMVR=IC)",null,{"$f":"IF(B15084=\"CoalST\",MATCH(E15084&\"|\"&F15084,EIA_Units!$BK$6:$BK$22655,0),\"\")","v":""},{"$f":"IF(O15084=\"\",\"\",INDEX(EIA_Units!P15084:'EIA_Units'!$P$6:$P$22655,O15084))","v":""},""]
[null,"EXCLUDE","MN","Sleepy Eye",2011,"5","DFO","IC",1.8,null,"Electric Utility","N","Internal Combustion (PRMVR=IC)",null,{"$f":"IF(B15089=\"CoalST\",MATCH(E15089&\"|\"&F15089,EIA_Units!$BK$6:$BK$22655,0),\"\")","v":""},{"$f":"IF(O15089=\"\",\"\",INDEX(EIA_Units!P15089:'EIA_Units'!$P$6:$P$22655,O15089))","v":""},""]
[null,"EXCLUDE","MN","Spring Valley",2013,"1","DFO","IC",0.8,null,"Electric Utility","N","Internal Combustion (PRMVR=IC)",null,{"$f":"IF(B15100=\"CoalST\",MATCH(E15100&\"|\"&F15100,EIA_Units!$BK$6:$BK$22655,0),\"\")","v":""},{"$f":"IF(O15100=\"\",\"\",INDEX(EIA_Units!P15100:'EIA_Units'!$P$6:$P$22655,O15100))","v":""},""]
[null,"EXCLUDE","MN","Truman",2015,"7","DFO","IC",2.2000000000000002,null,"Electric Utility","N","Internal Combustion (PRMVR=IC)",null,{"$f":"IF(B15115=\"CoalST\",MATCH(E15115&\"|\"&F15115,EIA_Units!$BK$6:$BK$22655,0),\"\")","v":""},{"$f":"IF(O15115=\"\",\"\",INDEX(EIA_Units!P15115:'EIA_Units'!$P$6:$P$22655,O15115))","v":""},""]
[null,"EXCLUDE","MN","Willmar",2022,"ST1","SUB","ST",4,null,"Electric Utility","N","Steam unit (PRMVR=ST) under 25MW/250 MMBtu/hr",null,{"$f":"IF(B15125=\"CoalST\",MATCH(E15125&\"|\"&F15125,EIA_Units!$BK$6:$BK$22655,0),\"\")","v":""},{"$f":"IF(O15125=\"\",\"\",INDEX(EIA_Units!P15125:'EIA_Units'!$P$6:$P$22655,O15125))","v":""},""]
[null,"EXCLUDE","MN","Worthington",2024,"12","WND","WT",1,null,"Electric Utility","N","Non Combustion (NUC, WAT, WND, GEO, or SUN)",null,{"$f":"IF(B15132=\"CoalST\",MATCH(E15132&\"|\"&F15132,EIA_Units!$BK$6:$BK$22655,0),\"\")","v":""},{"$f":"IF(O15132=\"\",\"\",INDEX(EIA_Units!P15132:'EIA_Units'!$P$6:$P$22655,O15132))","v":""},""]
[null,"EXCLUDE","MS","Henderson",2062,"1","NG","ST",12.6,null,"Electric Utility","N","Steam unit (PRMVR=ST) under 25MW/250 MMBtu/hr",null,{"$f":"IF(B15147=\"CoalST\",MATCH(E15147&\"|\"&F15147,EIA_Units!$BK$6:$BK$22655,0),\"\")","v":""},{"$f":"IF(O15147=\"\",\"\",INDEX(EIA_Units!P15147:'EIA_Units'!$P$6:$P$22655,O15147))","v":""},""]
[null,"EXCLUDE","MS","Wright",2063,"W2","NG","ST",5,null,"Electric Utility","N","Steam unit (PRMVR=ST) under 25MW/250 MMBtu/hr",null,{"$f":"IF(B15158=\"CoalST\",MATCH(E15158&\"|\"&F15158,EIA_Units!$BK$6:$BK$22655,0),\"\")","v":""},{"$f":"IF(O15158=\"\",\"\",INDEX(EIA_Units!P15158:'EIA_Units'!$P$6:$P$22655,O15158))","v":""},""]
[null,"EXCLUDE","MO","Northeast",2081,"19","DFO","IC",2,null,"Electric Utility","N","Internal Combustion (PRMVR=IC)",null,{"$f":"IF(B15163=\"CoalST\",MATCH(E15163&\"|\"&F15163,EIA_Units!$BK$6:$BK$22655,0),\"\")","v":""},{"$f":"IF(O15163=\"\",\"\",INDEX(EIA_Units!P15163:'EIA_Units'!$P$6:$P$22655,O15163))","v":""},""]
[null,"EXCLUDE","MO","Butler",2115,"5","DFO","IC",1.4,null,"Electric Utility","N","Internal Combustion (PRMVR=IC)",null,{"$f":"IF(B15178=\"CoalST\",MATCH(E15178&\"|\"&F15178,EIA_Units!$BK$6:$BK$22655,0),\"\")","v":""},{"$f":"IF(O15178=\"\",\"\",INDEX(EIA_Units!P15178:'EIA_Units'!$P$6:$P$22655,O15178))","v":""},""]
[null,"EXCLUDE","MO","Butler",2115,"IC6","DFO","IC",1.5,null,"Electric Utility","N","Internal Combustion (PRMVR=IC)",null,{"$f":"IF(B15179=\"CoalST\",MATCH(E15179&\"|\"&F15179,EIA_Units!$BK$6:$BK$22655,0),\"\")","v":""},{"$f":"IF(O15179=\"\",\"\",INDEX(EIA_Units!P15179:'EIA_Units'!$P$6:$P$22655,O15179))","v":""},""]
[null,"EXCLUDE","MO","Carrollton",2120,"9","NG","IC",4.0999999999999996,null,"Electric Utility","N","Internal Combustion (PRMVR=IC)",null,{"$f":"IF(B15194=\"CoalST\",MATCH(E15194&\"|\"&F15194,EIA_Units!$BK$6:$BK$22655,0),\"\")","v":""},{"$f":"IF(O15194=\"\",\"\",INDEX(EIA_Units!P15194:'EIA_Units'!$P$6:$P$22655,O15194))","v":""},""]
[null,"EXCLUDE","MO","Carthage",2121,"14","NG","IC",6,null,"Electric Utility","N","Internal Combustion (PRMVR=IC)",null,{"$f":"IF(B15199=\"CoalST\",MATCH(E15199&\"|\"&F15199,EIA_Units!$BK$6:$BK$22655,0),\"\")","v":""},{"$f":"IF(O15199=\"\",\"\",INDEX(EIA_Units!P15199:'EIA_Units'!$P$6:$P$22655,O15199))","v":""},""]
[null,"EXCLUDE","MO","Chillicothe",2122,"D4","DFO","IC",2,null,"Electric Utility","N","Internal Combustion (PRMVR=IC)",null,{"$f":"IF(B15210=\"CoalST\",MATCH(E15210&\"|\"&F15210,EIA_Units!$BK$6:$BK$22655,0),\"\")","v":""},{"$f":"IF(O15210=\"\",\"\",INDEX(EIA_Units!P15210:'EIA_Units'!$P$6:$P$22655,O15210))","v":""},""]
[null,"EXCLUDE","MO","Fayette",2125,"GT2","DFO","IC",3.5,null,"Electric Utility","N","Internal Combustion (PRMVR=IC)",null,{"$f":"IF(B15225=\"CoalST\",MATCH(E15225&\"|\"&F15225,EIA_Units!$BK$6:$BK$22655,0),\"\")","v":""},{"$f":"IF(O15225=\"\",\"\",INDEX(EIA_Units!P15225:'EIA_Units'!$P$6:$P$22655,O15225))","v":""},""]
[null,"EXCLUDE","MO","Higginsville",2131,"2","DFO","IC",1.7,null,"Electric Utility","N","Internal Combustion (PRMVR=IC)",null,{"$f":"IF(B15236=\"CoalST\",MATCH(E15236&\"|\"&F15236,EIA_Units!$BK$6:$BK$22655,0),\"\")","v":""},{"$f":"IF(O15236=\"\",\"\",INDEX(EIA_Units!P15236:'EIA_Units'!$P$6:$P$22655,O15236))","v":""},""]
[null,"EXCLUDE","MO","Higginsville",2131,"6","DFO","IC",5.5,null,"Electric Utility","N","Internal Combustion (PRMVR=IC)",null,{"$f":"IF(B15239=\"CoalST\",MATCH(E15239&\"|\"&F15239,EIA_Units!$BK$6:$BK$22655,0),\"\")","v":""},{"$f":"IF(O15239=\"\",\"\",INDEX(EIA_Units!P15239:'EIA_Units'!$P$6:$P$22655,O15239))","v":""},{"$f":"IF(O15239=\"\",\"\",2014-P15239)","v":""}]
[null,"EXCLUDE","MO","Kahoka",2138,"6","DFO","IC",0.7,null,"Electric Utility","N","Internal Combustion (PRMVR=IC)",null,{"$f":"IF(B15257=\"CoalST\",MATCH(E15257&\"|\"&F15257,EIA_Units!$BK$6:$BK$22655,0),\"\")","v":""},{"$f":"IF(O15257=\"\",\"\",INDEX(EIA_Units!P15257:'EIA_Units'!$P$6:$P$22655,O15257))","v":""},""]
[null,"EXCLUDE","MO","Kennett",2139,"4","NG","IC",2.5,null,"Electric Utility","N","Internal Combustion (PRMVR=IC)",null,{"$f":"IF(B15268=\"CoalST\",MATCH(E15268&\"|\"&F15268,EIA_Units!$BK$6:$BK$22655,0),\"\")","v":""},{"$f":"IF(O15268=\"\",\"\",INDEX(EIA_Units!P15268:'EIA_Units'!$P$6:$P$22655,O15268))","v":""},""]
[null,"EXCLUDE","MO","Kennett",2139,"9","NG","IC",6.2,null,"Electric Utility","N","Internal Combustion (PRMVR=IC)",null,{"$f":"IF(B15273=\"CoalST\",MATCH(E15273&\"|\"&F15273,EIA_Units!$BK$6:$BK$22655,0),\"\")","v":""},{"$f":"IF(O15273=\"\",\"\",INDEX(EIA_Units!P15273:'EIA_Units'!$P$6:$P$22655,O15273))","v":""},""]
[null,"EXCLUDE","MO","Malden",2142,"1","DFO","IC",1.4,null,"Electric Utility","N","Internal Combustion (PRMVR=IC)",null,{"$f":"IF(B15284=\"CoalST\",MATCH(E15284&\"|\"&F15284,EIA_Units!$BK$6:$BK$22655,0),\"\")","v":""},{"$f":"IF(O15284=\"\",\"\",INDEX(EIA_Units!P15284:'EIA_Units'!$P$6:$P$22655,O15284))","v":""},""]
[null,"EXCLUDE","MO","Memphis",2145,"11","DFO","IC",1,null,"Electric Utility","N","Internal Combustion (PRMVR=IC)",null,{"$f":"IF(B15299=\"CoalST\",MATCH(E15299&\"|\"&F15299,EIA_Units!$BK$6:$BK$22655,0),\"\")","v":""},{"$f":"IF(O15299=\"\",\"\",INDEX(EIA_Units!P15299:'EIA_Units'!$P$6:$P$22655,O15299))","v":""},""]
[null,"EXCLUDE","MO","Memphis",2145,"7","DFO","IC",1.1000000000000001,null,"Electric Utility","N","Internal Combustion (PRMVR=IC)",null,{"$f":"IF(B15304=\"CoalST\",MATCH(E15304&\"|\"&F15304,EIA_Units!$BK$6:$BK$22655,0),\"\")","v":""},{"$f":"IF(O15304=\"\",\"\",INDEX(EIA_Units!P15304:'EIA_Units'!$P$6:$P$22655,O15304))","v":""},""]
[null,"EXCLUDE","MO","Monroe",2146,"6","NG","IC",2,null,"Electric Utility","N","Internal Combustion (PRMVR=IC)",null,{"$f":"IF(B15315=\"CoalST\",MATCH(E15315&\"|\"&F15315,EIA_Units!$BK$6:$BK$22655,0),\"\")","v":""},{"$f":"IF(O15315=\"\",\"\",INDEX(EIA_Units!P15315:'EIA_Units'!$P$6:$P$22655,O15315))","v":""},""]
[null,"EXCLUDE","MO","Odessa",2148,"3","DFO","IC",2,null,"Electric Utility","N","Internal Combustion (PRMVR=IC)",null,{"$f":"IF(B15320=\"CoalST\",MATCH(E15320&\"|\"&F15320,EIA_Units!$BK$6:$BK$22655,0),\"\")","v":""},{"$f":"IF(O15320=\"\",\"\",INDEX(EIA_Units!P15320:'EIA_Units'!$P$6:$P$22655,O15320))","v":""},""]
[null,"EXCLUDE","MO","Coleman",2158,"IC1","DFO","IC",2,null,"Electric Utility","N","Internal Combustion (PRMVR=IC)",null,{"$f":"IF(B15335=\"CoalST\",MATCH(E15335&\"|\"&F15335,EIA_Units!$BK$6:$BK$22655,0),\"\")","v":""},{"$f":"IF(O15335=\"\",\"\",INDEX(EIA_Units!P15335:'EIA_Units'!$P$6:$P$22655,O15335))","v":""},""]
[null,"EXCLUDE","MO","Unionville City of",2164,"3","DFO","IC",0.2,null,"Electric Utility","N","Internal Combustion (PRMVR=IC)",null,{"$f":"IF(B15346=\"CoalST\",MATCH(E15346&\"|\"&F15346,EIA_Units!$BK$6:$BK$22655,0),\"\")","v":""},{"$f":"IF(O15346=\"\",\"\",INDEX(EIA_Units!P15346:'EIA_Units'!$P$6:$P$22655,O15346))","v":""},""]
[null,"EXCLUDE","MO","Unionville City of",2164,"8","DFO","IC",1.3,null,"Electric Utility","N","Internal Combustion (PRMVR=IC)",null,{"$f":"IF(B15351=\"CoalST\",MATCH(E15351&\"|\"&F15351,EIA_Units!$BK$6:$BK$22655,0),\"\")","v":""},{"$f":"IF(O15351=\"\",\"\",INDEX(EIA_Units!P15351:'EIA_Units'!$P$6:$P$22655,O15351))","v":""},""]
[null,"EXCLUDE","MT","Milltown",2190,"3","WAT","HY",0.6,null,"Electric Utility","N","Non Combustion (NUC, WAT, WND, GEO, or SUN)",null,{"$f":"IF(B15364=\"CoalST\",MATCH(E15364&\"|\"&F15364,EIA_Units!$BK$6:$BK$22655,0),\"\")","v":""},{"$f":"IF(O15364=\"\",\"\",INDEX(EIA_Units!P15364:'EIA_Units'!$P$6:$P$22655,O15364))","v":""},""]
[null,"EXCLUDE","NE","Arnold",2216,"2A","DFO","IC",0.1,null,"Electric Utility","N","Internal Combustion (PRMVR=IC)",null,{"$f":"IF(B15378=\"CoalST\",MATCH(E15378&\"|\"&F15378,EIA_Units!$BK$6:$BK$22655,0),\"\")","v":""},{"$f":"IF(O15378=\"\",\"\",INDEX(EIA_Units!P15378:'EIA_Units'!$P$6:$P$22655,O15378))","v":""},""]
[null,"EXCLUDE","NE","Beaver City",2217,"3","DFO","IC",0.3,null,"Electric Utility","N","Internal Combustion (PRMVR=IC)",null,{"$f":"IF(B15383=\"CoalST\",MATCH(E15383&\"|\"&F15383,EIA_Units!$BK$6:$BK$22655,0),\"\")","v":""},{"$f":"IF(O15383=\"\",\"\",INDEX(EIA_Units!P15383:'EIA_Units'!$P$6:$P$22655,O15383))","v":""},""]
[null,"EXCLUDE","NE","Burwell",2222,"4","DFO","IC",0.6,null,"Electric Utility","N","Internal Combustion (PRMVR=IC)",null,{"$f":"IF(B15394=\"CoalST\",MATCH(E15394&\"|\"&F15394,EIA_Units!$BK$6:$BK$22655,0),\"\")","v":""},{"$f":"IF(O15394=\"\",\"\",INDEX(EIA_Units!P15394:'EIA_Units'!$P$6:$P$22655,O15394))","v":""},""]
[null,"EXCLUDE","NE","Crete",2231,"4","NG","IC",1.1000000000000001,null,"Electric Utility","N","Internal Combustion (PRMVR=IC)",null,{"$f":"IF(B15409=\"CoalST\",MATCH(E15409&\"|\"&F15409,EIA_Units!$BK$6:$BK$22655,0),\"\")","v":""},{"$f":"IF(O15409=\"\",\"\",INDEX(EIA_Units!P15409:'EIA_Units'!$P$6:$P$22655,O15409))","v":""},""]
[null,"EXCLUDE","NE","David City",2233,"5","DFO","IC",1.6,null,"Electric Utility","N","Internal Combustion (PRMVR=IC)",null,{"$f":"IF(B15420=\"CoalST\",MATCH(E15420&\"|\"&F15420,EIA_Units!$BK$6:$BK$22655,0),\"\")","v":""},{"$f":"IF(O15420=\"\",\"\",INDEX(EIA_Units!P15420:'EIA_Units'!$P$6:$P$22655,O15420))","v":""},""]
[null,"EXCLUDE","NE","Deshler",2234,"4","DFO","IC",0.6,null,"Electric Utility","N","Internal Combustion (PRMVR=IC)",null,{"$f":"IF(B15425=\"CoalST\",MATCH(E15425&\"|\"&F15425,EIA_Units!$BK$6:$BK$22655,0),\"\")","v":""},{"$f":"IF(O15425=\"\",\"\",INDEX(EIA_Units!P15425:'EIA_Units'!$P$6:$P$22655,O15425))","v":""},""]
[null,"EXCLUDE","NE","Franklin",2238,"3","NG","IC",1.1000000000000001,null,"Electric Utility","N","Internal Combustion (PRMVR=IC)",null,{"$f":"IF(B15440=\"CoalST\",MATCH(E15440&\"|\"&F15440,EIA_Units!$BK$6:$BK$22655,0),\"\")","v":""},{"$f":"IF(O15440=\"\",\"\",INDEX(EIA_Units!P15440:'EIA_Units'!$P$6:$P$22655,O15440))","v":""},""]
[null,"EXCLUDE","NE","Franklin",2238,"4","NG","IC",0.9,null,"Electric Utility","N","Internal Combustion (PRMVR=IC)",null,{"$f":"IF(B15441=\"CoalST\",MATCH(E15441&\"|\"&F15441,EIA_Units!$BK$6:$BK$22655,0),\"\")","v":""},{"$f":"IF(O15441=\"\",\"\",INDEX(EIA_Units!P15441:'EIA_Units'!$P$6:$P$22655,O15441))","v":""},""]
[null,"EXCLUDE","NE","Lyons",2253,"4A","DFO","IC",1.2,null,"Electric Utility","N","Internal Combustion (PRMVR=IC)",null,{"$f":"IF(B15456=\"CoalST\",MATCH(E15456&\"|\"&F15456,EIA_Units!$BK$6:$BK$22655,0),\"\")","v":""},{"$f":"IF(O15456=\"\",\"\",INDEX(EIA_Units!P15456:'EIA_Units'!$P$6:$P$22655,O15456))","v":""},""]
[null,"EXCLUDE","NE","Nebraska City # 1",2255,"4","NG","IC",3.1,null,"Electric Utility","N","Internal Combustion (PRMVR=IC)",null,{"$f":"IF(B15461=\"CoalST\",MATCH(E15461&\"|\"&F15461,EIA_Units!$BK$6:$BK$22655,0),\"\")","v":""},{"$f":"IF(O15461=\"\",\"\",INDEX(EIA_Units!P15461:'EIA_Units'!$P$6:$P$22655,O15461))","v":""},""]
[null,"EXCLUDE","NE","Ord",2294,"2","DFO","IC",1.5,null,"Electric Utility","N","Internal Combustion (PRMVR=IC)",null,{"$f":"IF(B15472=\"CoalST\",MATCH(E15472&\"|\"&F15472,EIA_Units!$BK$6:$BK$22655,0),\"\")","v":""},{"$f":"IF(O15472=\"\",\"\",INDEX(EIA_Units!P15472:'EIA_Units'!$P$6:$P$22655,O15472))","v":""},""]
[null,"EXCLUDE","NE","Plainview Muncipal Power",2297,"1","DFO","IC",1.1000000000000001,null,"Electric Utility","N","Internal Combustion (PRMVR=IC)",null,{"$f":"IF(B15485=\"CoalST\",MATCH(E15485&\"|\"&F15485,EIA_Units!$BK$6:$BK$22655,0),\"\")","v":""},{"$f":"IF(O15485=\"\",\"\",INDEX(EIA_Units!P15485:'EIA_Units'!$P$6:$P$22655,O15485))","v":""},""]
[null,"EXCLUDE","NE","Sidney",2302,"3","DFO","IC",0.8,null,"Electric Utility","N","Internal Combustion (PRMVR=IC)",null,{"$f":"IF(B15499=\"CoalST\",MATCH(E15499&\"|\"&F15499,EIA_Units!$BK$6:$BK$22655,0),\"\")","v":""},{"$f":"IF(O15499=\"\",\"\",INDEX(EIA_Units!P15499:'EIA_Units'!$P$6:$P$22655,O15499))","v":""},""]
[null,"EXCLUDE","NE","Spalding",2303,"6","DFO","IC",1.3,null,"Electric Utility","N","Internal Combustion (PRMVR=IC)",null,{"$f":"IF(B15504=\"CoalST\",MATCH(E15504&\"|\"&F15504,EIA_Units!$BK$6:$BK$22655,0),\"\")","v":""},{"$f":"IF(O15504=\"\",\"\",INDEX(EIA_Units!P15504:'EIA_Units'!$P$6:$P$22655,O15504))","v":""},""]
[null,"EXCLUDE","NE","Wahoo",2310,"2","DFO","IC",0.5,null,"Electric Utility","N","Internal Combustion (PRMVR=IC)",null,{"$f":"IF(B15519=\"CoalST\",MATCH(E15519&\"|\"&F15519,EIA_Units!$BK$6:$BK$22655,0),\"\")","v":""},{"$f":"IF(O15519=\"\",\"\",INDEX(EIA_Units!P15519:'EIA_Units'!$P$6:$P$22655,O15519))","v":""},""]
[null,"EXCLUDE","NE","Wayne",2312,"3","DFO","IC",1.9,null,"Electric Utility","N","Internal Combustion (PRMVR=IC)",null,{"$f":"IF(B15530=\"CoalST\",MATCH(E15530&\"|\"&F15530,EIA_Units!$BK$6:$BK$22655,0),\"\")","v":""},{"$f":"IF(O15530=\"\",\"\",INDEX(EIA_Units!P15530:'EIA_Units'!$P$6:$P$22655,O15530))","v":""},""]
[null,"EXCLUDE","NE","Wayne",2312,"8","DFO","IC",3.5,null,"Electric Utility","N","Internal Combustion (PRMVR=IC)",null,{"$f":"IF(B15535=\"CoalST\",MATCH(E15535&\"|\"&F15535,EIA_Units!$BK$6:$BK$22655,0),\"\")","v":""},{"$f":"IF(O15535=\"\",\"\",INDEX(EIA_Units!P15535:'EIA_Units'!$P$6:$P$22655,O15535))","v":""},""]
[null,"EXCLUDE","NV","Clark",2322,"3","NG","ST",75,null,"Electric Utility","N","Status of operation (IP,L,P,T,or U) or Retired before 2012",null,{"$f":"IF(B15550=\"CoalST\",MATCH(E15550&\"|\"&F15550,EIA_Units!$BK$6:$BK$22655,0),\"\")","v":""},{"$f":"IF(O15550=\"\",\"\",INDEX(EIA_Units!P15550:'EIA_Units'!$P$6:$P$22655,O15550))","v":""},""]
[null,"EXCLUDE","NJ","Deepwater",2384,"4","RFO","ST",53,null,"Electric Utility/IPP Non-CHP","N","Status of operation (IP,L,P,T,or U) or Retired before 2012",null,{"$f":"IF(B15561=\"CoalST\",MATCH(E15561&\"|\"&F15561,EIA_Units!$BK$6:$BK$22655,0),\"\")","v":""},{"$f":"IF(O15561=\"\",\"\",INDEX(EIA_Units!P15561:'EIA_Units'!$P$6:$P$22655,O15561))","v":""},""]
[null,"EXCLUDE","NJ","PSEG Bayonne Generating Station",2397,"2","KER","GT",21,null,"IPP Non-CHP","N","Simple Cycle Turbine (PRMVR=GT or OT) unit under 25MW",null,{"$f":"IF(B15566=\"CoalST\",MATCH(E15566&\"|\"&F15566,EIA_Units!$BK$6:$BK$22655,0),\"\")","v":""},{"$f":"IF(O15566=\"\",\"\",INDEX(EIA_Units!P15566:'EIA_Units'!$P$6:$P$22655,O15566))","v":""},""]
[null,"EXCLUDE","NJ","PSEG Kearny Generating Station",2404,"7","RFO","ST",147,null,"IPP Non-CHP","N","Status of operation (IP,L,P,T,or U) or Retired before 2012",null,{"$f":"IF(B15577=\"CoalST\",MATCH(E15577&\"|\"&F15577,EIA_Units!$BK$6:$BK$22655,0),\"\")","v":""},{"$f":"IF(O15577=\"\",\"\",INDEX(EIA_Units!P15577:'EIA_Units'!$P$6:$P$22655,O15577))","v":""},""]
[null,"EXCLUDE","NJ","Howard Down",2434,"6","RFO","ST",5,null,"Electric Utility","N","Steam unit (PRMVR=ST) under 25MW/250 MMBtu/hr",null,{"$f":"IF(B15582=\"CoalST\",MATCH(E15582&\"|\"&F15582,EIA_Units!$BK$6:$BK$22655,0),\"\")","v":""},{"$f":"IF(O15582=\"\",\"\",INDEX(EIA_Units!P15582:'EIA_Units'!$P$6:$P$22655,O15582))","v":""},""]
[null,"EXCLUDE","NM","Tucumcari",2469,"5","DFO","IC",1,null,"Electric Utility","N","Internal Combustion (PRMVR=IC)",null,{"$f":"IF(B15597=\"CoalST\",MATCH(E15597&\"|\"&F15597,EIA_Units!$BK$6:$BK$22655,0),\"\")","v":""},{"$f":"IF(O15597=\"\",\"\",INDEX(EIA_Units!P15597:'EIA_Units'!$P$6:$P$22655,O15597))","v":""},""]
[null,"EXCLUDE","NY","Waterside",2502,"9","RFO","ST",62.5,null,"Electric Utility","Y","Status of operation (IP,L,P,T,or U) or Retired before 2012",null,{"$f":"IF(B15610=\"CoalST\",MATCH(E15610&\"|\"&F15610,EIA_Units!$BK$6:$BK$22655,0),\"\")","v":""},{"$f":"IF(O15610=\"\",\"\",INDEX(EIA_Units!P15610:'EIA_Units'!$P$6:$P$22655,O15610))","v":""},""]
[null,"EXCLUDE","NY","East Hampton",2512,"4","DFO","IC",2,null,"Electric Utility","N","Internal Combustion (PRMVR=IC)",null,{"$f":"IF(B15614=\"CoalST\",MATCH(E15614&\"|\"&F15614,EIA_Units!$BK$6:$BK$22655,0),\"\")","v":""},{"$f":"IF(O15614=\"\",\"\",INDEX(EIA_Units!P15614:'EIA_Units'!$P$6:$P$22655,O15614))","v":""},""]
[null,"EXCLUDE","NY","Keuka",2533,"1","WAT","HY",2,null,"Electric Utility","N","Non Combustion (NUC, WAT, WND, GEO, or SUN)",null,{"$f":"IF(B15625=\"CoalST\",MATCH(E15625&\"|\"&F15625,EIA_Units!$BK$6:$BK$22655,0),\"\")","v":""},{"$f":"IF(O15625=\"\",\"\",INDEX(EIA_Units!P15625:'EIA_Units'!$P$6:$P$22655,O15625))","v":""},""]
[null,"EXCLUDE","NY","Bowline Point",2625,"BOW3","NG","CC",750,null,"IPP Non-CHP","N","Status of operation (IP,L,P,T,or U) or Retired before 2012",null,{"$f":"IF(B15640=\"CoalST\",MATCH(E15640&\"|\"&F15640,EIA_Units!$BK$6:$BK$22655,0),\"\")","v":""},{"$f":"IF(O15640=\"\",\"\",INDEX(EIA_Units!P15640:'EIA_Units'!$P$6:$P$22655,O15640))","v":""},""]
[null,"EXCLUDE","NY","Rochester 26",2638,"1","WAT","HY",3,null,"Electric Utility","N","Non Combustion (NUC, WAT, WND, GEO, or SUN)",null,{"$f":"IF(B15645=\"CoalST\",MATCH(E15645&\"|\"&F15645,EIA_Units!$BK$6:$BK$22655,0),\"\")","v":""},{"$f":"IF(O15645=\"\",\"\",INDEX(EIA_Units!P15645:'EIA_Units'!$P$6:$P$22655,O15645))","v":""},""]
[null,"EXCLUDE","NY","Plant No 1",2678,"4","DFO","IC",5.0999999999999996,null,"Electric Utility","N","Internal Combustion (PRMVR=IC)",null,{"$f":"IF(B15656=\"CoalST\",MATCH(E15656&\"|\"&F15656,EIA_Units!$BK$6:$BK$22655,0),\"\")","v":""},{"$f":"IF(O15656=\"\",\"\",INDEX(EIA_Units!P15656:'EIA_Units'!$P$6:$P$22655,O15656))","v":""},""]
[null,"EXCLUDE","NY","Charles P Keller",2695,"9","NG","IC",3.5,null,"Electric Utility","N","Internal Combustion (PRMVR=IC)",null,{"$f":"IF(B15671=\"CoalST\",MATCH(E15671&\"|\"&F15671,EIA_Units!$BK$6:$BK$22655,0),\"\")","v":""},{"$f":"IF(O15671=\"\",\"\",INDEX(EIA_Units!P15671:'EIA_Units'!$P$6:$P$22655,O15671))","v":""},""]
[null,"EXCLUDE","NC","W H Weatherspoon",2716,"1","BIT","ST",46,null,"Electric Utility","N","Status of operation (IP,L,P,T,or U) or Retired before 2012",null,{"$f":"IF(B15676=\"CoalST\",MATCH(E15676&\"|\"&F15676,EIA_Units!$BK$6:$BK$22655,0),\"\")","v":""},{"$f":"IF(O15676=\"\",\"\",INDEX(EIA_Units!P15676:'EIA_Units'!$P$6:$P$22655,O15676))","v":""},""]
[null,"EXCLUDE","NC","Kitty Hawk",2757,"GT2","DFO","GT",23.8,null,"Electric Utility","N","Simple Cycle Turbine (PRMVR=GT or OT) unit under 25MW",null,{"$f":"IF(B15687=\"CoalST\",MATCH(E15687&\"|\"&F15687,EIA_Units!$BK$6:$BK$22655,0),\"\")","v":""},{"$f":"IF(O15687=\"\",\"\",INDEX(EIA_Units!P15687:'EIA_Units'!$P$6:$P$22655,O15687))","v":""},{"$f":"IF(O15687=\"\",\"\",2014-P15687)","v":""}]
[null,"EXCLUDE","ND","Grand Forks",2821,"10","DFO","IC",1.1000000000000001,null,"Electric Utility","N","Internal Combustion (PRMVR=IC)",null,{"$f":"IF(B15702=\"CoalST\",MATCH(E15702&\"|\"&F15702,EIA_Units!$BK$6:$BK$22655,0),\"\")","v":""},{"$f":"IF(O15702=\"\",\"\",INDEX(EIA_Units!P15702:'EIA_Units'!$P$6:$P$22655,O15702))","v":""},""]
[null,"EXCLUDE","ND","Grand Forks",2821,"11","DFO","IC",1.1000000000000001,null,"Electric Utility","N","Internal Combustion (PRMVR=IC)",null,{"$f":"IF(B15703=\"CoalST\",MATCH(E15703&\"|\"&F15703,EIA_Units!$BK$6:$BK$22655,0),\"\")","v":""},{"$f":"IF(O15703=\"\",\"\",INDEX(EIA_Units!P15703:'EIA_Units'!$P$6:$P$22655,O15703))","v":""},""]
[null,"EXCLUDE","OH","FirstEnergy Ashtabula",2835,"7","BIT","ST",46,null,"Electric Utility/IPP Non-CHP","N","Status of operation (IP,L,P,T,or U) or Retired before 2012",null,{"$f":"IF(B15718=\"CoalST\",MATCH(E15718&\"|\"&F15718,EIA_Units!$BK$6:$BK$22655,0),\"\")","v":""},{"$f":"IF(O15718=\"\",\"\",INDEX(EIA_Units!P15718:'EIA_Units'!$P$6:$P$22655,O15718))","v":""},""]
[null,"EXCLUDE","OH","J M Stuart",2850,"D2","DFO","IC",2.7,null,"Electric Utility","N","Internal Combustion (PRMVR=IC)",null,{"$f":"IF(B15731=\"CoalST\",MATCH(E15731&\"|\"&F15731,EIA_Units!$BK$6:$BK$22655,0),\"\")","v":""},{"$f":"IF(O15731=\"\",\"\",INDEX(EIA_Units!P15731:'EIA_Units'!$P$6:$P$22655,O15731))","v":""},""]
[null,"EXCLUDE","OH","Monument",2851,"2","DFO","IC",2.7,null,"Electric Utility","N","Internal Combustion (PRMVR=IC)",null,{"$f":"IF(B15735=\"CoalST\",MATCH(E15735&\"|\"&F15735,EIA_Units!$BK$6:$BK$22655,0),\"\")","v":""},{"$f":"IF(O15735=\"\",\"\",INDEX(EIA_Units!P15735:'EIA_Units'!$P$6:$P$22655,O15735))","v":""},""]
[null,"EXCLUDE","OH","FirstEnergy R E Burger",2864,"2","BIT","ST",62.5,null,"IPP Non-CHP","N","Status of operation (IP,L,P,T,or U) or Retired before 2012",null,{"$f":"IF(B15750=\"CoalST\",MATCH(E15750&\"|\"&F15750,EIA_Units!$BK$6:$BK$22655,0),\"\")","v":""},{"$f":"IF(O15750=\"\",\"\",INDEX(EIA_Units!P15750:'EIA_Units'!$P$6:$P$22655,O15750))","v":""},""]
[null,"EXCLUDE","OH","FirstEnergy W H Sammis",2866,"B4","DFO","IC",2.5,null,"IPP Non-CHP","N","Internal Combustion (PRMVR=IC)",null,{"$f":"IF(B15761=\"CoalST\",MATCH(E15761&\"|\"&F15761,EIA_Units!$BK$6:$BK$22655,0),\"\")","v":""},{"$f":"IF(O15761=\"\",\"\",INDEX(EIA_Units!P15761:'EIA_Units'!$P$6:$P$22655,O15761))","v":""},""]
[null,"EXCLUDE","OH","Arcanum",2902,"1","DFO","IC",0.7,null,"Electric Utility","N","Internal Combustion (PRMVR=IC)",null,{"$f":"IF(B15766=\"CoalST\",MATCH(E15766&\"|\"&F15766,EIA_Units!$BK$6:$BK$22655,0),\"\")","v":""},{"$f":"IF(O15766=\"\",\"\",INDEX(EIA_Units!P15766:'EIA_Units'!$P$6:$P$22655,O15766))","v":""},""]
[null,"EXCLUDE","OH","Lebanon",2921,"7","DFO","GT",6,null,"Electric Utility","N","Simple Cycle Turbine (PRMVR=GT or OT) unit under 25MW",null,{"$f":"IF(B15781=\"CoalST\",MATCH(E15781&\"|\"&F15781,EIA_Units!$BK$6:$BK$22655,0),\"\")","v":""},{"$f":"IF(O15781=\"\",\"\",INDEX(EIA_Units!P15781:'EIA_Units'!$P$6:$P$22655,O15781))","v":""},""]
[null,"EXCLUDE","OH","Oberlin",2933,"7","DFO","IC",2.7,null,"Electric Utility","N","Internal Combustion (PRMVR=IC)",null,{"$f":"IF(B15792=\"CoalST\",MATCH(E15792&\"|\"&F15792,EIA_Units!$BK$6:$BK$22655,0),\"\")","v":""},{"$f":"IF(O15792=\"\",\"\",INDEX(EIA_Units!P15792:'EIA_Units'!$P$6:$P$22655,O15792))","v":""},""]
[null,"EXCLUDE","OH","Piqua Power Plant",2937,"10","BIT","ST",0.8,null,"Electric Utility","N","Steam unit (PRMVR=ST) under 25MW/250 MMBtu/hr",null,{"$f":"IF(B15797=\"CoalST\",MATCH(E15797&\"|\"&F15797,EIA_Units!$BK$6:$BK$22655,0),\"\")","v":""},{"$f":"IF(O15797=\"\",\"\",INDEX(EIA_Units!P15797:'EIA_Units'!$P$6:$P$22655,O15797))","v":""},""]
[null,"EXCLUDE","OH","Anadarko",2945,"7","DFO","IC",1.2,null,"Electric Utility","N","Internal Combustion (PRMVR=IC)",null,{"$f":"IF(B15812=\"CoalST\",MATCH(E15812&\"|\"&F15812,EIA_Units!$BK$6:$BK$22655,0),\"\")","v":""},{"$f":"IF(O15812=\"\",\"\",INDEX(EIA_Units!P15812:'EIA_Units'!$P$6:$P$22655,O15812))","v":""},""]
[null,"EXCLUDE","OK","Southwestern",2964,"IC1","DFO","IC",2,null,"Electric Utility","N","Internal Combustion (PRMVR=IC)",null,{"$f":"IF(B15823=\"CoalST\",MATCH(E15823&\"|\"&F15823,EIA_Units!$BK$6:$BK$22655,0),\"\")","v":""},{"$f":"IF(O15823=\"\",\"\",INDEX(EIA_Units!P15823:'EIA_Units'!$P$6:$P$22655,O15823))","v":""},""]
[null,"EXCLUDE","OK","Cushing",2975,"10","DFO","IC",4.5,null,"Electric Utility","N","Internal Combustion (PRMVR=IC)",null,{"$f":"IF(B15828=\"CoalST\",MATCH(E15828&\"|\"&F15828,EIA_Units!$BK$6:$BK$22655,0),\"\")","v":""},{"$f":"IF(O15828=\"\",\"\",INDEX(EIA_Units!P15828:'EIA_Units'!$P$6:$P$22655,O15828))","v":""},""]
[null,"EXCLUDE","OK","Fairview",2978,"2","DFO","IC",0.5,null,"Electric Utility","N","Internal Combustion (PRMVR=IC)",null,{"$f":"IF(B15839=\"CoalST\",MATCH(E15839&\"|\"&F15839,EIA_Units!$BK$6:$BK$22655,0),\"\")","v":""},{"$f":"IF(O15839=\"\",\"\",INDEX(EIA_Units!P15839:'EIA_Units'!$P$6:$P$22655,O15839))","v":""},""]
[null,"EXCLUDE","OK","Kingfisher",2986,"IC1","NG","IC",1.1000000000000001,null,"Electric Utility","N","Internal Combustion (PRMVR=IC)",null,{"$f":"IF(B15845=\"CoalST\",MATCH(E15845&\"|\"&F15845,EIA_Units!$BK$6:$BK$22655,0),\"\")","v":""},{"$f":"IF(O15845=\"\",\"\",INDEX(EIA_Units!P15845:'EIA_Units'!$P$6:$P$22655,O15845))","v":""},""]
[null,"EXCLUDE","OK","Anadarko Plant",3006,"2","NG","ST",17.3,null,"Electric Utility","N","Steam unit (PRMVR=ST) under 25MW/250 MMBtu/hr",null,{"$f":"IF(B15860=\"CoalST\",MATCH(E15860&\"|\"&F15860,EIA_Units!$BK$6:$BK$22655,0),\"\")","v":""},{"$f":"IF(O15860=\"\",\"\",INDEX(EIA_Units!P15860:'EIA_Units'!$P$6:$P$22655,O15860))","v":""},""]
[null,"EXCLUDE","PA","Conemaugh",3118,"A","DFO","IC",3,null,"IPP Non-CHP","N","Internal Combustion (PRMVR=IC)",null,{"$f":"IF(B15871=\"CoalST\",MATCH(E15871&\"|\"&F15871,EIA_Units!$BK$6:$BK$22655,0),\"\")","v":""},{"$f":"IF(O15871=\"\",\"\",INDEX(EIA_Units!P15871:'EIA_Units'!$P$6:$P$22655,O15871))","v":""},""]
[null,"EXCLUDE","PA","Seward",3130,"5","BIT","ST",156.19999999999999,null,"Electric Utility/IPP Non-CHP","N","Status of operation (IP,L,P,T,or U) or Retired before 2012",null,{"$f":"IF(B15876=\"CoalST\",MATCH(E15876&\"|\"&F15876,EIA_Units!$BK$6:$BK$22655,0),\"\")","v":""},{"$f":"IF(O15876=\"\",\"\",INDEX(EIA_Units!P15876:'EIA_Units'!$P$6:$P$22655,O15876))","v":""},""]
[null,"EXCLUDE","PA","PPL Brunner Island",3140,"BID1","DFO","IC",2.7,null,"IPP Non-CHP","N","Internal Combustion (PRMVR=IC)",null,{"$f":"IF(B15891=\"CoalST\",MATCH(E15891&\"|\"&F15891,EIA_Units!$BK$6:$BK$22655,0),\"\")","v":""},{"$f":"IF(O15891=\"\",\"\",INDEX(EIA_Units!P15891:'EIA_Units'!$P$6:$P$22655,O15891))","v":""},""]
[null,"EXCLUDE","PA","Cromby Generating Station",3159,"2","RFO","ST",230,null,"IPP Non-CHP","N","Status of operation (IP,L,P,T,or U) or Retired before 2012",null,{"$f":"IF(B15902=\"CoalST\",MATCH(E15902&\"|\"&F15902,EIA_Units!$BK$6:$BK$22655,0),\"\")","v":""},{"$f":"IF(O15902=\"\",\"\",INDEX(EIA_Units!P15902:'EIA_Units'!$P$6:$P$22655,O15902))","v":""},""]
[null,"OGST","PA","Eddystone Generating Station",3161,"2","NG","ST",353.6,null,"Electric Utility/IPP Non-CHP","N","",null,{"$f":"IF(B15907=\"CoalST\",MATCH(E15907&\"|\"&F15907,EIA_Units!$BK$6:$BK$22655,0),\"\")","v":""},{"$f":"IF(O15907=\"\",\"\",INDEX(EIA_Units!P15907:'EIA_Units'!$P$6:$P$22655,O15907))","v":""},""]
[null,"EXCLUDE","SC","Burton",3277,"3","NG","GT",11.5,null,"Electric Utility","N","Simple Cycle Turbine (PRMVR=GT or OT) unit under 25MW",null,{"$f":"IF(B15918=\"CoalST\",MATCH(E15918&\"|\"&F15918,EIA_Units!$BK$6:$BK$22655,0),\"\")","v":""},{"$f":"IF(O15918=\"\",\"\",INDEX(EIA_Units!P15918:'EIA_Units'!$P$6:$P$22655,O15918))","v":""},""]
[null,"EXCLUDE","SD","Highmore",3343,"2","DFO","IC",1.3,null,"Electric Utility","N","Internal Combustion (PRMVR=IC)",null,{"$f":"IF(B15933=\"CoalST\",MATCH(E15933&\"|\"&F15933,EIA_Units!$BK$6:$BK$22655,0),\"\")","v":""},{"$f":"IF(O15933=\"\",\"\",INDEX(EIA_Units!P15933:'EIA_Units'!$P$6:$P$22655,O15933))","v":""},""]
[null,"EXCLUDE","SD","Redfield",3347,"1","NG","IC",1.3,null,"Electric Utility","N","Internal Combustion (PRMVR=IC)",null,{"$f":"IF(B15938=\"CoalST\",MATCH(E15938&\"|\"&F15938,EIA_Units!$BK$6:$BK$22655,0),\"\")","v":""},{"$f":"IF(O15938=\"\",\"\",INDEX(EIA_Units!P15938:'EIA_Units'!$P$6:$P$22655,O15938))","v":""},""]
[null,"EXCLUDE","TX","J L Bates",3438,"1","NG","ST",75,null,"IPP Non-CHP","N","Status of operation (IP,L,P,T,or U) or Retired before 2012",null,{"$f":"IF(B15949=\"CoalST\",MATCH(E15949&\"|\"&F15949,EIA_Units!$BK$6:$BK$22655,0),\"\")","v":""},{"$f":"IF(O15949=\"\",\"\",INDEX(EIA_Units!P15949:'EIA_Units'!$P$6:$P$22655,O15949))","v":""},""]
[null,"EXCLUDE","TX","Victoria",3443,"4","NG","ST",75,null,"IPP Non-CHP","N","Status of operation (IP,L,P,T,or U) or Retired before 2012",null,{"$f":"IF(B15964=\"CoalST\",MATCH(E15964&\"|\"&F15964,EIA_Units!$BK$6:$BK$22655,0),\"\")","v":""},{"$f":"IF(O15964=\"\",\"\",INDEX(EIA_Units!P15964:'EIA_Units'!$P$6:$P$22655,O15964))","v":""},""]
[null,"EXCLUDE","TX","North Lake",3454,"3","NG","ST",361.3,null,"IPP Non-CHP","N","Status of operation (IP,L,P,T,or U) or Retired before 2012",null,{"$f":"IF(B15970=\"CoalST\",MATCH(E15970&\"|\"&F15970,EIA_Units!$BK$6:$BK$22655,0),\"\")","v":""},{"$f":"IF(O15970=\"\",\"\",INDEX(EIA_Units!P15970:'EIA_Units'!$P$6:$P$22655,O15970))","v":""},""]
[null,"EXCLUDE","TX","Sam Bertron",3468,"GT1","NG","GT",32.6,null,"IPP Non-CHP","N","Status of operation (IP,L,P,T,or U) or Retired before 2012",null,{"$f":"IF(B15981=\"CoalST\",MATCH(E15981&\"|\"&F15981,EIA_Units!$BK$6:$BK$22655,0),\"\")","v":""},{"$f":"IF(O15981=\"\",\"\",INDEX(EIA_Units!P15981:'EIA_Units'!$P$6:$P$22655,O15981))","v":""},""]
[null,"EXCLUDE","TX","Eagle Mountain",3489,"2","NG","ST",187.5,null,"IPP Non-CHP","N","Status of operation (IP,L,P,T,or U) or Retired before 2012",null,{"$f":"IF(B15986=\"CoalST\",MATCH(E15986&\"|\"&F15986,EIA_Units!$BK$6:$BK$22655,0),\"\")","v":""},{"$f":"IF(O15986=\"\",\"\",INDEX(EIA_Units!P15986:'EIA_Units'!$P$6:$P$22655,O15986))","v":""},""]
[null,"OGST","TX","Permian Basin",3494,"5","NG","ST",114.9,null,"IPP Non-CHP","N","",null,{"$f":"IF(B15997=\"CoalST\",MATCH(E15997&\"|\"&F15997,EIA_Units!$BK$6:$BK$22655,0),\"\")","v":""},{"$f":"IF(O15997=\"\",\"\",INDEX(EIA_Units!P15997:'EIA_Units'!$P$6:$P$22655,O15997))","v":""},""]
[null,"EXCLUDE","TX","Trinidad",3507,"D1","DFO","IC",2,null,"IPP Non-CHP","N","Internal Combustion (PRMVR=IC)",null,{"$f":"IF(B16012=\"CoalST\",MATCH(E16012&\"|\"&F16012,EIA_Units!$BK$6:$BK$22655,0),\"\")","v":""},{"$f":"IF(O16012=\"\",\"\",INDEX(EIA_Units!P16012:'EIA_Units'!$P$6:$P$22655,O16012))","v":""},""]
[null,"EXCLUDE","TX","Valley",3508,"4","SUB","ST",800,null,"IPP Non-CHP","N","Status of operation (IP,L,P,T,or U) or Retired before 2012",null,{"$f":"IF(B16017=\"CoalST\",MATCH(E16017&\"|\"&F16017,EIA_Units!$BK$6:$BK$22655,0),\"\")","v":""},{"$f":"IF(O16017=\"\",\"\",INDEX(EIA_Units!P16017:'EIA_Units'!$P$6:$P$22655,O16017))","v":""},""]
[null,"EXCLUDE","TX","Silas Ray",3559,"DG-3b","DFO","IC",1.3,null,"Electric Utility","N","Internal Combustion (PRMVR=IC)",null,{"$f":"IF(B16028=\"CoalST\",MATCH(E16028&\"|\"&F16028,EIA_Units!$BK$6:$BK$22655,0),\"\")","v":""},{"$f":"IF(O16028=\"\",\"\",INDEX(EIA_Units!P16028:'EIA_Units'!$P$6:$P$22655,O16028))","v":""},""]
[null,"EXCLUDE","TX","Dunlap TP 1",3582,"1","WAT","HY",1.8,null,"Electric Utility","N","Non Combustion (NUC, WAT, WND, GEO, or SUN)",null,{"$f":"IF(B16043=\"CoalST\",MATCH(E16043&\"|\"&F16043,EIA_Units!$BK$6:$BK$22655,0),\"\")","v":""},{"$f":"IF(O16043=\"\",\"\",INDEX(EIA_Units!P16043:'EIA_Units'!$P$6:$P$22655,O16043))","v":""},""]
[null,"EXCLUDE","TX","Mission Road",3610,"3","NG","ST",113.6,null,"Electric Utility","N","Status of operation (IP,L,P,T,or U) or Retired before 2012",null,{"$f":"IF(B16054=\"CoalST\",MATCH(E16054&\"|\"&F16054,EIA_Units!$BK$6:$BK$22655,0),\"\")","v":""},{"$f":"IF(O16054=\"\",\"\",INDEX(EIA_Units!P16054:'EIA_Units'!$P$6:$P$22655,O16054))","v":""},""]
[null,"EXCLUDE","TX","Weatherford",3624,"1","DFO","IC",0.3,null,"Electric Utility","N","Internal Combustion (PRMVR=IC)",null,{"$f":"IF(B16059=\"CoalST\",MATCH(E16059&\"|\"&F16059,EIA_Units!$BK$6:$BK$22655,0),\"\")","v":""},{"$f":"IF(O16059=\"\",\"\",INDEX(EIA_Units!P16059:'EIA_Units'!$P$6:$P$22655,O16059))","v":""},""]
[null,"EXCLUDE","TX","Pearsall",3630,"15A","NG","IC",8.4,null,"Electric Utility","N","Internal Combustion (PRMVR=IC)",null,{"$f":"IF(B16074=\"CoalST\",MATCH(E16074&\"|\"&F16074,EIA_Units!$BK$6:$BK$22655,0),\"\")","v":""},{"$f":"IF(O16074=\"\",\"\",INDEX(EIA_Units!P16074:'EIA_Units'!$P$6:$P$22655,O16074))","v":""},""]
[null,"EXCLUDE","TX","Pearsall",3630,"2A","NG","IC",8.4,null,"Electric Utility","N","Internal Combustion (PRMVR=IC)",null,{"$f":"IF(B16085=\"CoalST\",MATCH(E16085&\"|\"&F16085,EIA_Units!$BK$6:$BK$22655,0),\"\")","v":""},{"$f":"IF(O16085=\"\",\"\",INDEX(EIA_Units!P16085:'EIA_Units'!$P$6:$P$22655,O16085))","v":""},""]
[null,"EXCLUDE","TX","Pearsall",3630,"8A","NG","IC",8.4,null,"Electric Utility","N","Internal Combustion (PRMVR=IC)",null,{"$f":"IF(B16091=\"CoalST\",MATCH(E16091&\"|\"&F16091,EIA_Units!$BK$6:$BK$22655,0),\"\")","v":""},{"$f":"IF(O16091=\"\",\"\",INDEX(EIA_Units!P16091:'EIA_Units'!$P$6:$P$22655,O16091))","v":""},""]
[null,"EXCLUDE","UT","Murray City",3683,"3","NG","IC",2.2000000000000002,null,"Electric Utility","N","Internal Combustion (PRMVR=IC)",null,{"$f":"IF(B16106=\"CoalST\",MATCH(E16106&\"|\"&F16106,EIA_Units!$BK$6:$BK$22655,0),\"\")","v":""},{"$f":"IF(O16106=\"\",\"\",INDEX(EIA_Units!P16106:'EIA_Units'!$P$6:$P$22655,O16106))","v":""},""]
[null,"EXCLUDE","UT","Murray City",3683,"4","NG","IC",1,null,"Electric Utility","N","Internal Combustion (PRMVR=IC)",null,{"$f":"IF(B16107=\"CoalST\",MATCH(E16107&\"|\"&F16107,EIA_Units!$BK$6:$BK$22655,0),\"\")","v":""},{"$f":"IF(O16107=\"\",\"\",INDEX(EIA_Units!P16107:'EIA_Units'!$P$6:$P$22655,O16107))","v":""},""]
[null,"EXCLUDE","VT","Newport Diesels",3730,"7","DFO","IC",0.9,null,"IPP Non-CHP","N","Internal Combustion (PRMVR=IC)",null,{"$f":"IF(B16122=\"CoalST\",MATCH(E16122&\"|\"&F16122,EIA_Units!$BK$6:$BK$22655,0),\"\")","v":""},{"$f":"IF(O16122=\"\",\"\",INDEX(EIA_Units!P16122:'EIA_Units'!$P$6:$P$22655,O16122))","v":""},""]
[null,"EXCLUDE","VT","West Charleston",3753,"IC3","DFO","IC",1.4,null,"Electric Utility","N","Internal Combustion (PRMVR=IC)",null,{"$f":"IF(B16133=\"CoalST\",MATCH(E16133&\"|\"&F16133,EIA_Units!$BK$6:$BK$22655,0),\"\")","v":""},{"$f":"IF(O16133=\"\",\"\",INDEX(EIA_Units!P16133:'EIA_Units'!$P$6:$P$22655,O16133))","v":""},""]
[null,"EXCLUDE","VA","Reusens",3779,"4","WAT","HY",2.5,null,"Electric Utility","N","Non Combustion (NUC, WAT, WND, GEO, or SUN)",null,{"$f":"IF(B16138=\"CoalST\",MATCH(E16138&\"|\"&F16138,EIA_Units!$BK$6:$BK$22655,0),\"\")","v":""},{"$f":"IF(O16138=\"\",\"\",INDEX(EIA_Units!P16138:'EIA_Units'!$P$6:$P$22655,O16138))","v":""},""]
[null,"NGCC","WA","Transalta Centralia Generation",3845,"40","NG","CC",60.5,null,"IPP Non-CHP","N","",null,{"$f":"IF(B16153=\"CoalST\",MATCH(E16153&\"|\"&F16153,EIA_Units!$BK$6:$BK$22655,0),\"\")","v":""},{"$f":"IF(O16153=\"\",\"\",INDEX(EIA_Units!P16153:'EIA_Units'!$P$6:$P$22655,O16153))","v":""},""]
[null,"EXCLUDE","WA","Snoqualmie",3860,"4","WAT","HY",1.5,null,"Electric Utility","N","Non Combustion (NUC, WAT, WND, GEO, or SUN)",null,{"$f":"IF(B16164=\"CoalST\",MATCH(E16164&\"|\"&F16164,EIA_Units!$BK$6:$BK$22655,0),\"\")","v":""},{"$f":"IF(O16164=\"\",\"\",INDEX(EIA_Units!P16164:'EIA_Units'!$P$6:$P$22655,O16164))","v":""},""]
[null,"EXCLUDE","WA","White River",3862,"4","WAT","HY",20,null,"Electric Utility","N","Non Combustion (NUC, WAT, WND, GEO, or SUN)",null,{"$f":"IF(B16169=\"CoalST\",MATCH(E16169&\"|\"&F16169,EIA_Units!$BK$6:$BK$22655,0),\"\")","v":""},{"$f":"IF(O16169=\"\",\"\",INDEX(EIA_Units!P16169:'EIA_Units'!$P$6:$P$22655,O16169))","v":""},""]
[null,"EXCLUDE","WA","Steam plant",3920,"2","WDS","ST",25,null,"Electric Utility","N","Non Fossil fuel type",null,{"$f":"IF(B16180=\"CoalST\",MATCH(E16180&\"|\"&F16180,EIA_Units!$BK$6:$BK$22655,0),\"\")","v":""},{"$f":"IF(O16180=\"\",\"\",INDEX(EIA_Units!P16180:'EIA_Units'!$P$6:$P$22655,O16180))","v":""},""]
[null,"EXCLUDE","WI","Grimh",3996,"IC1","DFO","IC",0.8,null,"Electric Utility","N","Internal Combustion (PRMVR=IC)",null,{"$f":"IF(B16195=\"CoalST\",MATCH(E16195&\"|\"&F16195,EIA_Units!$BK$6:$BK$22655,0),\"\")","v":""},{"$f":"IF(O16195=\"\",\"\",INDEX(EIA_Units!P16195:'EIA_Units'!$P$6:$P$22655,O16195))","v":""},""]
[null,"EXCLUDE","WI","Frederic Diesel",4020,"3","DFO","IC",0.7,null,"Electric Utility","N","Internal Combustion (PRMVR=IC)",null,{"$f":"IF(B16200=\"CoalST\",MATCH(E16200&\"|\"&F16200,EIA_Units!$BK$6:$BK$22655,0),\"\")","v":""},{"$f":"IF(O16200=\"\",\"\",INDEX(EIA_Units!P16200:'EIA_Units'!$P$6:$P$22655,O16200))","v":""},""]
[null,"EXCLUDE","WI","Port Washington Generating Station",4040,"6","DFO","GT",19.600000000000001,null,"Electric Utility","N","Simple Cycle Turbine (PRMVR=GT or OT) unit under 25MW",null,{"$f":"IF(B16216=\"CoalST\",MATCH(E16216&\"|\"&F16216,EIA_Units!$BK$6:$BK$22655,0),\"\")","v":""},{"$f":"IF(O16216=\"\",\"\",INDEX(EIA_Units!P16216:'EIA_Units'!$P$6:$P$22655,O16216))","v":""},""]
[null,"EXCLUDE","WI","Pulliam",4072,"3","SUB","ST",30,null,"Electric Utility","N","Status of operation (IP,L,P,T,or U) or Retired before 2012",null,{"$f":"IF(B16227=\"CoalST\",MATCH(E16227&\"|\"&F16227,EIA_Units!$BK$6:$BK$22655,0),\"\")","v":""},{"$f":"IF(O16227=\"\",\"\",INDEX(EIA_Units!P16227:'EIA_Units'!$P$6:$P$22655,O16227))","v":""},""]
[null,"EXCLUDE","WI","Arcadia Electric",4100,"10","DFO","IC",2,null,"Electric Utility","N","Internal Combustion (PRMVR=IC)",null,{"$f":"IF(B16232=\"CoalST\",MATCH(E16232&\"|\"&F16232,EIA_Units!$BK$6:$BK$22655,0),\"\")","v":""},{"$f":"IF(O16232=\"\",\"\",INDEX(EIA_Units!P16232:'EIA_Units'!$P$6:$P$22655,O16232))","v":""},""]
[null,"EXCLUDE","WI","Barron",4102,"3A","DFO","IC",1.1000000000000001,null,"Electric Utility","N","Internal Combustion (PRMVR=IC)",null,{"$f":"IF(B16243=\"CoalST\",MATCH(E16243&\"|\"&F16243,EIA_Units!$BK$6:$BK$22655,0),\"\")","v":""},{"$f":"IF(O16243=\"\",\"\",INDEX(EIA_Units!P16243:'EIA_Units'!$P$6:$P$22655,O16243))","v":""},""]
[null,"EXCLUDE","WI","Cashton",4107,"3","DFO","IC",0.4,null,"Electric Utility","N","Internal Combustion (PRMVR=IC)",null,{"$f":"IF(B16248=\"CoalST\",MATCH(E16248&\"|\"&F16248,EIA_Units!$BK$6:$BK$22655,0),\"\")","v":""},{"$f":"IF(O16248=\"\",\"\",INDEX(EIA_Units!P16248:'EIA_Units'!$P$6:$P$22655,O16248))","v":""},""]
[null,"EXCLUDE","WI","Cumberland",4112,"8","NG","IC",3.5,null,"Electric Utility","N","Internal Combustion (PRMVR=IC)",null,{"$f":"IF(B16259=\"CoalST\",MATCH(E16259&\"|\"&F16259,EIA_Units!$BK$6:$BK$22655,0),\"\")","v":""},{"$f":"IF(O16259=\"\",\"\",INDEX(EIA_Units!P16259:'EIA_Units'!$P$6:$P$22655,O16259))","v":""},""]
[null,"EXCLUDE","WI","Manitowoc",4125,"IC2","NG","IC",5.5,null,"Electric Utility","N","Internal Combustion (PRMVR=IC)",null,{"$f":"IF(B16274=\"CoalST\",MATCH(E16274&\"|\"&F16274,EIA_Units!$BK$6:$BK$22655,0),\"\")","v":""},{"$f":"IF(O16274=\"\",\"\",INDEX(EIA_Units!P16274:'EIA_Units'!$P$6:$P$22655,O16274))","v":""},""]
[null,"EXCLUDE","WI","New Lisbon",4130,"1","DFO","IC",0.1,null,"Electric Utility","N","Internal Combustion (PRMVR=IC)",null,{"$f":"IF(B16279=\"CoalST\",MATCH(E16279&\"|\"&F16279,EIA_Units!$BK$6:$BK$22655,0),\"\")","v":""},{"$f":"IF(O16279=\"\",\"\",INDEX(EIA_Units!P16279:'EIA_Units'!$P$6:$P$22655,O16279))","v":""},""]
[null,"EXCLUDE","WI","Alma",4140,"2","BIT","ST",15,null,"Electric Utility","N","Steam unit (PRMVR=ST) under 25MW/250 MMBtu/hr",null,{"$f":"IF(B16290=\"CoalST\",MATCH(E16290&\"|\"&F16290,EIA_Units!$BK$6:$BK$22655,0),\"\")","v":""},{"$f":"IF(O16290=\"\",\"\",INDEX(EIA_Units!P16290:'EIA_Units'!$P$6:$P$22655,O16290))","v":""},""]
[null,"EXCLUDE","UT","Logan City",4251,"IC5B","DFO","IC",1,null,"Electric Utility","N","Internal Combustion (PRMVR=IC)",null,{"$f":"IF(B16305=\"CoalST\",MATCH(E16305&\"|\"&F16305,EIA_Units!$BK$6:$BK$22655,0),\"\")","v":""},{"$f":"IF(O16305=\"\",\"\",INDEX(EIA_Units!P16305:'EIA_Units'!$P$6:$P$22655,O16305))","v":""},""]
[null,"EXCLUDE","UT","Joes Valley Dam",4264,"NA2","WAT","HY",1.2,null,"Electric Utility","N","Non Combustion (NUC, WAT, WND, GEO, or SUN)",null,{"$f":"IF(B16316=\"CoalST\",MATCH(E16316&\"|\"&F16316,EIA_Units!$BK$6:$BK$22655,0),\"\")","v":""},{"$f":"IF(O16316=\"\",\"\",INDEX(EIA_Units!P16316:'EIA_Units'!$P$6:$P$22655,O16316))","v":""},""]
[null,"EXCLUDE","TX","Thomas C Ferguson",4937,"CT-1","NG","CC",182,null,"Electric Utility","Y","Status of operation (IP,L,P,T,or U) or Retired before 2012",null,{"$f":"IF(B16321=\"CoalST\",MATCH(E16321&\"|\"&F16321,EIA_Units!$BK$6:$BK$22655,0),\"\")","v":""},{"$f":"IF(O16321=\"\",\"\",INDEX(EIA_Units!P16321:'EIA_Units'!$P$6:$P$22655,O16321))","v":""},""]
[null,"EXCLUDE","MI","Belle River",6034,"IC2","DFO","IC",2.7,null,"Electric Utility","N","Internal Combustion (PRMVR=IC)",null,{"$f":"IF(B16337=\"CoalST\",MATCH(E16337&\"|\"&F16337,EIA_Units!$BK$6:$BK$22655,0),\"\")","v":""},{"$f":"IF(O16337=\"\",\"\",INDEX(EIA_Units!P16337:'EIA_Units'!$P$6:$P$22655,O16337))","v":""},""]
[null,"EXCLUDE","KS","Nearman Creek",6064,"2","SUB","ST",261,null,"Electric Utility","N","Status of operation (IP,L,P,T,or U) or Retired before 2012",null,{"$f":"IF(B16348=\"CoalST\",MATCH(E16348&\"|\"&F16348,EIA_Units!$BK$6:$BK$22655,0),\"\")","v":""},{"$f":"IF(O16348=\"\",\"\",INDEX(EIA_Units!P16348:'EIA_Units'!$P$6:$P$22655,O16348))","v":""},""]
[null,"EXCLUDE","MA","Stony Brook",6081,"CT4","DFO","CC",120,null,"Electric Utility","N","Status of operation (IP,L,P,T,or U) or Retired before 2012",null,{"$f":"IF(B16353=\"CoalST\",MATCH(E16353&\"|\"&F16353,EIA_Units!$BK$6:$BK$22655,0),\"\")","v":""},{"$f":"IF(O16353=\"\",\"\",INDEX(EIA_Units!P16353:'EIA_Units'!$P$6:$P$22655,O16353))","v":""},""]
[null,"EXCLUDE","MO","Kansas City International",6144,"2","NG","GT",18,null,"Electric Utility","N","Simple Cycle Turbine (PRMVR=GT or OT) unit under 25MW",null,{"$f":"IF(B16368=\"CoalST\",MATCH(E16368&\"|\"&F16368,EIA_Units!$BK$6:$BK$22655,0),\"\")","v":""},{"$f":"IF(O16368=\"\",\"\",INDEX(EIA_Units!P16368:'EIA_Units'!$P$6:$P$22655,O16368))","v":""},""]
[null,"EXCLUDE","TX","Martin Lake",6146,"4","SUB","ST",800,null,"Electric Utility/IPP Non-CHP","N","Status of operation (IP,L,P,T,or U) or Retired before 2012",null,{"$f":"IF(B16369=\"CoalST\",MATCH(E16369&\"|\"&F16369,EIA_Units!$BK$6:$BK$22655,0),\"\")","v":""},{"$f":"IF(O16369=\"\",\"\",INDEX(EIA_Units!P16369:'EIA_Units'!$P$6:$P$22655,O16369))","v":""},""]
[null,"EXCLUDE","IA","Durant",6220,"7","DFO","IC",1.8,null,"Electric Utility","N","Internal Combustion (PRMVR=IC)",null,{"$f":"IF(B16384=\"CoalST\",MATCH(E16384&\"|\"&F16384,EIA_Units!$BK$6:$BK$22655,0),\"\")","v":""},{"$f":"IF(O16384=\"\",\"\",INDEX(EIA_Units!P16384:'EIA_Units'!$P$6:$P$22655,O16384))","v":""},""]
[null,"EXCLUDE","IL","Pittsfield",6237,"5","DFO","IC",3,null,"Electric Utility","N","Internal Combustion (PRMVR=IC)",null,{"$f":"IF(B16395=\"CoalST\",MATCH(E16395&\"|\"&F16395,EIA_Units!$BK$6:$BK$22655,0),\"\")","v":""},{"$f":"IF(O16395=\"\",\"\",INDEX(EIA_Units!P16395:'EIA_Units'!$P$6:$P$22655,O16395))","v":""},""]
[null,"EXCLUDE","AK","Kodiak",6281,"2","DFO","IC",5.2,null,"Electric Utility","N","Internal Combustion (PRMVR=IC)",null,{"$f":"IF(B16400=\"CoalST\",MATCH(E16400&\"|\"&F16400,EIA_Units!$BK$6:$BK$22655,0),\"\")","v":""},{"$f":"IF(O16400=\"\",\"\",INDEX(EIA_Units!P16400:'EIA_Units'!$P$6:$P$22655,O16400))","v":""},""]
[null,"EXCLUDE","AK","Seldovia",6283,"1","DFO","IC",0.3,null,"Electric Utility","N","Internal Combustion (PRMVR=IC)",null,{"$f":"IF(B16415=\"CoalST\",MATCH(E16415&\"|\"&F16415,EIA_Units!$BK$6:$BK$22655,0),\"\")","v":""},{"$f":"IF(O16415=\"\",\"\",INDEX(EIA_Units!P16415:'EIA_Units'!$P$6:$P$22655,O16415))","v":""},""]
[null,"EXCLUDE","AK","Unalakleet",6299,"3","DFO","IC",0.4,null,"Electric Utility","N","Internal Combustion (PRMVR=IC)",null,{"$f":"IF(B16426=\"CoalST\",MATCH(E16426&\"|\"&F16426,EIA_Units!$BK$6:$BK$22655,0),\"\")","v":""},{"$f":"IF(O16426=\"\",\"\",INDEX(EIA_Units!P16426:'EIA_Units'!$P$6:$P$22655,O16426))","v":""},""]
[null,"EXCLUDE","AK","Unalakleet",6299,"8","DFO","IC",0.5,null,"Electric Utility","N","Internal Combustion (PRMVR=IC)",null,{"$f":"IF(B16431=\"CoalST\",MATCH(E16431&\"|\"&F16431,EIA_Units!$BK$6:$BK$22655,0),\"\")","v":""},{"$f":"IF(O16431=\"\",\"\",INDEX(EIA_Units!P16431:'EIA_Units'!$P$6:$P$22655,O16431))","v":""},""]
[null,"EXCLUDE","AK","Kotzebue",6304,"11","DFO","IC",1,null,"Electric Utility","N","Internal Combustion (PRMVR=IC)",null,{"$f":"IF(B16446=\"CoalST\",MATCH(E16446&\"|\"&F16446,EIA_Units!$BK$6:$BK$22655,0),\"\")","v":""},{"$f":"IF(O16446=\"\",\"\",INDEX(EIA_Units!P16446:'EIA_Units'!$P$6:$P$22655,O16446))","v":""},""]
[null,"EXCLUDE","AK","Kotzebue",6304,"9","DFO","IC",2.1,null,"Electric Utility","N","Internal Combustion (PRMVR=IC)",null,{"$f":"IF(B16451=\"CoalST\",MATCH(E16451&\"|\"&F16451,EIA_Units!$BK$6:$BK$22655,0),\"\")","v":""},{"$f":"IF(O16451=\"\",\"\",INDEX(EIA_Units!P16451:'EIA_Units'!$P$6:$P$22655,O16451))","v":""},""]
[null,"EXCLUDE","AK","Valdez",6306,"3","DFO","IC",0.5,null,"Electric Utility","N","Internal Combustion (PRMVR=IC)",null,{"$f":"IF(B16463=\"CoalST\",MATCH(E16463&\"|\"&F16463,EIA_Units!$BK$6:$BK$22655,0),\"\")","v":""},{"$f":"IF(O16463=\"\",\"\",INDEX(EIA_Units!P16463:'EIA_Units'!$P$6:$P$22655,O16463))","v":""},""]
[null,"EXCLUDE","AK","Emmonak",6314,"5","DFO","IC",0.5,null,"Electric Utility","N","Internal Combustion (PRMVR=IC)",null,{"$f":"IF(B16474=\"CoalST\",MATCH(E16474&\"|\"&F16474,EIA_Units!$BK$6:$BK$22655,0),\"\")","v":""},{"$f":"IF(O16474=\"\",\"\",INDEX(EIA_Units!P16474:'EIA_Units'!$P$6:$P$22655,O16474))","v":""},""]
[null,"EXCLUDE","AK","Mountain Village",6329,"5","DFO","IC",0.5,null,"Electric Utility","N","Internal Combustion (PRMVR=IC)",null,{"$f":"IF(B16489=\"CoalST\",MATCH(E16489&\"|\"&F16489,EIA_Units!$BK$6:$BK$22655,0),\"\")","v":""},{"$f":"IF(O16489=\"\",\"\",INDEX(EIA_Units!P16489:'EIA_Units'!$P$6:$P$22655,O16489))","v":""},""]
[null,"EXCLUDE","AK","Nunapitchuk",6333,"3","DFO","IC",0.3,null,"Electric Utility","N","Internal Combustion (PRMVR=IC)",null,{"$f":"IF(B16494=\"CoalST\",MATCH(E16494&\"|\"&F16494,EIA_Units!$BK$6:$BK$22655,0),\"\")","v":""},{"$f":"IF(O16494=\"\",\"\",INDEX(EIA_Units!P16494:'EIA_Units'!$P$6:$P$22655,O16494))","v":""},""]
[null,"EXCLUDE","AK","Selawik",6341,"3","DFO","IC",0.3,null,"Electric Utility","N","Internal Combustion (PRMVR=IC)",null,{"$f":"IF(B16505=\"CoalST\",MATCH(E16505&\"|\"&F16505,EIA_Units!$BK$6:$BK$22655,0),\"\")","v":""},{"$f":"IF(O16505=\"\",\"\",INDEX(EIA_Units!P16505:'EIA_Units'!$P$6:$P$22655,O16505))","v":""},""]
[null,"EXCLUDE","AK","Shishmaref",6345,"4","DFO","IC",0.5,null,"Electric Utility","N","Internal Combustion (PRMVR=IC)",null,{"$f":"IF(B16510=\"CoalST\",MATCH(E16510&\"|\"&F16510,EIA_Units!$BK$6:$BK$22655,0),\"\")","v":""},{"$f":"IF(O16510=\"\",\"\",INDEX(EIA_Units!P16510:'EIA_Units'!$P$6:$P$22655,O16510))","v":""},""]
[null,"EXCLUDE","NC","Ocracoke",6377,"1","DFO","IC",3,null,"Electric Utility","N","Internal Combustion (PRMVR=IC)",null,{"$f":"IF(B16521=\"CoalST\",MATCH(E16521&\"|\"&F16521,EIA_Units!$BK$6:$BK$22655,0),\"\")","v":""},{"$f":"IF(O16521=\"\",\"\",INDEX(EIA_Units!P16521:'EIA_Units'!$P$6:$P$22655,O16521))","v":""},""]
[null,"EXCLUDE","HI","Port Allen",6474,"5","DFO","IC",2.7,null,"Electric Utility","N","Internal Combustion (PRMVR=IC)",null,{"$f":"IF(B16536=\"CoalST\",MATCH(E16536&\"|\"&F16536,EIA_Units!$BK$6:$BK$22655,0),\"\")","v":""},{"$f":"IF(O16536=\"\",\"\",INDEX(EIA_Units!P16536:'EIA_Units'!$P$6:$P$22655,O16536))","v":""},""]
[null,"EXCLUDE","HI","Port Allen",6474,"IC1","DFO","IC",2,null,"Electric Utility","N","Internal Combustion (PRMVR=IC)",null,{"$f":"IF(B16541=\"CoalST\",MATCH(E16541&\"|\"&F16541,EIA_Units!$BK$6:$BK$22655,0),\"\")","v":""},{"$f":"IF(O16541=\"\",\"\",INDEX(EIA_Units!P16541:'EIA_Units'!$P$6:$P$22655,O16541))","v":""},""]
[null,"EXCLUDE","HI","Maalaea",6504,"3","DFO","IC",2.6,null,"Electric Utility","N","Internal Combustion (PRMVR=IC)",null,{"$f":"IF(B16552=\"CoalST\",MATCH(E16552&\"|\"&F16552,EIA_Units!$BK$6:$BK$22655,0),\"\")","v":""},{"$f":"IF(O16552=\"\",\"\",INDEX(EIA_Units!P16552:'EIA_Units'!$P$6:$P$22655,O16552))","v":""},""]
[null,"EXCLUDE","NV","Brunswick",6510,"3","DFO","IC",2,null,"Electric Utility","N","Internal Combustion (PRMVR=IC)",null,{"$f":"IF(B16567=\"CoalST\",MATCH(E16567&\"|\"&F16567,EIA_Units!$BK$6:$BK$22655,0),\"\")","v":""},{"$f":"IF(O16567=\"\",\"\",INDEX(EIA_Units!P16567:'EIA_Units'!$P$6:$P$22655,O16567))","v":""},""]
[null,"EXCLUDE","NV","Gabbs",6514,"2","DFO","IC",2.7,null,"Electric Utility","N","Internal Combustion (PRMVR=IC)",null,{"$f":"IF(B16572=\"CoalST\",MATCH(E16572&\"|\"&F16572,EIA_Units!$BK$6:$BK$22655,0),\"\")","v":""},{"$f":"IF(O16572=\"\",\"\",INDEX(EIA_Units!P16572:'EIA_Units'!$P$6:$P$22655,O16572))","v":""},""]
[null,"EXCLUDE","CA","Kings Beach",6518,"KB1","DFO","IC",2.5,null,"Electric Utility","N","Internal Combustion (PRMVR=IC)",null,{"$f":"IF(B16584=\"CoalST\",MATCH(E16584&\"|\"&F16584,EIA_Units!$BK$6:$BK$22655,0),\"\")","v":""},{"$f":"IF(O16584=\"\",\"\",INDEX(EIA_Units!P16584:'EIA_Units'!$P$6:$P$22655,O16584))","v":""},""]
[null,"EXCLUDE","NV","Valley Road",6530,"1","DFO","IC",2,null,"Electric Utility","N","Internal Combustion (PRMVR=IC)",null,{"$f":"IF(B16599=\"CoalST\",MATCH(E16599&\"|\"&F16599,EIA_Units!$BK$6:$BK$22655,0),\"\")","v":""},{"$f":"IF(O16599=\"\",\"\",INDEX(EIA_Units!P16599:'EIA_Units'!$P$6:$P$22655,O16599))","v":""},""]
[null,"EXCLUDE","AK","McGrath",6555,"3A","DFO","IC",0.5,null,"Electric Utility","N","Internal Combustion (PRMVR=IC)",null,{"$f":"IF(B16610=\"CoalST\",MATCH(E16610&\"|\"&F16610,EIA_Units!$BK$6:$BK$22655,0),\"\")","v":""},{"$f":"IF(O16610=\"\",\"\",INDEX(EIA_Units!P16610:'EIA_Units'!$P$6:$P$22655,O16610))","v":""},""]
[null,"EXCLUDE","AK","McGrath",6555,"7","DFO","IC",0.6,null,"Electric Utility","N","Internal Combustion (PRMVR=IC)",null,{"$f":"IF(B16615=\"CoalST\",MATCH(E16615&\"|\"&F16615,EIA_Units!$BK$6:$BK$22655,0),\"\")","v":""},{"$f":"IF(O16615=\"\",\"\",INDEX(EIA_Units!P16615:'EIA_Units'!$P$6:$P$22655,O16615))","v":""},""]
[null,"EXCLUDE","AK","Bethel",6566,"6","DFO","IC",2.1,null,"Electric Utility","N","Internal Combustion (PRMVR=IC)",null,{"$f":"IF(B16630=\"CoalST\",MATCH(E16630&\"|\"&F16630,EIA_Units!$BK$6:$BK$22655,0),\"\")","v":""},{"$f":"IF(O16630=\"\",\"\",INDEX(EIA_Units!P16630:'EIA_Units'!$P$6:$P$22655,O16630))","v":""},""]
[null,"EXCLUDE","AK","Bethel",6566,"7","DFO","IC",2.1,null,"Electric Utility","N","Internal Combustion (PRMVR=IC)",null,{"$f":"IF(B16631=\"CoalST\",MATCH(E16631&\"|\"&F16631,EIA_Units!$BK$6:$BK$22655,0),\"\")","v":""},{"$f":"IF(O16631=\"\",\"\",INDEX(EIA_Units!P16631:'EIA_Units'!$P$6:$P$22655,O16631))","v":""},""]
[null,"EXCLUDE","KS","Johnson",6579,"IC6","DFO","IC",1.5,null,"Electric Utility","N","Internal Combustion (PRMVR=IC)",null,{"$f":"IF(B16646=\"CoalST\",MATCH(E16646&\"|\"&F16646,EIA_Units!$BK$6:$BK$22655,0),\"\")","v":""},{"$f":"IF(O16646=\"\",\"\",INDEX(EIA_Units!P16646:'EIA_Units'!$P$6:$P$22655,O16646))","v":""},""]
[null,"EXCLUDE","FL","Stock Island",6584,"IC2","DFO","IC",2.5,null,"Electric Utility","N","Internal Combustion (PRMVR=IC)",null,{"$f":"IF(B16651=\"CoalST\",MATCH(E16651&\"|\"&F16651,EIA_Units!$BK$6:$BK$22655,0),\"\")","v":""},{"$f":"IF(O16651=\"\",\"\",INDEX(EIA_Units!P16651:'EIA_Units'!$P$6:$P$22655,O16651))","v":""},""]
[null,"EXCLUDE","MO","Rockport",6594,"5","NG","IC",1.3,null,"Electric Utility","N","Internal Combustion (PRMVR=IC)",null,{"$f":"IF(B16662=\"CoalST\",MATCH(E16662&\"|\"&F16662,EIA_Units!$BK$6:$BK$22655,0),\"\")","v":""},{"$f":"IF(O16662=\"\",\"\",INDEX(EIA_Units!P16662:'EIA_Units'!$P$6:$P$22655,O16662))","v":""},""]
[null,"EXCLUDE","AK","Yakutat",6637,"3A","DFO","IC",0.6,null,"Electric Utility","N","Internal Combustion (PRMVR=IC)",null,{"$f":"IF(B16677=\"CoalST\",MATCH(E16677&\"|\"&F16677,EIA_Units!$BK$6:$BK$22655,0),\"\")","v":""},{"$f":"IF(O16677=\"\",\"\",INDEX(EIA_Units!P16677:'EIA_Units'!$P$6:$P$22655,O16677))","v":""},""]
[null,"EXCLUDE","AK","Pelican",6702,"IC4","DFO","IC",0.2,null,"Electric Utility","N","Internal Combustion (PRMVR=IC)",null,{"$f":"IF(B16688=\"CoalST\",MATCH(E16688&\"|\"&F16688,EIA_Units!$BK$6:$BK$22655,0),\"\")","v":""},{"$f":"IF(O16688=\"\",\"\",INDEX(EIA_Units!P16688:'EIA_Units'!$P$6:$P$22655,O16688))","v":""},""]
[null,"EXCLUDE","CA","Pebbly Beach",6704,"7","DFO","IC",1,null,"Electric Utility","N","Internal Combustion (PRMVR=IC)",null,{"$f":"IF(B16697=\"CoalST\",MATCH(E16697&\"|\"&F16697,EIA_Units!$BK$6:$BK$22655,0),\"\")","v":""},{"$f":"IF(O16697=\"\",\"\",INDEX(EIA_Units!P16697:'EIA_Units'!$P$6:$P$22655,O16697))","v":""},""]
[null,"EXCLUDE","CA","Pebbly Beach",6704,"MT11","PG","GT",0.1,null,"Electric Utility","N","Simple Cycle Turbine (PRMVR=GT or OT) unit under 25MW",null,{"$f":"IF(B16709=\"CoalST\",MATCH(E16709&\"|\"&F16709,EIA_Units!$BK$6:$BK$22655,0),\"\")","v":""},{"$f":"IF(O16709=\"\",\"\",INDEX(EIA_Units!P16709:'EIA_Units'!$P$6:$P$22655,O16709))","v":""},""]
[null,"EXCLUDE","CA","Pebbly Beach",6704,"MT22","PG","GT",0.1,null,"Electric Utility","N","Simple Cycle Turbine (PRMVR=GT or OT) unit under 25MW",null,{"$f":"IF(B16720=\"CoalST\",MATCH(E16720&\"|\"&F16720,EIA_Units!$BK$6:$BK$22655,0),\"\")","v":""},{"$f":"IF(O16720=\"\",\"\",INDEX(EIA_Units!P16720:'EIA_Units'!$P$6:$P$22655,O16720))","v":""},""]
[null,"EXCLUDE","CA","Naval Training Center",6707,"NTCG","NG","GT",16,null,"IPP Non-CHP","N","Simple Cycle Turbine (PRMVR=GT or OT) unit under 25MW",null,{"$f":"IF(B16725=\"CoalST\",MATCH(E16725&\"|\"&F16725,EIA_Units!$BK$6:$BK$22655,0),\"\")","v":""},{"$f":"IF(O16725=\"\",\"\",INDEX(EIA_Units!P16725:'EIA_Units'!$P$6:$P$22655,O16725))","v":""},""]
[null,"EXCLUDE","KS","Hugoton 2",7011,"11","DFO","IC",2.5,null,"Electric Utility","N","Internal Combustion (PRMVR=IC)",null,{"$f":"IF(B16736=\"CoalST\",MATCH(E16736&\"|\"&F16736,EIA_Units!$BK$6:$BK$22655,0),\"\")","v":""},{"$f":"IF(O16736=\"\",\"\",INDEX(EIA_Units!P16736:'EIA_Units'!$P$6:$P$22655,O16736))","v":""},""]
[null,"EXCLUDE","UT","Whitehead",7028,"K4","NG","IC",5,null,"Electric Utility","Y","Internal Combustion (PRMVR=IC)",null,{"$f":"IF(B16751=\"CoalST\",MATCH(E16751&\"|\"&F16751,EIA_Units!$BK$6:$BK$22655,0),\"\")","v":""},{"$f":"IF(O16751=\"\",\"\",INDEX(EIA_Units!P16751:'EIA_Units'!$P$6:$P$22655,O16751))","v":""},""]
[null,"EXCLUDE","ME","Bates Mill Upper",7044,"BU3","WAT","HY",1.2,null,"IPP Non-CHP","N","Non Combustion (NUC, WAT, WND, GEO, or SUN)",null,{"$f":"IF(B16756=\"CoalST\",MATCH(E16756&\"|\"&F16756,EIA_Units!$BK$6:$BK$22655,0),\"\")","v":""},{"$f":"IF(O16756=\"\",\"\",INDEX(EIA_Units!P16756:'EIA_Units'!$P$6:$P$22655,O16756))","v":""},""]
[null,"EXCLUDE","WI","Solon Diesel",7058,"5","DFO","IC",1,null,"Electric Utility","N","Internal Combustion (PRMVR=IC)",null,{"$f":"IF(B16767=\"CoalST\",MATCH(E16767&\"|\"&F16767,EIA_Units!$BK$6:$BK$22655,0),\"\")","v":""},{"$f":"IF(O16767=\"\",\"\",INDEX(EIA_Units!P16767:'EIA_Units'!$P$6:$P$22655,O16767))","v":""},""]
[null,"EXCLUDE","AL","McIntosh",7063,"1","NG","CE",110,null,"Electric Utility","N","Energy Storage Battery or Energy Storage Compressed Air or Flywheel (PRMVR=BA or CE or FW)",null,{"$f":"IF(B16772=\"CoalST\",MATCH(E16772&\"|\"&F16772,EIA_Units!$BK$6:$BK$22655,0),\"\")","v":""},{"$f":"IF(O16772=\"\",\"\",INDEX(EIA_Units!P16772:'EIA_Units'!$P$6:$P$22655,O16772))","v":""},""]
[null,"EXCLUDE","UT","Heber City",7111,"NA8","DFO","IC",1.6,null,"Electric Utility","N","Internal Combustion (PRMVR=IC)",null,{"$f":"IF(B16787=\"CoalST\",MATCH(E16787&\"|\"&F16787,EIA_Units!$BK$6:$BK$22655,0),\"\")","v":""},{"$f":"IF(O16787=\"\",\"\",INDEX(EIA_Units!P16787:'EIA_Units'!$P$6:$P$22655,O16787))","v":""},""]
[null,"EXCLUDE","AK","Barrow",7173,"10","NG","IC",1.5,null,"Electric Utility","N","Internal Combustion (PRMVR=IC)",null,{"$f":"IF(B16798=\"CoalST\",MATCH(E16798&\"|\"&F16798,EIA_Units!$BK$6:$BK$22655,0),\"\")","v":""},{"$f":"IF(O16798=\"\",\"\",INDEX(EIA_Units!P16798:'EIA_Units'!$P$6:$P$22655,O16798))","v":""},""]
[null,"EXCLUDE","AK","Gwitchyaa Zhee",7174,"4A","DFO","IC",0.5,null,"Electric Utility","N","Internal Combustion (PRMVR=IC)",null,{"$f":"IF(B16803=\"CoalST\",MATCH(E16803&\"|\"&F16803,EIA_Units!$BK$6:$BK$22655,0),\"\")","v":""},{"$f":"IF(O16803=\"\",\"\",INDEX(EIA_Units!P16803:'EIA_Units'!$P$6:$P$22655,O16803))","v":""},""]
[null,"EXCLUDE","IN","NA 1",7228,"1","NG","GT",318,null,"Electric Utility","N","Status of operation (IP,L,P,T,or U) or Retired before 2012",null,{"$f":"IF(B16822=\"CoalST\",MATCH(E16822&\"|\"&F16822,EIA_Units!$BK$6:$BK$22655,0),\"\")","v":""},{"$f":"IF(O16822=\"\",\"\",INDEX(EIA_Units!P16822:'EIA_Units'!$P$6:$P$22655,O16822))","v":""},""]
[null,"EXCLUDE","IN","NA 1",7228,"2","NG","GT",96,null,"Electric Utility","N","Status of operation (IP,L,P,T,or U) or Retired before 2012",null,{"$f":"IF(B16830=\"CoalST\",MATCH(E16830&\"|\"&F16830,EIA_Units!$BK$6:$BK$22655,0),\"\")","v":""},{"$f":"IF(O16830=\"\",\"\",INDEX(EIA_Units!P16830:'EIA_Units'!$P$6:$P$22655,O16830))","v":""},""]
[null,"EXCLUDE","IN","NA 1",7228,"7","NG","GT",185,null,"Electric Utility","N","Status of operation (IP,L,P,T,or U) or Retired before 2012",null,{"$f":"IF(B16835=\"CoalST\",MATCH(E16835&\"|\"&F16835,EIA_Units!$BK$6:$BK$22655,0),\"\")","v":""},{"$f":"IF(O16835=\"\",\"\",INDEX(EIA_Units!P16835:'EIA_Units'!$P$6:$P$22655,O16835))","v":""},""]
[null,"EXCLUDE","HI","Miki Basin",7264,"LL2","DFO","IC",1,null,"Electric Utility","N","Internal Combustion (PRMVR=IC)",null,{"$f":"IF(B16846=\"CoalST\",MATCH(E16846&\"|\"&F16846,EIA_Units!$BK$6:$BK$22655,0),\"\")","v":""},{"$f":"IF(O16846=\"\",\"\",INDEX(EIA_Units!P16846:'EIA_Units'!$P$6:$P$22655,O16846))","v":""},""]
[null,"EXCLUDE","OH","Richard Gorsuch",7286,"1","BIT","ST",50,null,"Electric Utility","Y","Status of operation (IP,L,P,T,or U) or Retired before 2012",null,{"$f":"IF(B16861=\"CoalST\",MATCH(E16861&\"|\"&F16861,EIA_Units!$BK$6:$BK$22655,0),\"\")","v":""},{"$f":"IF(O16861=\"\",\"\",INDEX(EIA_Units!P16861:'EIA_Units'!$P$6:$P$22655,O16861))","v":""},""]
[null,"EXCLUDE","MN","Alliant Techsystems",7376,"1","DFO","IC",1.6,null,"Electric Utility","N","Internal Combustion (PRMVR=IC)",null,{"$f":"IF(B16872=\"CoalST\",MATCH(E16872&\"|\"&F16872,EIA_Units!$BK$6:$BK$22655,0),\"\")","v":""},{"$f":"IF(O16872=\"\",\"\",INDEX(EIA_Units!P16872:'EIA_Units'!$P$6:$P$22655,O16872))","v":""},""]
[null,"EXCLUDE","MN","United Hospital",7378,"3","DFO","IC",1.6,null,"Commercial Non-CHP","N","Internal Combustion (PRMVR=IC)",null,{"$f":"IF(B16877=\"CoalST\",MATCH(E16877&\"|\"&F16877,EIA_Units!$BK$6:$BK$22655,0),\"\")","v":""},{"$f":"IF(O16877=\"\",\"\",INDEX(EIA_Units!P16877:'EIA_Units'!$P$6:$P$22655,O16877))","v":""},""]
[null,"EXCLUDE","MA","Front Street",7396,"2","DFO","IC",2.7,null,"Electric Utility","N","Internal Combustion (PRMVR=IC)",null,{"$f":"IF(B16892=\"CoalST\",MATCH(E16892&\"|\"&F16892,EIA_Units!$BK$6:$BK$22655,0),\"\")","v":""},{"$f":"IF(O16892=\"\",\"\",INDEX(EIA_Units!P16892:'EIA_Units'!$P$6:$P$22655,O16892))","v":""},""]
[null,"EXCLUDE","MA","Front Street",7396,"3","DFO","IC",2.7,null,"Electric Utility","N","Internal Combustion (PRMVR=IC)",null,{"$f":"IF(B16893=\"CoalST\",MATCH(E16893&\"|\"&F16893,EIA_Units!$BK$6:$BK$22655,0),\"\")","v":""},{"$f":"IF(O16893=\"\",\"\",INDEX(EIA_Units!P16893:'EIA_Units'!$P$6:$P$22655,O16893))","v":""},""]
[null,"EXCLUDE","MO","Shelbina Power #2",7406,"G4","DFO","IC",1.6,null,"Electric Utility","N","Internal Combustion (PRMVR=IC)",null,{"$f":"IF(B16908=\"CoalST\",MATCH(E16908&\"|\"&F16908,EIA_Units!$BK$6:$BK$22655,0),\"\")","v":""},{"$f":"IF(O16908=\"\",\"\",INDEX(EIA_Units!P16908:'EIA_Units'!$P$6:$P$22655,O16908))","v":""},""]
[null,"EXCLUDE","UT","Payson",7408,"86-3","NG","IC",2.5,null,"Electric Utility","N","Internal Combustion (PRMVR=IC)",null,{"$f":"IF(B16913=\"CoalST\",MATCH(E16913&\"|\"&F16913,EIA_Units!$BK$6:$BK$22655,0),\"\")","v":""},{"$f":"IF(O16913=\"\",\"\",INDEX(EIA_Units!P16913:'EIA_Units'!$P$6:$P$22655,O16913))","v":""},""]
[null,"EXCLUDE","MN","Lakefield Utilities",7415,"4","DFO","IC",1,null,"Electric Utility","N","Internal Combustion (PRMVR=IC)",null,{"$f":"IF(B16924=\"CoalST\",MATCH(E16924&\"|\"&F16924,EIA_Units!$BK$6:$BK$22655,0),\"\")","v":""},{"$f":"IF(O16924=\"\",\"\",INDEX(EIA_Units!P16924:'EIA_Units'!$P$6:$P$22655,O16924))","v":""},""]
[null,"EXCLUDE","AK","Galena Electric Utility",7437,"3A","DFO","IC",0.8,null,"Electric Utility","Y","Internal Combustion (PRMVR=IC)",null,{"$f":"IF(B16943=\"CoalST\",MATCH(E16943&\"|\"&F16943,EIA_Units!$BK$6:$BK$22655,0),\"\")","v":""},{"$f":"IF(O16943=\"\",\"\",INDEX(EIA_Units!P16943:'EIA_Units'!$P$6:$P$22655,O16943))","v":""},""]
[null,"EXCLUDE","VA","Church Street Plant",7438,"C2","DFO","IC",1,null,"Electric Utility","N","Internal Combustion (PRMVR=IC)",null,{"$f":"IF(B16951=\"CoalST\",MATCH(E16951&\"|\"&F16951,EIA_Units!$BK$6:$BK$22655,0),\"\")","v":""},{"$f":"IF(O16951=\"\",\"\",INDEX(EIA_Units!P16951:'EIA_Units'!$P$6:$P$22655,O16951))","v":""},""]
[null,"EXCLUDE","VA","Godwin Drive Plant",7439,"C10","DFO","IC",1.5,null,"Electric Utility","N","Internal Combustion (PRMVR=IC)",null,{"$f":"IF(B16956=\"CoalST\",MATCH(E16956&\"|\"&F16956,EIA_Units!$BK$6:$BK$22655,0),\"\")","v":""},{"$f":"IF(O16956=\"\",\"\",INDEX(EIA_Units!P16956:'EIA_Units'!$P$6:$P$22655,O16956))","v":""},""]
[null,"EXCLUDE","VA","VMEA Peaking Gen",7441,"V12","DFO","IC",1.6,null,"Electric Utility","N","Internal Combustion (PRMVR=IC)",null,{"$f":"IF(B16971=\"CoalST\",MATCH(E16971&\"|\"&F16971,EIA_Units!$BK$6:$BK$22655,0),\"\")","v":""},{"$f":"IF(O16971=\"\",\"\",INDEX(EIA_Units!P16971:'EIA_Units'!$P$6:$P$22655,O16971))","v":""},""]
[null,"EXCLUDE","AK","Hoonah",7463,"3A","DFO","IC",0.5,null,"Electric Utility","N","Internal Combustion (PRMVR=IC)",null,{"$f":"IF(B16982=\"CoalST\",MATCH(E16982&\"|\"&F16982,EIA_Units!$BK$6:$BK$22655,0),\"\")","v":""},{"$f":"IF(O16982=\"\",\"\",INDEX(EIA_Units!P16982:'EIA_Units'!$P$6:$P$22655,O16982))","v":""},""]
[null,"EXCLUDE","AK","Kake",7464,"3A","DFO","IC",0.8,null,"Electric Utility","N","Internal Combustion (PRMVR=IC)",null,{"$f":"IF(B16987=\"CoalST\",MATCH(E16987&\"|\"&F16987,EIA_Units!$BK$6:$BK$22655,0),\"\")","v":""},{"$f":"IF(O16987=\"\",\"\",INDEX(EIA_Units!P16987:'EIA_Units'!$P$6:$P$22655,O16987))","v":""},""]
[null,"EXCLUDE","MO","Marceline",7470,"4","DFO","IC",0.4,null,"Electric Utility","N","Internal Combustion (PRMVR=IC)",null,{"$f":"IF(B17002=\"CoalST\",MATCH(E17002&\"|\"&F17002,EIA_Units!$BK$6:$BK$22655,0),\"\")","v":""},{"$f":"IF(O17002=\"\",\"\",INDEX(EIA_Units!P17002:'EIA_Units'!$P$6:$P$22655,O17002))","v":""},""]
[null,"EXCLUDE","AK","NSB Atquasuk Utility",7482,"NA1","DFO","IC",0.9,null,"Electric Utility","Y","Internal Combustion (PRMVR=IC)",null,{"$f":"IF(B17013=\"CoalST\",MATCH(E17013&\"|\"&F17013,EIA_Units!$BK$6:$BK$22655,0),\"\")","v":""},{"$f":"IF(O17013=\"\",\"\",INDEX(EIA_Units!P17013:'EIA_Units'!$P$6:$P$22655,O17013))","v":""},""]
[null,"EXCLUDE","AK","NSB Atquasuk Utility",7482,"PG3","DFO","IC",0.6,null,"Electric Utility","Y","Internal Combustion (PRMVR=IC)",null,{"$f":"IF(B17018=\"CoalST\",MATCH(E17018&\"|\"&F17018,EIA_Units!$BK$6:$BK$22655,0),\"\")","v":""},{"$f":"IF(O17018=\"\",\"\",INDEX(EIA_Units!P17018:'EIA_Units'!$P$6:$P$22655,O17018))","v":""},""]
[null,"EXCLUDE","AK","NSB Nuiqsut Utility",7484,"PG6A","NG","IC",0.8,null,"Electric Utility","Y","Internal Combustion (PRMVR=IC)",null,{"$f":"IF(B17029=\"CoalST\",MATCH(E17029&\"|\"&F17029,EIA_Units!$BK$6:$BK$22655,0),\"\")","v":""},{"$f":"IF(O17029=\"\",\"\",INDEX(EIA_Units!P17029:'EIA_Units'!$P$6:$P$22655,O17029))","v":""},""]
[null,"EXCLUDE","AK","NSB Point Hope Utility",7485,"PG4","DFO","IC",0.4,null,"Electric Utility","N","Internal Combustion (PRMVR=IC)",null,{"$f":"IF(B17034=\"CoalST\",MATCH(E17034&\"|\"&F17034,EIA_Units!$BK$6:$BK$22655,0),\"\")","v":""},{"$f":"IF(O17034=\"\",\"\",INDEX(EIA_Units!P17034:'EIA_Units'!$P$6:$P$22655,O17034))","v":""},""]
[null,"EXCLUDE","AK","NSB Point Lay Utility",7486,"PG8","DFO","IC",0.6,null,"Electric Utility","N","Internal Combustion (PRMVR=IC)",null,{"$f":"IF(B17049=\"CoalST\",MATCH(E17049&\"|\"&F17049,EIA_Units!$BK$6:$BK$22655,0),\"\")","v":""},{"$f":"IF(O17049=\"\",\"\",INDEX(EIA_Units!P17049:'EIA_Units'!$P$6:$P$22655,O17049))","v":""},""]
[null,"EXCLUDE","AK","NSB Anaktuvuk Pass",7487,"7","DFO","IC",0.9,null,"Electric Utility","Y","Internal Combustion (PRMVR=IC)",null,{"$f":"IF(B17057=\"CoalST\",MATCH(E17057&\"|\"&F17057,EIA_Units!$BK$6:$BK$22655,0),\"\")","v":""},{"$f":"IF(O17057=\"\",\"\",INDEX(EIA_Units!P17057:'EIA_Units'!$P$6:$P$22655,O17057))","v":""},""]
[null,"EXCLUDE","AK","King Cove",7493,"3","DFO","IC",0.7,null,"Electric Utility","Y","Internal Combustion (PRMVR=IC)",null,{"$f":"IF(B17066=\"CoalST\",MATCH(E17066&\"|\"&F17066,EIA_Units!$BK$6:$BK$22655,0),\"\")","v":""},{"$f":"IF(O17066=\"\",\"\",INDEX(EIA_Units!P17066:'EIA_Units'!$P$6:$P$22655,O17066))","v":""},""]
[null,"EXCLUDE","AK","Dutch Harbor",7502,"13","DFO","IC",4.4000000000000004,null,"Electric Utility","N","Internal Combustion (PRMVR=IC)",null,{"$f":"IF(B17077=\"CoalST\",MATCH(E17077&\"|\"&F17077,EIA_Units!$BK$6:$BK$22655,0),\"\")","v":""},{"$f":"IF(O17077=\"\",\"\",INDEX(EIA_Units!P17077:'EIA_Units'!$P$6:$P$22655,O17077))","v":""},""]
[null,"EXCLUDE","NC","NA 1",7539,"4","NG","CC",195,null,"Electric Utility","N","Status of operation (IP,L,P,T,or U) or Retired before 2012",null,{"$f":"IF(B17092=\"CoalST\",MATCH(E17092&\"|\"&F17092,EIA_Units!$BK$6:$BK$22655,0),\"\")","v":""},{"$f":"IF(O17092=\"\",\"\",INDEX(EIA_Units!P17092:'EIA_Units'!$P$6:$P$22655,O17092))","v":""},""]
[null,"EXCLUDE","NC","NA 1",7539,"CCE1","NG","CC",557,null,"Electric Utility","N","Status of operation (IP,L,P,T,or U) or Retired before 2012",null,{"$f":"IF(B17097=\"CoalST\",MATCH(E17097&\"|\"&F17097,EIA_Units!$BK$6:$BK$22655,0),\"\")","v":""},{"$f":"IF(O17097=\"\",\"\",INDEX(EIA_Units!P17097:'EIA_Units'!$P$6:$P$22655,O17097))","v":""},""]
[null,"EXCLUDE","OH","Bowling Green",7575,"2","DFO","IC",7.2,null,"Electric Utility","N","Internal Combustion (PRMVR=IC)",null,{"$f":"IF(B17108=\"CoalST\",MATCH(E17108&\"|\"&F17108,EIA_Units!$BK$6:$BK$22655,0),\"\")","v":""},{"$f":"IF(O17108=\"\",\"\",INDEX(EIA_Units!P17108:'EIA_Units'!$P$6:$P$22655,O17108))","v":""},""]
[null,"EXCLUDE","OH","Auglaize Hydro",7657,"3","WAT","HY",1.4,null,"Electric Utility","N","Non Combustion (NUC, WAT, WND, GEO, or SUN)",null,{"$f":"IF(B17123=\"CoalST\",MATCH(E17123&\"|\"&F17123,EIA_Units!$BK$6:$BK$22655,0),\"\")","v":""},{"$f":"IF(O17123=\"\",\"\",INDEX(EIA_Units!P17123:'EIA_Units'!$P$6:$P$22655,O17123))","v":""},""]
[null,"EXCLUDE","IA","Agency GT",7706,"2","NG","GT",19.7,null,"Electric Utility","N","Simple Cycle Turbine (PRMVR=GT or OT) unit under 25MW",null,{"$f":"IF(B17128=\"CoalST\",MATCH(E17128&\"|\"&F17128,EIA_Units!$BK$6:$BK$22655,0),\"\")","v":""},{"$f":"IF(O17128=\"\",\"\",INDEX(EIA_Units!P17128:'EIA_Units'!$P$6:$P$22655,O17128))","v":""},""]
[null,"EXCLUDE","MS","Meridian",7719,"1","DFO","IC",1.8,null,"Electric Utility","N","Internal Combustion (PRMVR=IC)",null,{"$f":"IF(B17139=\"CoalST\",MATCH(E17139&\"|\"&F17139,EIA_Units!$BK$6:$BK$22655,0),\"\")","v":""},{"$f":"IF(O17139=\"\",\"\",INDEX(EIA_Units!P17139:'EIA_Units'!$P$6:$P$22655,O17139))","v":""},""]
[null,"EXCLUDE","CO","SECC",7730,"1","DFO","IC",1.5,null,"Electric Utility","N","Internal Combustion (PRMVR=IC)",null,{"$f":"IF(B17154=\"CoalST\",MATCH(E17154&\"|\"&F17154,EIA_Units!$BK$6:$BK$22655,0),\"\")","v":""},{"$f":"IF(O17154=\"\",\"\",INDEX(EIA_Units!P17154:'EIA_Units'!$P$6:$P$22655,O17154))","v":""},""]
[null,"EXCLUDE","TX","Turbine",7732,"1","NG","GT",121,null,"Electric Utility","N","Status of operation (IP,L,P,T,or U) or Retired before 2012",null,{"$f":"IF(B17155=\"CoalST\",MATCH(E17155&\"|\"&F17155,EIA_Units!$BK$6:$BK$22655,0),\"\")","v":""},{"$f":"IF(O17155=\"\",\"\",INDEX(EIA_Units!P17155:'EIA_Units'!$P$6:$P$22655,O17155))","v":""},""]
[null,"EXCLUDE","IA","South Plant",7758,"4","DFO","IC",2,null,"Electric Utility","N","Internal Combustion (PRMVR=IC)",null,{"$f":"IF(B17170=\"CoalST\",MATCH(E17170&\"|\"&F17170,EIA_Units!$BK$6:$BK$22655,0),\"\")","v":""},{"$f":"IF(O17170=\"\",\"\",INDEX(EIA_Units!P17170:'EIA_Units'!$P$6:$P$22655,O17170))","v":""},""]
[null,"EXCLUDE","KS","Erie Energy Center",7766,"3","DFO","IC",2.5,null,"Electric Utility","N","Internal Combustion (PRMVR=IC)",null,{"$f":"IF(B17175=\"CoalST\",MATCH(E17175&\"|\"&F17175,EIA_Units!$BK$6:$BK$22655,0),\"\")","v":""},{"$f":"IF(O17175=\"\",\"\",INDEX(EIA_Units!P17175:'EIA_Units'!$P$6:$P$22655,O17175))","v":""},""]
[null,"EXCLUDE","UT","Bloomington Power Plant",7767,"7","DFO","IC",1.7,null,"Electric Utility","N","Internal Combustion (PRMVR=IC)",null,{"$f":"IF(B17187=\"CoalST\",MATCH(E17187&\"|\"&F17187,EIA_Units!$BK$6:$BK$22655,0),\"\")","v":""},{"$f":"IF(O17187=\"\",\"\",INDEX(EIA_Units!P17187:'EIA_Units'!$P$6:$P$22655,O17187))","v":""},""]
[null,"EXCLUDE","OH","Versailles Peaking",7775,"3","DFO","IC",1.8,null,"Electric Utility","N","Internal Combustion (PRMVR=IC)",null,{"$f":"IF(B17202=\"CoalST\",MATCH(E17202&\"|\"&F17202,EIA_Units!$BK$6:$BK$22655,0),\"\")","v":""},{"$f":"IF(O17202=\"\",\"\",INDEX(EIA_Units!P17202:'EIA_Units'!$P$6:$P$22655,O17202))","v":""},""]
[null,"EXCLUDE","OH","Orrville Peaking",7778,"2","DFO","IC",1.8,null,"Electric Utility","N","Internal Combustion (PRMVR=IC)",null,{"$f":"IF(B17213=\"CoalST\",MATCH(E17213&\"|\"&F17213,EIA_Units!$BK$6:$BK$22655,0),\"\")","v":""},{"$f":"IF(O17213=\"\",\"\",INDEX(EIA_Units!P17213:'EIA_Units'!$P$6:$P$22655,O17213))","v":""},""]
[null,"EXCLUDE","OH","Bryan Peaking",7779,"4","DFO","IC",1.8,null,"Electric Utility","N","Internal Combustion (PRMVR=IC)",null,{"$f":"IF(B17218=\"CoalST\",MATCH(E17218&\"|\"&F17218,EIA_Units!$BK$6:$BK$22655,0),\"\")","v":""},{"$f":"IF(O17218=\"\",\"\",INDEX(EIA_Units!P17218:'EIA_Units'!$P$6:$P$22655,O17218))","v":""},""]
[null,"EXCLUDE","VA","Dominion/Lo Mar",7797,"DOM4","DFO","IC",1.8,null,"Electric Utility","N","Internal Combustion (PRMVR=IC)",null,{"$f":"IF(B17233=\"CoalST\",MATCH(E17233&\"|\"&F17233,EIA_Units!$BK$6:$BK$22655,0),\"\")","v":""},{"$f":"IF(O17233=\"\",\"\",INDEX(EIA_Units!P17233:'EIA_Units'!$P$6:$P$22655,O17233))","v":""},""]
[null,"EXCLUDE","MI","Pine Street",7806,"5","NG","IC",1.3,null,"Electric Utility","N","Internal Combustion (PRMVR=IC)",null,{"$f":"IF(B17244=\"CoalST\",MATCH(E17244&\"|\"&F17244,EIA_Units!$BK$6:$BK$22655,0),\"\")","v":""},{"$f":"IF(O17244=\"\",\"\",INDEX(EIA_Units!P17244:'EIA_Units'!$P$6:$P$22655,O17244))","v":""},""]
[null,"EXCLUDE","SC","Webb Forging",7814,"1","DFO","IC",2.9,null,"Electric Utility","N","Internal Combustion (PRMVR=IC)",null,{"$f":"IF(B17249=\"CoalST\",MATCH(E17249&\"|\"&F17249,EIA_Units!$BK$6:$BK$22655,0),\"\")","v":""},{"$f":"IF(O17249=\"\",\"\",INDEX(EIA_Units!P17249:'EIA_Units'!$P$6:$P$22655,O17249))","v":""},""]
[null,"EXCLUDE","SC","John S Rainey",7834,"CT5B","NG","CC",170,null,"Electric Utility","N","Status of operation (IP,L,P,T,or U) or Retired before 2012",null,{"$f":"IF(B17264=\"CoalST\",MATCH(E17264&\"|\"&F17264,EIA_Units!$BK$6:$BK$22655,0),\"\")","v":""},{"$f":"IF(O17264=\"\",\"\",INDEX(EIA_Units!P17264:'EIA_Units'!$P$6:$P$22655,O17264))","v":""},""]
[null,"EXCLUDE","IA","Knoxville Industrial",7849,"4","DFO","IC",2,null,"Electric Utility","N","Internal Combustion (PRMVR=IC)",null,{"$f":"IF(B17275=\"CoalST\",MATCH(E17275&\"|\"&F17275,EIA_Units!$BK$6:$BK$22655,0),\"\")","v":""},{"$f":"IF(O17275=\"\",\"\",INDEX(EIA_Units!P17275:'EIA_Units'!$P$6:$P$22655,O17275))","v":""},""]
[null,"EXCLUDE","IA","Shenandoah",7850,"1","DFO","IC",2,null,"Electric Utility","N","Internal Combustion (PRMVR=IC)",null,{"$f":"IF(B17280=\"CoalST\",MATCH(E17280&\"|\"&F17280,EIA_Units!$BK$6:$BK$22655,0),\"\")","v":""},{"$f":"IF(O17280=\"\",\"\",INDEX(EIA_Units!P17280:'EIA_Units'!$P$6:$P$22655,O17280))","v":""},""]
[null,"EXCLUDE","IA","Waterloo Lundquist",7851,"2","DFO","IC",2,null,"Electric Utility","N","Internal Combustion (PRMVR=IC)",null,{"$f":"IF(B17291=\"CoalST\",MATCH(E17291&\"|\"&F17291,EIA_Units!$BK$6:$BK$22655,0),\"\")","v":""},{"$f":"IF(O17291=\"\",\"\",INDEX(EIA_Units!P17291:'EIA_Units'!$P$6:$P$22655,O17291))","v":""},""]
[null,"EXCLUDE","IA","Waterloo Lundquist",7851,"7","DFO","IC",2,null,"Electric Utility","N","Internal Combustion (PRMVR=IC)",null,{"$f":"IF(B17296=\"CoalST\",MATCH(E17296&\"|\"&F17296,EIA_Units!$BK$6:$BK$22655,0),\"\")","v":""},{"$f":"IF(O17296=\"\",\"\",INDEX(EIA_Units!P17296:'EIA_Units'!$P$6:$P$22655,O17296))","v":""},""]
[null,"EXCLUDE","WI","Elk Mound",7863,"3","NG","GT",35.5,null,"Electric Utility","N","Status of operation (IP,L,P,T,or U) or Retired before 2012",null,{"$f":"IF(B17308=\"CoalST\",MATCH(E17308&\"|\"&F17308,EIA_Units!$BK$6:$BK$22655,0),\"\")","v":""},{"$f":"IF(O17308=\"\",\"\",INDEX(EIA_Units!P17308:'EIA_Units'!$P$6:$P$22655,O17308))","v":""},""]
[null,"EXCLUDE","GA","MEAG1",7879,"1","NG","CC",170.9,null,"Electric Utility","N","Status of operation (IP,L,P,T,or U) or Retired before 2012",null,{"$f":"IF(B17323=\"CoalST\",MATCH(E17323&\"|\"&F17323,EIA_Units!$BK$6:$BK$22655,0),\"\")","v":""},{"$f":"IF(O17323=\"\",\"\",INDEX(EIA_Units!P17323:'EIA_Units'!$P$6:$P$22655,O17323))","v":""},""]
[null,"EXCLUDE","TN","Powell Valley",7883,"11","DFO","IC",2,null,"Electric Utility","N","Internal Combustion (PRMVR=IC)",null,{"$f":"IF(B17328=\"CoalST\",MATCH(E17328&\"|\"&F17328,EIA_Units!$BK$6:$BK$22655,0),\"\")","v":""},{"$f":"IF(O17328=\"\",\"\",INDEX(EIA_Units!P17328:'EIA_Units'!$P$6:$P$22655,O17328))","v":""},""]
[null,"EXCLUDE","IL","Parkside",7888,"3","DFO","IC",2,null,"Electric Utility","N","Internal Combustion (PRMVR=IC)",null,{"$f":"IF(B17343=\"CoalST\",MATCH(E17343&\"|\"&F17343,EIA_Units!$BK$6:$BK$22655,0),\"\")","v":""},{"$f":"IF(O17343=\"\",\"\",INDEX(EIA_Units!P17343:'EIA_Units'!$P$6:$P$22655,O17343))","v":""},""]
[null,"EXCLUDE","FL","Midway",7893,"2","NG","CC",429,null,"Electric Utility","N","Status of operation (IP,L,P,T,or U) or Retired before 2012",null,{"$f":"IF(B17354=\"CoalST\",MATCH(E17354&\"|\"&F17354,EIA_Units!$BK$6:$BK$22655,0),\"\")","v":""},{"$f":"IF(O17354=\"\",\"\",INDEX(EIA_Units!P17354:'EIA_Units'!$P$6:$P$22655,O17354))","v":""},""]
[null,"EXCLUDE","KY","Unknown",7894,"4","NG","GT",185,null,"Electric Utility","N","Status of operation (IP,L,P,T,or U) or Retired before 2012",null,{"$f":"IF(B17359=\"CoalST\",MATCH(E17359&\"|\"&F17359,EIA_Units!$BK$6:$BK$22655,0),\"\")","v":""},{"$f":"IF(O17359=\"\",\"\",INDEX(EIA_Units!P17359:'EIA_Units'!$P$6:$P$22655,O17359))","v":""},""]
[null,"EXCLUDE","IL","Hallock",7895,"7","DFO","IC",1.6,null,"Electric Utility","N","Internal Combustion (PRMVR=IC)",null,{"$f":"IF(B17370=\"CoalST\",MATCH(E17370&\"|\"&F17370,EIA_Units!$BK$6:$BK$22655,0),\"\")","v":""},{"$f":"IF(O17370=\"\",\"\",INDEX(EIA_Units!P17370:'EIA_Units'!$P$6:$P$22655,O17370))","v":""},""]
[null,"EXCLUDE","OH","Galion",7918,"3","DFO","IC",1.8,null,"Electric Utility","N","Internal Combustion (PRMVR=IC)",null,{"$f":"IF(B17385=\"CoalST\",MATCH(E17385&\"|\"&F17385,EIA_Units!$BK$6:$BK$22655,0),\"\")","v":""},{"$f":"IF(O17385=\"\",\"\",INDEX(EIA_Units!P17385:'EIA_Units'!$P$6:$P$22655,O17385))","v":""},""]
[null,"EXCLUDE","IA","Maquoketa 2",7921,"11","DFO","IC",2,null,"Electric Utility","N","Internal Combustion (PRMVR=IC)",null,{"$f":"IF(B17390=\"CoalST\",MATCH(E17390&\"|\"&F17390,EIA_Units!$BK$6:$BK$22655,0),\"\")","v":""},{"$f":"IF(O17390=\"\",\"\",INDEX(EIA_Units!P17390:'EIA_Units'!$P$6:$P$22655,O17390))","v":""},""]
[null,"EXCLUDE","IA","South Strawberry",7926,"2A","DFO","IC",1.8,null,"Electric Utility","N","Internal Combustion (PRMVR=IC)",null,{"$f":"IF(B17401=\"CoalST\",MATCH(E17401&\"|\"&F17401,EIA_Units!$BK$6:$BK$22655,0),\"\")","v":""},{"$f":"IF(O17401=\"\",\"\",INDEX(EIA_Units!P17401:'EIA_Units'!$P$6:$P$22655,O17401))","v":""},""]
[null,"EXCLUDE","MO","Trenton South",7935,"5","DFO","IC",2,null,"Electric Utility","N","Internal Combustion (PRMVR=IC)",null,{"$f":"IF(B17416=\"CoalST\",MATCH(E17416&\"|\"&F17416,EIA_Units!$BK$6:$BK$22655,0),\"\")","v":""},{"$f":"IF(O17416=\"\",\"\",INDEX(EIA_Units!P17416:'EIA_Units'!$P$6:$P$22655,O17416))","v":""},""]
[null,"EXCLUDE","MO","Trenton South",7935,"6","DFO","IC",2,null,"Electric Utility","N","Internal Combustion (PRMVR=IC)",null,{"$f":"IF(B17417=\"CoalST\",MATCH(E17417&\"|\"&F17417,EIA_Units!$BK$6:$BK$22655,0),\"\")","v":""},{"$f":"IF(O17417=\"\",\"\",INDEX(EIA_Units!P17417:'EIA_Units'!$P$6:$P$22655,O17417))","v":""},""]
[null,"EXCLUDE","NE","Elk City Station",7955,"4","LFG","IC",0.8,null,"Electric Utility","N","Internal Combustion (PRMVR=IC)",null,{"$f":"IF(B17433=\"CoalST\",MATCH(E17433&\"|\"&F17433,EIA_Units!$BK$6:$BK$22655,0),\"\")","v":""},{"$f":"IF(O17433=\"\",\"\",INDEX(EIA_Units!P17433:'EIA_Units'!$P$6:$P$22655,O17433))","v":""},""]
[null,"EXCLUDE","SD","Future CT",7956,"1","NG","GT",28,null,"Electric Utility","N","Status of operation (IP,L,P,T,or U) or Retired before 2012",null,{"$f":"IF(B17438=\"CoalST\",MATCH(E17438&\"|\"&F17438,EIA_Units!$BK$6:$BK$22655,0),\"\")","v":""},{"$f":"IF(O17438=\"\",\"\",INDEX(EIA_Units!P17438:'EIA_Units'!$P$6:$P$22655,O17438))","v":""},""]
[null,"EXCLUDE","FL","South West Landfill",7963,"2","LFG","IC",0.8,null,"Electric Utility","N","Internal Combustion (PRMVR=IC)",null,{"$f":"IF(B17449=\"CoalST\",MATCH(E17449&\"|\"&F17449,EIA_Units!$BK$6:$BK$22655,0),\"\")","v":""},{"$f":"IF(O17449=\"\",\"\",INDEX(EIA_Units!P17449:'EIA_Units'!$P$6:$P$22655,O17449))","v":""},""]
[null,"EXCLUDE","IA","Pella Peaking",7971,"10","DFO","IC",2,null,"Electric Utility","N","Internal Combustion (PRMVR=IC)",null,{"$f":"IF(B17464=\"CoalST\",MATCH(E17464&\"|\"&F17464,EIA_Units!$BK$6:$BK$22655,0),\"\")","v":""},{"$f":"IF(O17464=\"\",\"\",INDEX(EIA_Units!P17464:'EIA_Units'!$P$6:$P$22655,O17464))","v":""},""]
[null,"EXCLUDE","IA","Pella Peaking",7971,"15","DFO","IC",2,null,"Electric Utility","N","Internal Combustion (PRMVR=IC)",null,{"$f":"IF(B17469=\"CoalST\",MATCH(E17469&\"|\"&F17469,EIA_Units!$BK$6:$BK$22655,0),\"\")","v":""},{"$f":"IF(O17469=\"\",\"\",INDEX(EIA_Units!P17469:'EIA_Units'!$P$6:$P$22655,O17469))","v":""},""]
[null,"EXCLUDE","KS","Sharpe",7973,"10","DFO","IC",2,null,"Electric Utility","N","Internal Combustion (PRMVR=IC)",null,{"$f":"IF(B17480=\"CoalST\",MATCH(E17480&\"|\"&F17480,EIA_Units!$BK$6:$BK$22655,0),\"\")","v":""},{"$f":"IF(O17480=\"\",\"\",INDEX(EIA_Units!P17480:'EIA_Units'!$P$6:$P$22655,O17480))","v":""},""]
[null,"EXCLUDE","MN","South Generation",7982,"3","DFO","IC",2.2000000000000002,null,"Electric Utility","N","Internal Combustion (PRMVR=IC)",null,{"$f":"IF(B17495=\"CoalST\",MATCH(E17495&\"|\"&F17495,EIA_Units!$BK$6:$BK$22655,0),\"\")","v":""},{"$f":"IF(O17495=\"\",\"\",INDEX(EIA_Units!P17495:'EIA_Units'!$P$6:$P$22655,O17495))","v":""},""]
[null,"EXCLUDE","WA","Randolph Road",7994,"13","DFO","IC",1.6,null,"Electric Utility","N","Internal Combustion (PRMVR=IC)",null,{"$f":"IF(B17506=\"CoalST\",MATCH(E17506&\"|\"&F17506,EIA_Units!$BK$6:$BK$22655,0),\"\")","v":""},{"$f":"IF(O17506=\"\",\"\",INDEX(EIA_Units!P17506:'EIA_Units'!$P$6:$P$22655,O17506))","v":""},""]
[null,"EXCLUDE","WA","Randolph Road",7994,"18","DFO","IC",1.6,null,"Electric Utility","N","Internal Combustion (PRMVR=IC)",null,{"$f":"IF(B17511=\"CoalST\",MATCH(E17511&\"|\"&F17511,EIA_Units!$BK$6:$BK$22655,0),\"\")","v":""},{"$f":"IF(O17511=\"\",\"\",INDEX(EIA_Units!P17511:'EIA_Units'!$P$6:$P$22655,O17511))","v":""},""]
[null,"EXCLUDE","FL","Winston",7997,"WD01","DFO","IC",2.5,null,"Electric Utility","N","Internal Combustion (PRMVR=IC)",null,{"$f":"IF(B17526=\"CoalST\",MATCH(E17526&\"|\"&F17526,EIA_Units!$BK$6:$BK$22655,0),\"\")","v":""},{"$f":"IF(O17526=\"\",\"\",INDEX(EIA_Units!P17526:'EIA_Units'!$P$6:$P$22655,O17526))","v":""},""]
[null,"EXCLUDE","FL","Winston",7997,"WD12","DFO","IC",2.5,null,"Electric Utility","N","Internal Combustion (PRMVR=IC)",null,{"$f":"IF(B17537=\"CoalST\",MATCH(E17537&\"|\"&F17537,EIA_Units!$BK$6:$BK$22655,0),\"\")","v":""},{"$f":"IF(O17537=\"\",\"\",INDEX(EIA_Units!P17537:'EIA_Units'!$P$6:$P$22655,O17537))","v":""},""]
[null,"EXCLUDE","FL","Winston",7997,"WD17","DFO","IC",2.5,null,"Electric Utility","N","Internal Combustion (PRMVR=IC)",null,{"$f":"IF(B17542=\"CoalST\",MATCH(E17542&\"|\"&F17542,EIA_Units!$BK$6:$BK$22655,0),\"\")","v":""},{"$f":"IF(O17542=\"\",\"\",INDEX(EIA_Units!P17542:'EIA_Units'!$P$6:$P$22655,O17542))","v":""},""]
[null,"EXCLUDE","MN","Co Rd 33",8014,"7","DFO","IC",2.5,null,"Electric Utility","N","Internal Combustion (PRMVR=IC)",null,{"$f":"IF(B17554=\"CoalST\",MATCH(E17554&\"|\"&F17554,EIA_Units!$BK$6:$BK$22655,0),\"\")","v":""},{"$f":"IF(O17554=\"\",\"\",INDEX(EIA_Units!P17554:'EIA_Units'!$P$6:$P$22655,O17554))","v":""},""]
[null,"EXCLUDE","MO","Gallatin #2",8017,"7","DFO","IC",1.8,null,"Electric Utility","N","Internal Combustion (PRMVR=IC)",null,{"$f":"IF(B17559=\"CoalST\",MATCH(E17559&\"|\"&F17559,EIA_Units!$BK$6:$BK$22655,0),\"\")","v":""},{"$f":"IF(O17559=\"\",\"\",INDEX(EIA_Units!P17559:'EIA_Units'!$P$6:$P$22655,O17559))","v":""},""]
[null,"EXCLUDE","WA","Diesel Generator Farm",8021,"E-19","DFO","IC",1.8,null,"Electric Utility","N","Internal Combustion (PRMVR=IC)",null,{"$f":"IF(B17574=\"CoalST\",MATCH(E17574&\"|\"&F17574,EIA_Units!$BK$6:$BK$22655,0),\"\")","v":""},{"$f":"IF(O17574=\"\",\"\",INDEX(EIA_Units!P17574:'EIA_Units'!$P$6:$P$22655,O17574))","v":""},""]
[null,"EXCLUDE","WA","Diesel Generator Farm",8021,"E-5","DFO","IC",1.8,null,"Electric Utility","N","Internal Combustion (PRMVR=IC)",null,{"$f":"IF(B17585=\"CoalST\",MATCH(E17585&\"|\"&F17585,EIA_Units!$BK$6:$BK$22655,0),\"\")","v":""},{"$f":"IF(O17585=\"\",\"\",INDEX(EIA_Units!P17585:'EIA_Units'!$P$6:$P$22655,O17585))","v":""},""]
[null,"EXCLUDE","WA","Boulder Park",8022,"1","NG","IC",4.0999999999999996,null,"Electric Utility","N","Internal Combustion (PRMVR=IC)",null,{"$f":"IF(B17590=\"CoalST\",MATCH(E17590&\"|\"&F17590,EIA_Units!$BK$6:$BK$22655,0),\"\")","v":""},{"$f":"IF(O17590=\"\",\"\",INDEX(EIA_Units!P17590:'EIA_Units'!$P$6:$P$22655,O17590))","v":""},""]
[null,"EXCLUDE","HI","Keahole",8083,"19","DFO","IC",2.5,null,"Electric Utility","N","Internal Combustion (PRMVR=IC)",null,{"$f":"IF(B17605=\"CoalST\",MATCH(E17605&\"|\"&F17605,EIA_Units!$BK$6:$BK$22655,0),\"\")","v":""},{"$f":"IF(O17605=\"\",\"\",INDEX(EIA_Units!P17605:'EIA_Units'!$P$6:$P$22655,O17605))","v":""},""]
[null,"EXCLUDE","MN","Halstad",8105,"3","DFO","IC",0.2,null,"Electric Utility","N","Internal Combustion (PRMVR=IC)",null,{"$f":"IF(B17616=\"CoalST\",MATCH(E17616&\"|\"&F17616,EIA_Units!$BK$6:$BK$22655,0),\"\")","v":""},{"$f":"IF(O17616=\"\",\"\",INDEX(EIA_Units!P17616:'EIA_Units'!$P$6:$P$22655,O17616))","v":""},""]
[null,"EXCLUDE","IA","Tipton",8106,"3","NG","IC",1.3,null,"Electric Utility","N","Internal Combustion (PRMVR=IC)",null,{"$f":"IF(B17621=\"CoalST\",MATCH(E17621&\"|\"&F17621,EIA_Units!$BK$6:$BK$22655,0),\"\")","v":""},{"$f":"IF(O17621=\"\",\"\",INDEX(EIA_Units!P17621:'EIA_Units'!$P$6:$P$22655,O17621))","v":""},""]
[null,"EXCLUDE","MO","Stanberry",8110,"3","DFO","IC",0.3,null,"Electric Utility","N","Internal Combustion (PRMVR=IC)",null,{"$f":"IF(B17632=\"CoalST\",MATCH(E17632&\"|\"&F17632,EIA_Units!$BK$6:$BK$22655,0),\"\")","v":""},{"$f":"IF(O17632=\"\",\"\",INDEX(EIA_Units!P17632:'EIA_Units'!$P$6:$P$22655,O17632))","v":""},""]
[null,"EXCLUDE","FL","Baptist Medical Center",10008,"CG-3","NG","IC",0.5,null,"Commercial CHP","N","Internal Combustion (PRMVR=IC)",null,{"$f":"IF(B17647=\"CoalST\",MATCH(E17647&\"|\"&F17647,EIA_Units!$BK$6:$BK$22655,0),\"\")","v":""},{"$f":"IF(O17647=\"\",\"\",INDEX(EIA_Units!P17647:'EIA_Units'!$P$6:$P$22655,O17647))","v":""},""]
[null,"EXCLUDE","NY","RED-Rochester, LLC",10025,"11TG","BIT","ST",6.3,null,"Industrial CHP","Y","Steam unit (PRMVR=ST) under 25MW/250 MMBtu/hr",null,{"$f":"IF(B17652=\"CoalST\",MATCH(E17652&\"|\"&F17652,EIA_Units!$BK$6:$BK$22655,0),\"\")","v":""},{"$f":"IF(O17652=\"\",\"\",INDEX(EIA_Units!P17652:'EIA_Units'!$P$6:$P$22655,O17652))","v":""},""]
[null,"EXCLUDE","CA","Encina Water Pollution Control",10026,"EG20","OBG","IC",0.8,null,"Commercial CHP","N","Internal Combustion (PRMVR=IC)",null,{"$f":"IF(B17663=\"CoalST\",MATCH(E17663&\"|\"&F17663,EIA_Units!$BK$6:$BK$22655,0),\"\")","v":""},{"$f":"IF(O17663=\"\",\"\",INDEX(EIA_Units!P17663:'EIA_Units'!$P$6:$P$22655,O17663))","v":""},""]
[null,"EXCLUDE","AR","Fourche Creek Wastewater",10050,"4","OBG","IC",1.3,null,"Commercial CHP","Y","Internal Combustion (PRMVR=IC)",null,{"$f":"IF(B17679=\"CoalST\",MATCH(E17679&\"|\"&F17679,EIA_Units!$BK$6:$BK$22655,0),\"\")","v":""},{"$f":"IF(O17679=\"\",\"\",INDEX(EIA_Units!P17679:'EIA_Units'!$P$6:$P$22655,O17679))","v":""},""]
[null,"EXCLUDE","NH","General Electric Great Falls Upper Hydro",10059,"500","WAT","HY",0.5,null,"Industrial Non-CHP","N","Non Combustion (NUC, WAT, WND, GEO, or SUN)",null,{"$f":"IF(B17684=\"CoalST\",MATCH(E17684&\"|\"&F17684,EIA_Units!$BK$6:$BK$22655,0),\"\")","v":""},{"$f":"IF(O17684=\"\",\"\",INDEX(EIA_Units!P17684:'EIA_Units'!$P$6:$P$22655,O17684))","v":""},""]
[null,"EXCLUDE","NH","Hampton Facility",10108,"GEN6","DFO","IC",0.7,null,"Industrial CHP","Y","Internal Combustion (PRMVR=IC)",null,{"$f":"IF(B17695=\"CoalST\",MATCH(E17695&\"|\"&F17695,EIA_Units!$BK$6:$BK$22655,0),\"\")","v":""},{"$f":"IF(O17695=\"\",\"\",INDEX(EIA_Units!P17695:'EIA_Units'!$P$6:$P$22655,O17695))","v":""},""]
[null,"EXCLUDE","NJ","Hoffmann LaRoche",10123,"TG2","NG","GT",4,null,"Industrial CHP","Y","Simple Cycle Turbine (PRMVR=GT or OT) unit under 25MW",null,{"$f":"IF(B17700=\"CoalST\",MATCH(E17700&\"|\"&F17700,EIA_Units!$BK$6:$BK$22655,0),\"\")","v":""},{"$f":"IF(O17700=\"\",\"\",INDEX(EIA_Units!P17700:'EIA_Units'!$P$6:$P$22655,O17700))","v":""},""]
[null,"EXCLUDE","PA","Indiana University of Pennsylvania",10129,"GEN4","NG","IC",6.1,null,"Commercial CHP","Y","Internal Combustion (PRMVR=IC)",null,{"$f":"IF(B17711=\"CoalST\",MATCH(E17711&\"|\"&F17711,EIA_Units!$BK$6:$BK$22655,0),\"\")","v":""},{"$f":"IF(O17711=\"\",\"\",INDEX(EIA_Units!P17711:'EIA_Units'!$P$6:$P$22655,O17711))","v":""},""]
[null,"EXCLUDE","CA","Childrens Hospital",10175,"1699","NG","IC",0.3,null,"Commercial CHP","N","Internal Combustion (PRMVR=IC)",null,{"$f":"IF(B17726=\"CoalST\",MATCH(E17726&\"|\"&F17726,EIA_Units!$BK$6:$BK$22655,0),\"\")","v":""},{"$f":"IF(O17726=\"\",\"\",INDEX(EIA_Units!P17726:'EIA_Units'!$P$6:$P$22655,O17726))","v":""},""]
[null,"EXCLUDE","CO","Metro Wastewater Reclamation District",10180,"1","OBG","IC",2,null,"IPP CHP","Y","Internal Combustion (PRMVR=IC)",null,{"$f":"IF(B17731=\"CoalST\",MATCH(E17731&\"|\"&F17731,EIA_Units!$BK$6:$BK$22655,0),\"\")","v":""},{"$f":"IF(O17731=\"\",\"\",INDEX(EIA_Units!P17731:'EIA_Units'!$P$6:$P$22655,O17731))","v":""},""]
[null,"EXCLUDE","FL","Fernandina Beach Mill",10202,"GEN4","BIT","ST",9.3000000000000007,null,"Industrial CHP","Y","Steam unit (PRMVR=ST) under 25MW/250 MMBtu/hr",null,{"$f":"IF(B17742=\"CoalST\",MATCH(E17742&\"|\"&F17742,EIA_Units!$BK$6:$BK$22655,0),\"\")","v":""},{"$f":"IF(O17742=\"\",\"\",INDEX(EIA_Units!P17742:'EIA_Units'!$P$6:$P$22655,O17742))","v":""},""]
[null,"EXCLUDE","MI","Hutzel Hospital",10232,"TB-2","DFO","GT",0.8,null,"Commercial Non-CHP","N","Simple Cycle Turbine (PRMVR=GT or OT) unit under 25MW",null,{"$f":"IF(B17757=\"CoalST\",MATCH(E17757&\"|\"&F17757,EIA_Units!$BK$6:$BK$22655,0),\"\")","v":""},{"$f":"IF(O17757=\"\",\"\",INDEX(EIA_Units!P17757:'EIA_Units'!$P$6:$P$22655,O17757))","v":""},""]
[null,"EXCLUDE","CA","California Institute of Technology",10262,"GEN2","NG","CC",4.3,null,"Commercial CHP","Y","Combined Cycle (PRMVR=CC) unit under 25MW",null,{"$f":"IF(B17768=\"CoalST\",MATCH(E17768&\"|\"&F17768,EIA_Units!$BK$6:$BK$22655,0),\"\")","v":""},{"$f":"IF(O17768=\"\",\"\",INDEX(EIA_Units!P17768:'EIA_Units'!$P$6:$P$22655,O17768))","v":""},""]
[null,"EXCLUDE","FL","Florida's Natural Growers",10275,"TA70","NG","GT",7.2,null,"Industrial CHP","Y","Simple Cycle Turbine (PRMVR=GT or OT) unit under 25MW",null,{"$f":"IF(B17773=\"CoalST\",MATCH(E17773&\"|\"&F17773,EIA_Units!$BK$6:$BK$22655,0),\"\")","v":""},{"$f":"IF(O17773=\"\",\"\",INDEX(EIA_Units!P17773:'EIA_Units'!$P$6:$P$22655,O17773))","v":""},""]
[null,"EXCLUDE","NC","Enka",10320,"GEN9","BIT","ST",3,null,"Industrial CHP","Y","Steam unit (PRMVR=ST) under 25MW/250 MMBtu/hr",null,{"$f":"IF(B17788=\"CoalST\",MATCH(E17788&\"|\"&F17788,EIA_Units!$BK$6:$BK$22655,0),\"\")","v":""},{"$f":"IF(O17788=\"\",\"\",INDEX(EIA_Units!P17788:'EIA_Units'!$P$6:$P$22655,O17788))","v":""},""]
[null,"EXCLUDE","NM","Southside Water Reclamation Plant",10339,"GEN4","OBG","IC",1.1000000000000001,null,"IPP CHP","Y","Internal Combustion (PRMVR=IC)",null,{"$f":"IF(B17793=\"CoalST\",MATCH(E17793&\"|\"&F17793,EIA_Units!$BK$6:$BK$22655,0),\"\")","v":""},{"$f":"IF(O17793=\"\",\"\",INDEX(EIA_Units!P17793:'EIA_Units'!$P$6:$P$22655,O17793))","v":""},""]
[null,"EXCLUDE","CA","Sycamore Energy 1",10387,"2","LFG","GT",0.9,null,"IPP Non-CHP","N","Non Fossil fuel type",null,{"$f":"IF(B17805=\"CoalST\",MATCH(E17805&\"|\"&F17805,EIA_Units!$BK$6:$BK$22655,0),\"\")","v":""},{"$f":"IF(O17805=\"\",\"\",INDEX(EIA_Units!P17805:'EIA_Units'!$P$6:$P$22655,O17805))","v":""},""]
[null,"EXCLUDE","CA","GRS Menlo Park",10391,"4","LFG","IC",0.5,null,"IPP Non-CHP","N","Internal Combustion (PRMVR=IC)",null,{"$f":"IF(B17820=\"CoalST\",MATCH(E17820&\"|\"&F17820,EIA_Units!$BK$6:$BK$22655,0),\"\")","v":""},{"$f":"IF(O17820=\"\",\"\",INDEX(EIA_Units!P17820:'EIA_Units'!$P$6:$P$22655,O17820))","v":""},""]
[null,"EXCLUDE","CA","GRS American Canyon",10392,"1","LFG","IC",0.8,null,"IPP Non-CHP","N","Internal Combustion (PRMVR=IC)",null,{"$f":"IF(B17821=\"CoalST\",MATCH(E17821&\"|\"&F17821,EIA_Units!$BK$6:$BK$22655,0),\"\")","v":""},{"$f":"IF(O17821=\"\",\"\",INDEX(EIA_Units!P17821:'EIA_Units'!$P$6:$P$22655,O17821))","v":""},""]
[null,"EXCLUDE","TX","ExxonMobil Baytown Refinery",10436,"GT35","NG","GT",14.5,null,"Industrial CHP","Y","Simple Cycle Turbine (PRMVR=GT or OT) unit under 25MW",null,{"$f":"IF(B17836=\"CoalST\",MATCH(E17836&\"|\"&F17836,EIA_Units!$BK$6:$BK$22655,0),\"\")","v":""},{"$f":"IF(O17836=\"\",\"\",INDEX(EIA_Units!P17836:'EIA_Units'!$P$6:$P$22655,O17836))","v":""},""]
[null,"EXCLUDE","IN","4 AC Station",10474,"15TG","BIT","ST",67.5,null,"Industrial CHP","Y","Status of operation (IP,L,P,T,or U) or Retired before 2012",null,{"$f":"IF(B17847=\"CoalST\",MATCH(E17847&\"|\"&F17847,EIA_Units!$BK$6:$BK$22655,0),\"\")","v":""},{"$f":"IF(O17847=\"\",\"\",INDEX(EIA_Units!P17847:'EIA_Units'!$P$6:$P$22655,O17847))","v":""},""]
[null,"EXCLUDE","KS","Klein Tools Moran",10499,"696","DFO","IC",1.5,null,"Industrial Non-CHP","N","Internal Combustion (PRMVR=IC)",null,{"$f":"IF(B17852=\"CoalST\",MATCH(E17852&\"|\"&F17852,EIA_Units!$BK$6:$BK$22655,0),\"\")","v":""},{"$f":"IF(O17852=\"\",\"\",INDEX(EIA_Units!P17852:'EIA_Units'!$P$6:$P$22655,O17852))","v":""},""]
[null,"EXCLUDE","MA","Anderson Power Products Division",10553,"3622","DFO","IC",0.1,null,"Industrial Non-CHP","N","Internal Combustion (PRMVR=IC)",null,{"$f":"IF(B17867=\"CoalST\",MATCH(E17867&\"|\"&F17867,EIA_Units!$BK$6:$BK$22655,0),\"\")","v":""},{"$f":"IF(O17867=\"\",\"\",INDEX(EIA_Units!P17867:'EIA_Units'!$P$6:$P$22655,O17867))","v":""},""]
[null,"EXCLUDE","FL","Georgia-Pacific Palatka Operations",10611,"GEN3","BLQ","ST",14,null,"Industrial CHP","Y","Steam unit (PRMVR=ST) under 25MW/250 MMBtu/hr",null,{"$f":"IF(B17878=\"CoalST\",MATCH(E17878&\"|\"&F17878,EIA_Units!$BK$6:$BK$22655,0),\"\")","v":""},{"$f":"IF(O17878=\"\",\"\",INDEX(EIA_Units!P17878:'EIA_Units'!$P$6:$P$22655,O17878))","v":""},""]
[null,"EXCLUDE","CA","Olinda Landfill Gas Recovery Plant",10648,"GEN3","LFG","IC",1.8,null,"IPP Non-CHP","N","Internal Combustion (PRMVR=IC)",null,{"$f":"IF(B17883=\"CoalST\",MATCH(E17883&\"|\"&F17883,EIA_Units!$BK$6:$BK$22655,0),\"\")","v":""},{"$f":"IF(O17883=\"\",\"\",INDEX(EIA_Units!P17883:'EIA_Units'!$P$6:$P$22655,O17883))","v":""},""]
[null,"EXCLUDE","ME","Red Shield Envir Old Town Facility",10700,"TG1","RFO","ST",3.5,null,"Industrial CHP","Y","Steam unit (PRMVR=ST) under 25MW/250 MMBtu/hr",null,{"$f":"IF(B17898=\"CoalST\",MATCH(E17898&\"|\"&F17898,EIA_Units!$BK$6:$BK$22655,0),\"\")","v":""},{"$f":"IF(O17898=\"\",\"\",INDEX(EIA_Units!P17898:'EIA_Units'!$P$6:$P$22655,O17898))","v":""},""]
[null,"EXCLUDE","CA","Marina Landfill Gas",10748,"U2J02","LFG","IC",1,null,"Commercial Non-CHP","N","Internal Combustion (PRMVR=IC)",null,{"$f":"IF(B17909=\"CoalST\",MATCH(E17909&\"|\"&F17909,EIA_Units!$BK$6:$BK$22655,0),\"\")","v":""},{"$f":"IF(O17909=\"\",\"\",INDEX(EIA_Units!P17909:'EIA_Units'!$P$6:$P$22655,O17909))","v":""},""]
[null,"EXCLUDE","WV","Belle West Virginia Plant",10788,"GEN1","NG","ST",13.5,null,"Industrial CHP","Y","Steam unit (PRMVR=ST) under 25MW/250 MMBtu/hr",null,{"$f":"IF(B17914=\"CoalST\",MATCH(E17914&\"|\"&F17914,EIA_Units!$BK$6:$BK$22655,0),\"\")","v":""},{"$f":"IF(O17914=\"\",\"\",INDEX(EIA_Units!P17914:'EIA_Units'!$P$6:$P$22655,O17914))","v":""},""]
[null,"EXCLUDE","TN","Old Hickory Plant",10797,"G10","NG","ST",3,null,"Industrial CHP","Y","Steam unit (PRMVR=ST) under 25MW/250 MMBtu/hr",null,{"$f":"IF(B17926=\"CoalST\",MATCH(E17926&\"|\"&F17926,EIA_Units!$BK$6:$BK$22655,0),\"\")","v":""},{"$f":"IF(O17926=\"\",\"\",INDEX(EIA_Units!P17926:'EIA_Units'!$P$6:$P$22655,O17926))","v":""},""]
[null,"EXCLUDE","GA","Valdosta",10859,"GEN1","WDS","ST",2.5,null,"Industrial Non-CHP","N","Non Fossil fuel type",null,{"$f":"IF(B17941=\"CoalST\",MATCH(E17941&\"|\"&F17941,EIA_Units!$BK$6:$BK$22655,0),\"\")","v":""},{"$f":"IF(O17941=\"\",\"\",INDEX(EIA_Units!P17941:'EIA_Units'!$P$6:$P$22655,O17941))","v":""},""]
[null,"EXCLUDE","IA","Archer Daniels Midland Clinton",10860,"GEN5","BIT","ST",7,null,"Industrial CHP","Y","Steam unit (PRMVR=ST) under 25MW/250 MMBtu/hr",null,{"$f":"IF(B17946=\"CoalST\",MATCH(E17946&\"|\"&F17946,EIA_Units!$BK$6:$BK$22655,0),\"\")","v":""},{"$f":"IF(O17946=\"\",\"\",INDEX(EIA_Units!P17946:'EIA_Units'!$P$6:$P$22655,O17946))","v":""},""]
[null,"EXCLUDE","CA","Altamont Midway Ltd",50001,"WTGS","WND","WT",10.9,null,"IPP Non-CHP","N","Non Combustion (NUC, WAT, WND, GEO, or SUN)",null,{"$f":"IF(B17957=\"CoalST\",MATCH(E17957&\"|\"&F17957,EIA_Units!$BK$6:$BK$22655,0),\"\")","v":""},{"$f":"IF(O17957=\"\",\"\",INDEX(EIA_Units!P17957:'EIA_Units'!$P$6:$P$22655,O17957))","v":""},""]
[null,"EXCLUDE","LA","Plant 31 Paper Mill",50028,"GEN4","NG","ST",6,null,"Industrial CHP","Y","Steam unit (PRMVR=ST) under 25MW/250 MMBtu/hr",null,{"$f":"IF(B17962=\"CoalST\",MATCH(E17962&\"|\"&F17962,EIA_Units!$BK$6:$BK$22655,0),\"\")","v":""},{"$f":"IF(O17962=\"\",\"\",INDEX(EIA_Units!P17962:'EIA_Units'!$P$6:$P$22655,O17962))","v":""},""]
[null,"EXCLUDE","MI","EQ Waste Energy Services",50077,"CAT3","LFG","IC",0.3,null,"IPP CHP","Y","Internal Combustion (PRMVR=IC)",null,{"$f":"IF(B17973=\"CoalST\",MATCH(E17973&\"|\"&F17973,EIA_Units!$BK$6:$BK$22655,0),\"\")","v":""},{"$f":"IF(O17973=\"\",\"\",INDEX(EIA_Units!P17973:'EIA_Units'!$P$6:$P$22655,O17973))","v":""},""]
[null,"EXCLUDE","OR","Ground Water Pumping Station",50105,"GPS2","WAT","HY",0.9,null,"IPP Non-CHP","N","Non Combustion (NUC, WAT, WND, GEO, or SUN)",null,{"$f":"IF(B17988=\"CoalST\",MATCH(E17988&\"|\"&F17988,EIA_Units!$BK$6:$BK$22655,0),\"\")","v":""},{"$f":"IF(O17988=\"\",\"\",INDEX(EIA_Units!P17988:'EIA_Units'!$P$6:$P$22655,O17988))","v":""},""]
[null,"EXCLUDE","CA","Sierra Pacific Loyalton Facility",50111,"GEN1","WDS","ST",20,null,"IPP Non-CHP","N","Non Fossil fuel type",null,{"$f":"IF(B17993=\"CoalST\",MATCH(E17993&\"|\"&F17993,EIA_Units!$BK$6:$BK$22655,0),\"\")","v":""},{"$f":"IF(O17993=\"\",\"\",INDEX(EIA_Units!P17993:'EIA_Units'!$P$6:$P$22655,O17993))","v":""},""]
[null,"EXCLUDE","NY","South Oaks Hospital",50136,"CG2","NG","IC",0.2,null,"Commercial CHP","Y","Internal Combustion (PRMVR=IC)",null,{"$f":"IF(B18004=\"CoalST\",MATCH(E18004&\"|\"&F18004,EIA_Units!$BK$6:$BK$22655,0),\"\")","v":""},{"$f":"IF(O18004=\"\",\"\",INDEX(EIA_Units!P18004:'EIA_Units'!$P$6:$P$22655,O18004))","v":""},""]
[null,"EXCLUDE","GA","Rabun Gap Cogen Facility",50201,"ST1","WDS","ST",4.0999999999999996,null,"IPP Non-CHP","N","Non Fossil fuel type",null,{"$f":"IF(B18019=\"CoalST\",MATCH(E18019&\"|\"&F18019,EIA_Units!$BK$6:$BK$22655,0),\"\")","v":""},{"$f":"IF(O18019=\"\",\"\",INDEX(EIA_Units!P18019:'EIA_Units'!$P$6:$P$22655,O18019))","v":""},""]
[null,"EXCLUDE","TX","Texas Petrochemicals",50229,"GT1","NG","CC",105,null,"Industrial CHP","Y","Status of operation (IP,L,P,T,or U) or Retired before 2012",null,{"$f":"IF(B18024=\"CoalST\",MATCH(E18024&\"|\"&F18024,EIA_Units!$BK$6:$BK$22655,0),\"\")","v":""},{"$f":"IF(O18024=\"\",\"\",INDEX(EIA_Units!P18024:'EIA_Units'!$P$6:$P$22655,O18024))","v":""},""]
[null,"EXCLUDE","OH","Smart Papers LLC",50247,"8","BIT","ST",9.4,null,"Industrial CHP","N","Steam unit (PRMVR=ST) under 25MW/250 MMBtu/hr",null,{"$f":"IF(B18039=\"CoalST\",MATCH(E18039&\"|\"&F18039,EIA_Units!$BK$6:$BK$22655,0),\"\")","v":""},{"$f":"IF(O18039=\"\",\"\",INDEX(EIA_Units!P18039:'EIA_Units'!$P$6:$P$22655,O18039))","v":""},""]
[null,"EXCLUDE","MN","International Paper Sartell Mill",50252,"HG5","WAT","HY",0.9,null,"Industrial CHP","N","Non Combustion (NUC, WAT, WND, GEO, or SUN)",null,{"$f":"IF(B18051=\"CoalST\",MATCH(E18051&\"|\"&F18051,EIA_Units!$BK$6:$BK$22655,0),\"\")","v":""},{"$f":"IF(O18051=\"\",\"\",INDEX(EIA_Units!P18051:'EIA_Units'!$P$6:$P$22655,O18051))","v":""},""]
[null,"EXCLUDE","MI","Oakwood Hospital & Medical Center",50260,"EG#2","NG","IC",0.5,null,"Commercial CHP","Y","Internal Combustion (PRMVR=IC)",null,{"$f":"IF(B18062=\"CoalST\",MATCH(E18062&\"|\"&F18062,EIA_Units!$BK$6:$BK$22655,0),\"\")","v":""},{"$f":"IF(O18062=\"\",\"\",INDEX(EIA_Units!P18062:'EIA_Units'!$P$6:$P$22655,O18062))","v":""},""]
[null,"EXCLUDE","NC","New Hanover County WASTEC",50271,"1TGB","MSB","ST",4,null,"IPP Non-CHP","N","Non Fossil fuel type",null,{"$f":"IF(B18067=\"CoalST\",MATCH(E18067&\"|\"&F18067,EIA_Units!$BK$6:$BK$22655,0),\"\")","v":""},{"$f":"IF(O18067=\"\",\"\",INDEX(EIA_Units!P18067:'EIA_Units'!$P$6:$P$22655,O18067))","v":""},""]
[null,"EXCLUDE","FL","Standby Generation Plant",50310,"5SB","NG","IC",1.3,null,"Commercial Non-CHP","N","Internal Combustion (PRMVR=IC)",null,{"$f":"IF(B18082=\"CoalST\",MATCH(E18082&\"|\"&F18082,EIA_Units!$BK$6:$BK$22655,0),\"\")","v":""},{"$f":"IF(O18082=\"\",\"\",INDEX(EIA_Units!P18082:'EIA_Units'!$P$6:$P$22655,O18082))","v":""},""]
[null,"EXCLUDE","FL","Standby Generation Plant",50310,"6SB","NG","IC",1.3,null,"Commercial Non-CHP","N","Internal Combustion (PRMVR=IC)",null,{"$f":"IF(B18083=\"CoalST\",MATCH(E18083&\"|\"&F18083,EIA_Units!$BK$6:$BK$22655,0),\"\")","v":""},{"$f":"IF(O18083=\"\",\"\",INDEX(EIA_Units!P18083:'EIA_Units'!$P$6:$P$22655,O18083))","v":""},""]
[null,"EXCLUDE","IL","Mooseheart Power House",50337,"GEN2","NG","IC",0.5,null,"Commercial CHP","Y","Internal Combustion (PRMVR=IC)",null,{"$f":"IF(B18098=\"CoalST\",MATCH(E18098&\"|\"&F18098,EIA_Units!$BK$6:$BK$22655,0),\"\")","v":""},{"$f":"IF(O18098=\"\",\"\",INDEX(EIA_Units!P18098:'EIA_Units'!$P$6:$P$22655,O18098))","v":""},""]
[null,"EXCLUDE","NY","Smithtown Energy Partners LP",50344,"SW1","LFG","IC",0.7,null,"IPP Non-CHP","N","Internal Combustion (PRMVR=IC)",null,{"$f":"IF(B18103=\"CoalST\",MATCH(E18103&\"|\"&F18103,EIA_Units!$BK$6:$BK$22655,0),\"\")","v":""},{"$f":"IF(O18103=\"\",\"\",INDEX(EIA_Units!P18103:'EIA_Units'!$P$6:$P$22655,O18103))","v":""},""]
[null,"EXCLUDE","CA","Mesquite Resource Recovery Project",50363,"L313","WDS","ST",21,null,"IPP Non-CHP","N","Non Fossil fuel type",null,{"$f":"IF(B18114=\"CoalST\",MATCH(E18114&\"|\"&F18114,EIA_Units!$BK$6:$BK$22655,0),\"\")","v":""},{"$f":"IF(O18114=\"\",\"\",INDEX(EIA_Units!P18114:'EIA_Units'!$P$6:$P$22655,O18114))","v":""},""]
[null,"EXCLUDE","RI","Ridgewood Providence Power",50365,"PHI2","LFG","IC",1.3,null,"IPP Non-CHP","N","Internal Combustion (PRMVR=IC)",null,{"$f":"IF(B18129=\"CoalST\",MATCH(E18129&\"|\"&F18129,EIA_Units!$BK$6:$BK$22655,0),\"\")","v":""},{"$f":"IF(O18129=\"\",\"\",INDEX(EIA_Units!P18129:'EIA_Units'!$P$6:$P$22655,O18129))","v":""},""]
[null,"EXCLUDE","AK","Eielson AFB Central Heat & Power Plant",50392,"DG04","DFO","IC",1.5,null,"Commercial CHP","N","Internal Combustion (PRMVR=IC)",null,{"$f":"IF(B18140=\"CoalST\",MATCH(E18140&\"|\"&F18140,EIA_Units!$BK$6:$BK$22655,0),\"\")","v":""},{"$f":"IF(O18140=\"\",\"\",INDEX(EIA_Units!P18140:'EIA_Units'!$P$6:$P$22655,O18140))","v":""},""]
[null,"EXCLUDE","GA","International Paper Savanna Mill",50398,"GEN4","BLQ","ST",7.5,null,"Industrial CHP","Y","Steam unit (PRMVR=ST) under 25MW/250 MMBtu/hr",null,{"$f":"IF(B18145=\"CoalST\",MATCH(E18145&\"|\"&F18145,EIA_Units!$BK$6:$BK$22655,0),\"\")","v":""},{"$f":"IF(O18145=\"\",\"\",INDEX(EIA_Units!P18145:'EIA_Units'!$P$6:$P$22655,O18145))","v":""},""]
[null,"EXCLUDE","MI","University of Michigan",50431,"TG2","NG","ST",4,null,"Commercial CHP","Y","Steam unit (PRMVR=ST) under 25MW/250 MMBtu/hr",null,{"$f":"IF(B18160=\"CoalST\",MATCH(E18160&\"|\"&F18160,EIA_Units!$BK$6:$BK$22655,0),\"\")","v":""},{"$f":"IF(O18160=\"\",\"\",INDEX(EIA_Units!P18160:'EIA_Units'!$P$6:$P$22655,O18160))","v":""},""]
[null,"EXCLUDE","FL","Bryant Sugar House",50483,"DGE","DFO","IC",1,null,"Industrial CHP","N","Internal Combustion (PRMVR=IC)",null,{"$f":"IF(B18172=\"CoalST\",MATCH(E18172&\"|\"&F18172,EIA_Units!$BK$6:$BK$22655,0),\"\")","v":""},{"$f":"IF(O18172=\"\",\"\",INDEX(EIA_Units!P18172:'EIA_Units'!$P$6:$P$22655,O18172))","v":""},""]
[null,"EXCLUDE","FL","Bryant Sugar House",50483,"TG4","AB","ST",20,null,"Industrial CHP","Y","Non Fossil fuel type",null,{"$f":"IF(B18177=\"CoalST\",MATCH(E18177&\"|\"&F18177,EIA_Units!$BK$6:$BK$22655,0),\"\")","v":""},{"$f":"IF(O18177=\"\",\"\",INDEX(EIA_Units!P18177:'EIA_Units'!$P$6:$P$22655,O18177))","v":""},""]
[null,"EXCLUDE","CT","New Milford Gas Recovery",50564,"GEN1","LFG","GT",3,null,"IPP Non-CHP","N","Non Fossil fuel type",null,{"$f":"IF(B18188=\"CoalST\",MATCH(E18188&\"|\"&F18188,EIA_Units!$BK$6:$BK$22655,0),\"\")","v":""},{"$f":"IF(O18188=\"\",\"\",INDEX(EIA_Units!P18188:'EIA_Units'!$P$6:$P$22655,O18188))","v":""},""]
[null,"EXCLUDE","NY","High Acres Gas Recovery",50568,"GEN6","LFG","IC",1.6,null,"IPP Non-CHP","N","Internal Combustion (PRMVR=IC)",null,{"$f":"IF(B18203=\"CoalST\",MATCH(E18203&\"|\"&F18203,EIA_Units!$BK$6:$BK$22655,0),\"\")","v":""},{"$f":"IF(O18203=\"\",\"\",INDEX(EIA_Units!P18203:'EIA_Units'!$P$6:$P$22655,O18203))","v":""},""]
[null,"EXCLUDE","TX","DFW Gas Recovery",50569,"GEN5","LFG","IC",1.6,null,"IPP Non-CHP","N","Internal Combustion (PRMVR=IC)",null,{"$f":"IF(B18208=\"CoalST\",MATCH(E18208&\"|\"&F18208,EIA_Units!$BK$6:$BK$22655,0),\"\")","v":""},{"$f":"IF(O18208=\"\",\"\",INDEX(EIA_Units!P18208:'EIA_Units'!$P$6:$P$22655,O18208))","v":""},""]
[null,"EXCLUDE","WI","Metro Gas Recovery",50576,"GEN3","LFG","IC",0.8,null,"IPP Non-CHP","N","Internal Combustion (PRMVR=IC)",null,{"$f":"IF(B18219=\"CoalST\",MATCH(E18219&\"|\"&F18219,EIA_Units!$BK$6:$BK$22655,0),\"\")","v":""},{"$f":"IF(O18219=\"\",\"\",INDEX(EIA_Units!P18219:'EIA_Units'!$P$6:$P$22655,O18219))","v":""},""]
[null,"EXCLUDE","PA","Stowe Power Production Plant",50578,"GEN1","LFG","GT",3,null,"IPP Non-CHP","N","Non Fossil fuel type",null,{"$f":"IF(B18224=\"CoalST\",MATCH(E18224&\"|\"&F18224,EIA_Units!$BK$6:$BK$22655,0),\"\")","v":""},{"$f":"IF(O18224=\"\",\"\",INDEX(EIA_Units!P18224:'EIA_Units'!$P$6:$P$22655,O18224))","v":""},""]
[null,"EXCLUDE","NJ","KMS Crossroads",50693,"DG-1","NG","IC",1.1000000000000001,null,"IPP CHP","Y","Internal Combustion (PRMVR=IC)",null,{"$f":"IF(B18239=\"CoalST\",MATCH(E18239&\"|\"&F18239,EIA_Units!$BK$6:$BK$22655,0),\"\")","v":""},{"$f":"IF(O18239=\"\",\"\",INDEX(EIA_Units!P18239:'EIA_Units'!$P$6:$P$22655,O18239))","v":""},""]
[null,"EXCLUDE","WA","Lilliwaup Falls Generating",50700,"4740","WAT","HY",0.2,null,"IPP Non-CHP","N","Non Combustion (NUC, WAT, WND, GEO, or SUN)",null,{"$f":"IF(B18250=\"CoalST\",MATCH(E18250&\"|\"&F18250,EIA_Units!$BK$6:$BK$22655,0),\"\")","v":""},{"$f":"IF(O18250=\"\",\"\",INDEX(EIA_Units!P18250:'EIA_Units'!$P$6:$P$22655,O18250))","v":""},""]
[null,"EXCLUDE","IL","Tazewell Gas Recovery",50721,"GEN2","LFG","IC",0.8,null,"IPP Non-CHP","N","Internal Combustion (PRMVR=IC)",null,{"$f":"IF(B18255=\"CoalST\",MATCH(E18255&\"|\"&F18255,EIA_Units!$BK$6:$BK$22655,0),\"\")","v":""},{"$f":"IF(O18255=\"\",\"\",INDEX(EIA_Units!P18255:'EIA_Units'!$P$6:$P$22655,O18255))","v":""},""]
[null,"EXCLUDE","NY","Starrett City Cogen Facility",50743,"GEN3","DFO","IC",2,null,"Commercial CHP","Y","Internal Combustion (PRMVR=IC)",null,{"$f":"IF(B18266=\"CoalST\",MATCH(E18266&\"|\"&F18266,EIA_Units!$BK$6:$BK$22655,0),\"\")","v":""},{"$f":"IF(O18266=\"\",\"\",INDEX(EIA_Units!P18266:'EIA_Units'!$P$6:$P$22655,O18266))","v":""},""]
[null,"EXCLUDE","NV","Steamboat 1",50763,"OE11","GEO","BT",1.2,null,"IPP Non-CHP","N","Non Combustion (NUC, WAT, WND, GEO, or SUN)",null,{"$f":"IF(B18274=\"CoalST\",MATCH(E18274&\"|\"&F18274,EIA_Units!$BK$6:$BK$22655,0),\"\")","v":""},{"$f":"IF(O18274=\"\",\"\",INDEX(EIA_Units!P18274:'EIA_Units'!$P$6:$P$22655,O18274))","v":""},""]
[null,"EXCLUDE","CA","Ormesa IE",50764,"OEC4","GEO","ST",1.2,null,"IPP Non-CHP","N","Non Combustion (NUC, WAT, WND, GEO, or SUN)",null,{"$f":"IF(B18287=\"CoalST\",MATCH(E18287&\"|\"&F18287,EIA_Units!$BK$6:$BK$22655,0),\"\")","v":""},{"$f":"IF(O18287=\"\",\"\",INDEX(EIA_Units!P18287:'EIA_Units'!$P$6:$P$22655,O18287))","v":""},""]
[null,"EXCLUDE","NV","Stillwater Facility",50765,"OE15","GEO","BT",1.5,null,"IPP Non-CHP","N","Non Combustion (NUC, WAT, WND, GEO, or SUN)",null,{"$f":"IF(B18298=\"CoalST\",MATCH(E18298&\"|\"&F18298,EIA_Units!$BK$6:$BK$22655,0),\"\")","v":""},{"$f":"IF(O18298=\"\",\"\",INDEX(EIA_Units!P18298:'EIA_Units'!$P$6:$P$22655,O18298))","v":""},""]
[null,"EXCLUDE","CA","Ormesa I",50766,"OE23","GEO","ST",1.2,null,"IPP CHP","Y","Non Combustion (NUC, WAT, WND, GEO, or SUN)",null,{"$f":"IF(B18313=\"CoalST\",MATCH(E18313&\"|\"&F18313,EIA_Units!$BK$6:$BK$22655,0),\"\")","v":""},{"$f":"IF(O18313=\"\",\"\",INDEX(EIA_Units!P18313:'EIA_Units'!$P$6:$P$22655,O18313))","v":""},""]
[null,"EXCLUDE","PA","Taylor Energy Partners LP",50782,"AM2","LFG","IC",0.7,null,"IPP Non-CHP","N","Internal Combustion (PRMVR=IC)",null,{"$f":"IF(B18324=\"CoalST\",MATCH(E18324&\"|\"&F18324,EIA_Units!$BK$6:$BK$22655,0),\"\")","v":""},{"$f":"IF(O18324=\"\",\"\",INDEX(EIA_Units!P18324:'EIA_Units'!$P$6:$P$22655,O18324))","v":""},""]
[null,"EXCLUDE","CA","Altech",50818,"GEN1","WND","WT",10.5,null,"IPP Non-CHP","N","Non Combustion (NUC, WAT, WND, GEO, or SUN)",null,{"$f":"IF(B18329=\"CoalST\",MATCH(E18329&\"|\"&F18329,EIA_Units!$BK$6:$BK$22655,0),\"\")","v":""},{"$f":"IF(O18329=\"\",\"\",INDEX(EIA_Units!P18329:'EIA_Units'!$P$6:$P$22655,O18329))","v":""},""]
[null,"EXCLUDE","IL","Fox Metro Water Reclamation District",50904,"RU3","NG","IC",1.1000000000000001,null,"IPP CHP","Y","Internal Combustion (PRMVR=IC)",null,{"$f":"IF(B18344=\"CoalST\",MATCH(E18344&\"|\"&F18344,EIA_Units!$BK$6:$BK$22655,0),\"\")","v":""},{"$f":"IF(O18344=\"\",\"\",INDEX(EIA_Units!P18344:'EIA_Units'!$P$6:$P$22655,O18344))","v":""},""]
[null,"EXCLUDE","IL","Fox Metro Water Reclamation District",50904,"RU4","NG","IC",1.1000000000000001,null,"IPP CHP","Y","Internal Combustion (PRMVR=IC)",null,{"$f":"IF(B18345=\"CoalST\",MATCH(E18345&\"|\"&F18345,EIA_Units!$BK$6:$BK$22655,0),\"\")","v":""},{"$f":"IF(O18345=\"\",\"\",INDEX(EIA_Units!P18345:'EIA_Units'!$P$6:$P$22655,O18345))","v":""},""]
[null,"EXCLUDE","IN","Caterpillar",50935,"0107","DFO","IC",2,null,"Industrial Non-CHP","N","Internal Combustion (PRMVR=IC)",null,{"$f":"IF(B18360=\"CoalST\",MATCH(E18360&\"|\"&F18360,EIA_Units!$BK$6:$BK$22655,0),\"\")","v":""},{"$f":"IF(O18360=\"\",\"\",INDEX(EIA_Units!P18360:'EIA_Units'!$P$6:$P$22655,O18360))","v":""},""]
[null,"EXCLUDE","IN","Caterpillar",50935,"ET1","NG","IC",2,null,"Industrial Non-CHP","N","Internal Combustion (PRMVR=IC)",null,{"$f":"IF(B18365=\"CoalST\",MATCH(E18365&\"|\"&F18365,EIA_Units!$BK$6:$BK$22655,0),\"\")","v":""},{"$f":"IF(O18365=\"\",\"\",INDEX(EIA_Units!P18365:'EIA_Units'!$P$6:$P$22655,O18365))","v":""},""]
[null,"EXCLUDE","MI","William Beaumont Hospital",50937,"GENA","DFO","IC",1.9,null,"Commercial Non-CHP","N","Internal Combustion (PRMVR=IC)",null,{"$f":"IF(B18376=\"CoalST\",MATCH(E18376&\"|\"&F18376,EIA_Units!$BK$6:$BK$22655,0),\"\")","v":""},{"$f":"IF(O18376=\"\",\"\",INDEX(EIA_Units!P18376:'EIA_Units'!$P$6:$P$22655,O18376))","v":""},""]
[null,"EXCLUDE","CA","Solano County Cogen Plant",50985,"3163","NG","IC",1,null,"Commercial CHP","Y","Internal Combustion (PRMVR=IC)",null,{"$f":"IF(B18391=\"CoalST\",MATCH(E18391&\"|\"&F18391,EIA_Units!$BK$6:$BK$22655,0),\"\")","v":""},{"$f":"IF(O18391=\"\",\"\",INDEX(EIA_Units!P18391:'EIA_Units'!$P$6:$P$22655,O18391))","v":""},""]
[null,"EXCLUDE","IL","Ingersoll Milling Machine",50989,"0076","NG","GT",0.8,null,"Industrial CHP","N","Simple Cycle Turbine (PRMVR=GT or OT) unit under 25MW",null,{"$f":"IF(B18399=\"CoalST\",MATCH(E18399&\"|\"&F18399,EIA_Units!$BK$6:$BK$22655,0),\"\")","v":""},{"$f":"IF(O18399=\"\",\"\",INDEX(EIA_Units!P18399:'EIA_Units'!$P$6:$P$22655,O18399))","v":""},""]
[null,"EXCLUDE","NM","Gallup Refinery",50997,"GEN2","NG","GT",3,null,"Industrial CHP","Y","Simple Cycle Turbine (PRMVR=GT or OT) unit under 25MW",null,{"$f":"IF(B18408=\"CoalST\",MATCH(E18408&\"|\"&F18408,EIA_Units!$BK$6:$BK$22655,0),\"\")","v":""},{"$f":"IF(O18408=\"\",\"\",INDEX(EIA_Units!P18408:'EIA_Units'!$P$6:$P$22655,O18408))","v":""},""]
[null,"EXCLUDE","VA","I 95 Municipal Landfill Phase I",52051,"UNT4","LFG","IC",0.8,null,"IPP Non-CHP","N","Internal Combustion (PRMVR=IC)",null,{"$f":"IF(B18423=\"CoalST\",MATCH(E18423&\"|\"&F18423,EIA_Units!$BK$6:$BK$22655,0),\"\")","v":""},{"$f":"IF(O18423=\"\",\"\",INDEX(EIA_Units!P18423:'EIA_Units'!$P$6:$P$22655,O18423))","v":""},""]
[null,"EXCLUDE","CA","North Midway Cogen",52078,"GEN8","NG","GT",3.5,null,"Industrial CHP","Y","Simple Cycle Turbine (PRMVR=GT or OT) unit under 25MW",null,{"$f":"IF(B18434=\"CoalST\",MATCH(E18434&\"|\"&F18434,EIA_Units!$BK$6:$BK$22655,0),\"\")","v":""},{"$f":"IF(O18434=\"\",\"\",INDEX(EIA_Units!P18434:'EIA_Units'!$P$6:$P$22655,O18434))","v":""},""]
[null,"EXCLUDE","VA","Celanese Acetate LLC",52089,"DEG1","DFO","IC",2.6,null,"Industrial CHP","Y","Internal Combustion (PRMVR=IC)",null,{"$f":"IF(B18439=\"CoalST\",MATCH(E18439&\"|\"&F18439,EIA_Units!$BK$6:$BK$22655,0),\"\")","v":""},{"$f":"IF(O18439=\"\",\"\",INDEX(EIA_Units!P18439:'EIA_Units'!$P$6:$P$22655,O18439))","v":""},{"$f":"IF(O18439=\"\",\"\",2014-P18439)","v":""}]
[null,"EXCLUDE","CA","Richmond Refinery TG800",52105,"GEN3","OG","ST",4,null,"Industrial CHP","Y","Steam unit (PRMVR=ST) under 25MW/250 MMBtu/hr",null,{"$f":"IF(B18454=\"CoalST\",MATCH(E18454&\"|\"&F18454,EIA_Units!$BK$6:$BK$22655,0),\"\")","v":""},{"$f":"IF(O18454=\"\",\"\",INDEX(EIA_Units!P18454:'EIA_Units'!$P$6:$P$22655,O18454))","v":""},""]
[null,"EXCLUDE","TX","Dow Chemical Texas Operation",52120,"G-42","NG","CC",50,null,"Industrial CHP","Y","Status of operation (IP,L,P,T,or U) or Retired before 2012",null,{"$f":"IF(B18465=\"CoalST\",MATCH(E18465&\"|\"&F18465,EIA_Units!$BK$6:$BK$22655,0),\"\")","v":""},{"$f":"IF(O18465=\"\",\"\",INDEX(EIA_Units!P18465:'EIA_Units'!$P$6:$P$22655,O18465))","v":""},""]
[null,"EXCLUDE","IN","Whiting Refinery",52130,"17TG","OG","ST",5,null,"Industrial CHP","Y","Steam unit (PRMVR=ST) under 25MW/250 MMBtu/hr",null,{"$f":"IF(B18470=\"CoalST\",MATCH(E18470&\"|\"&F18470,EIA_Units!$BK$6:$BK$22655,0),\"\")","v":""},{"$f":"IF(O18470=\"\",\"\",INDEX(EIA_Units!P18470:'EIA_Units'!$P$6:$P$22655,O18470))","v":""},""]
[null,"EXCLUDE","PA","West Point",52149,"GEN5","DFO","IC",1.2,null,"Industrial CHP","N","Internal Combustion (PRMVR=IC)",null,{"$f":"IF(B18481=\"CoalST\",MATCH(E18481&\"|\"&F18481,EIA_Units!$BK$6:$BK$22655,0),\"\")","v":""},{"$f":"IF(O18481=\"\",\"\",INDEX(EIA_Units!P18481:'EIA_Units'!$P$6:$P$22655,O18481))","v":""},""]
[null,"EXCLUDE","PA","West Point",52149,"GN10","NG","IC",1.3,null,"Industrial CHP","N","Internal Combustion (PRMVR=IC)",null,{"$f":"IF(B18486=\"CoalST\",MATCH(E18486&\"|\"&F18486,EIA_Units!$BK$6:$BK$22655,0),\"\")","v":""},{"$f":"IF(O18486=\"\",\"\",INDEX(EIA_Units!P18486:'EIA_Units'!$P$6:$P$22655,O18486))","v":""},""]
[null,"EXCLUDE","IL","University of Illinois Cogen Facility",54044,"GEN1","NG","IC",6.3,null,"Commercial CHP","Y","Internal Combustion (PRMVR=IC)",null,{"$f":"IF(B18501=\"CoalST\",MATCH(E18501&\"|\"&F18501,EIA_Units!$BK$6:$BK$22655,0),\"\")","v":""},{"$f":"IF(O18501=\"\",\"\",INDEX(EIA_Units!P18501:'EIA_Units'!$P$6:$P$22655,O18501))","v":""},""]
[null,"EXCLUDE","WA","Elwha Hydroelectric Project",54051,"GEN2","WAT","HY",3,null,"Electric Utility","N","Non Combustion (NUC, WAT, WND, GEO, or SUN)",null,{"$f":"IF(B18512=\"CoalST\",MATCH(E18512&\"|\"&F18512,EIA_Units!$BK$6:$BK$22655,0),\"\")","v":""},{"$f":"IF(O18512=\"\",\"\",INDEX(EIA_Units!P18512:'EIA_Units'!$P$6:$P$22655,O18512))","v":""},""]
[null,"EXCLUDE","ME","Upper Androscoggin",54202,"1","WAT","HY",0.7,null,"IPP Non-CHP","N","Non Combustion (NUC, WAT, WND, GEO, or SUN)",null,{"$f":"IF(B18520=\"CoalST\",MATCH(E18520&\"|\"&F18520,EIA_Units!$BK$6:$BK$22655,0),\"\")","v":""},{"$f":"IF(O18520=\"\",\"\",INDEX(EIA_Units!P18520:'EIA_Units'!$P$6:$P$22655,O18520))","v":""},""]
[null,"EXCLUDE","CA","Burney Mountain Power",54219,"GEN1","WDS","ST",11.4,null,"IPP Non-CHP","N","Non Fossil fuel type",null,{"$f":"IF(B18529=\"CoalST\",MATCH(E18529&\"|\"&F18529,EIA_Units!$BK$6:$BK$22655,0),\"\")","v":""},{"$f":"IF(O18529=\"\",\"\",INDEX(EIA_Units!P18529:'EIA_Units'!$P$6:$P$22655,O18529))","v":""},""]
[null,"EXCLUDE","OH","Rittman Paperboard",54235,"GEN2","BIT","ST",5,null,"Industrial CHP","Y","Steam unit (PRMVR=ST) under 25MW/250 MMBtu/hr",null,{"$f":"IF(B18544=\"CoalST\",MATCH(E18544&\"|\"&F18544,EIA_Units!$BK$6:$BK$22655,0),\"\")","v":""},{"$f":"IF(O18544=\"\",\"\",INDEX(EIA_Units!P18544:'EIA_Units'!$P$6:$P$22655,O18544))","v":""},""]
[null,"EXCLUDE","GA","Naval Submarine Base Kings Bay",54239,"3024","DFO","IC",2.5,null,"Commercial Non-CHP","N","Internal Combustion (PRMVR=IC)",null,{"$f":"IF(B18549=\"CoalST\",MATCH(E18549&\"|\"&F18549,EIA_Units!$BK$6:$BK$22655,0),\"\")","v":""},{"$f":"IF(O18549=\"\",\"\",INDEX(EIA_Units!P18549:'EIA_Units'!$P$6:$P$22655,O18549))","v":""},""]
[null,"EXCLUDE","LA","Louisiana Tech University Power Plant",54240,"TG1","NG","ST",2.5,null,"Commercial CHP","Y","Steam unit (PRMVR=ST) under 25MW/250 MMBtu/hr",null,{"$f":"IF(B18560=\"CoalST\",MATCH(E18560&\"|\"&F18560,EIA_Units!$BK$6:$BK$22655,0),\"\")","v":""},{"$f":"IF(O18560=\"\",\"\",INDEX(EIA_Units!P18560:'EIA_Units'!$P$6:$P$22655,O18560))","v":""},""]
[null,"EXCLUDE","IN","Rolls Royce",54286,"RO9T","NG","GT",4,null,"Industrial CHP","N","Simple Cycle Turbine (PRMVR=GT or OT) unit under 25MW",null,{"$f":"IF(B18575=\"CoalST\",MATCH(E18575&\"|\"&F18575,EIA_Units!$BK$6:$BK$22655,0),\"\")","v":""},{"$f":"IF(O18575=\"\",\"\",INDEX(EIA_Units!P18575:'EIA_Units'!$P$6:$P$22655,O18575))","v":""},""]
[null,"EXCLUDE","MN","West Group Data Center",54294,"2179","DFO","IC",1.5,null,"Commercial Non-CHP","N","Internal Combustion (PRMVR=IC)",null,{"$f":"IF(B18580=\"CoalST\",MATCH(E18580&\"|\"&F18580,EIA_Units!$BK$6:$BK$22655,0),\"\")","v":""},{"$f":"IF(O18580=\"\",\"\",INDEX(EIA_Units!P18580:'EIA_Units'!$P$6:$P$22655,O18580))","v":""},""]
[null,"EXCLUDE","AK","Westward Seafoods",54305,"3","DFO","IC",2.2000000000000002,null,"Industrial CHP","Y","Internal Combustion (PRMVR=IC)",null,{"$f":"IF(B18591=\"CoalST\",MATCH(E18591&\"|\"&F18591,EIA_Units!$BK$6:$BK$22655,0),\"\")","v":""},{"$f":"IF(O18591=\"\",\"\",INDEX(EIA_Units!P18591:'EIA_Units'!$P$6:$P$22655,O18591))","v":""},""]
[null,"EXCLUDE","GA","CNN Center",54323,"D5_3","DFO","IC",2,null,"Commercial Non-CHP","N","Internal Combustion (PRMVR=IC)",null,{"$f":"IF(B18606=\"CoalST\",MATCH(E18606&\"|\"&F18606,EIA_Units!$BK$6:$BK$22655,0),\"\")","v":""},{"$f":"IF(O18606=\"\",\"\",INDEX(EIA_Units!P18606:'EIA_Units'!$P$6:$P$22655,O18606))","v":""},""]
[null,"EXCLUDE","GA","CNN Center",54323,"DK2","DFO","IC",1.5,null,"Commercial Non-CHP","N","Internal Combustion (PRMVR=IC)",null,{"$f":"IF(B18607=\"CoalST\",MATCH(E18607&\"|\"&F18607,EIA_Units!$BK$6:$BK$22655,0),\"\")","v":""},{"$f":"IF(O18607=\"\",\"\",INDEX(EIA_Units!P18607:'EIA_Units'!$P$6:$P$22655,O18607))","v":""},""]
[null,"EXCLUDE","FL","Howard F Curren Advncd Wastewater Plant",54347,"5","OBG","IC",0.5,null,"Commercial CHP","Y","Internal Combustion (PRMVR=IC)",null,{"$f":"IF(B18622=\"CoalST\",MATCH(E18622&\"|\"&F18622,EIA_Units!$BK$6:$BK$22655,0),\"\")","v":""},{"$f":"IF(O18622=\"\",\"\",INDEX(EIA_Units!P18622:'EIA_Units'!$P$6:$P$22655,O18622))","v":""},""]
[null,"EXCLUDE","NC","PPG Industries Shelby NC Works",54363,"GEN2","DFO","IC",0.9,null,"Industrial Non-CHP","N","Internal Combustion (PRMVR=IC)",null,{"$f":"IF(B18627=\"CoalST\",MATCH(E18627&\"|\"&F18627,EIA_Units!$BK$6:$BK$22655,0),\"\")","v":""},{"$f":"IF(O18627=\"\",\"\",INDEX(EIA_Units!P18627:'EIA_Units'!$P$6:$P$22655,O18627))","v":""},""]
[null,"EXCLUDE","WY","Sinclair Oil Refinery",54374,"2008","NG","IC",1.3,null,"Industrial CHP","N","Internal Combustion (PRMVR=IC)",null,{"$f":"IF(B18645=\"CoalST\",MATCH(E18645&\"|\"&F18645,EIA_Units!$BK$6:$BK$22655,0),\"\")","v":""},{"$f":"IF(O18645=\"\",\"\",INDEX(EIA_Units!P18645:'EIA_Units'!$P$6:$P$22655,O18645))","v":""},""]
[null,"EXCLUDE","WI","Capitol Heat and Power",54406,"2","NG","ST",1.5,null,"Commercial CHP","Y","Steam unit (PRMVR=ST) under 25MW/250 MMBtu/hr",null,{"$f":"IF(B18654=\"CoalST\",MATCH(E18654&\"|\"&F18654,EIA_Units!$BK$6:$BK$22655,0),\"\")","v":""},{"$f":"IF(O18654=\"\",\"\",INDEX(EIA_Units!P18654:'EIA_Units'!$P$6:$P$22655,O18654))","v":""},""]
[null,"EXCLUDE","IA","John Deere Dubuque Works",54414,"GEN6","DFO","IC",1.5,null,"Industrial CHP","N","Internal Combustion (PRMVR=IC)",null,{"$f":"IF(B18665=\"CoalST\",MATCH(E18665&\"|\"&F18665,EIA_Units!$BK$6:$BK$22655,0),\"\")","v":""},{"$f":"IF(O18665=\"\",\"\",INDEX(EIA_Units!P18665:'EIA_Units'!$P$6:$P$22655,O18665))","v":""},""]
[null,"EXCLUDE","AK","Unisea G 2",54422,"CAT2","DFO","IC",0.9,null,"Industrial Non-CHP","N","Internal Combustion (PRMVR=IC)",null,{"$f":"IF(B18670=\"CoalST\",MATCH(E18670&\"|\"&F18670,EIA_Units!$BK$6:$BK$22655,0),\"\")","v":""},{"$f":"IF(O18670=\"\",\"\",INDEX(EIA_Units!P18670:'EIA_Units'!$P$6:$P$22655,O18670))","v":""},""]
[null,"EXCLUDE","AK","Agrium Kenai Nitrogen Operations",54452,"644C","NG","IC",1.3,null,"Industrial CHP","N","Internal Combustion (PRMVR=IC)",null,{"$f":"IF(B18685=\"CoalST\",MATCH(E18685&\"|\"&F18685,EIA_Units!$BK$6:$BK$22655,0),\"\")","v":""},{"$f":"IF(O18685=\"\",\"\",INDEX(EIA_Units!P18685:'EIA_Units'!$P$6:$P$22655,O18685))","v":""},""]
[null,"EXCLUDE","GA","Hewlett Packard Alpharetta",54457,"ALF1","DFO","IC",1,null,"Commercial Non-CHP","N","Internal Combustion (PRMVR=IC)",null,{"$f":"IF(B18696=\"CoalST\",MATCH(E18696&\"|\"&F18696,EIA_Units!$BK$6:$BK$22655,0),\"\")","v":""},{"$f":"IF(O18696=\"\",\"\",INDEX(EIA_Units!P18696:'EIA_Units'!$P$6:$P$22655,O18696))","v":""},""]
[null,"EXCLUDE","GA","Hewlett Packard Alpharetta",54457,"B1GN1","DFO","IC",1.5,null,"Commercial Non-CHP","N","Internal Combustion (PRMVR=IC)",null,{"$f":"IF(B18701=\"CoalST\",MATCH(E18701&\"|\"&F18701,EIA_Units!$BK$6:$BK$22655,0),\"\")","v":""},{"$f":"IF(O18701=\"\",\"\",INDEX(EIA_Units!P18701:'EIA_Units'!$P$6:$P$22655,O18701))","v":""},""]
[null,"EXCLUDE","CA","Oroville Cogeneration LP",54477,"GEN3","NG","IC",1.1000000000000001,null,"IPP CHP","Y","Internal Combustion (PRMVR=IC)",null,{"$f":"IF(B18716=\"CoalST\",MATCH(E18716&\"|\"&F18716,EIA_Units!$BK$6:$BK$22655,0),\"\")","v":""},{"$f":"IF(O18716=\"\",\"\",INDEX(EIA_Units!P18716:'EIA_Units'!$P$6:$P$22655,O18716))","v":""},""]
[null,"EXCLUDE","NH","Crotched Mountain Rehabilitation Center",54515,"GEN3","DFO","IC",0.7,null,"Commercial CHP","Y","Internal Combustion (PRMVR=IC)",null,{"$f":"IF(B18727=\"CoalST\",MATCH(E18727&\"|\"&F18727,EIA_Units!$BK$6:$BK$22655,0),\"\")","v":""},{"$f":"IF(O18727=\"\",\"\",INDEX(EIA_Units!P18727:'EIA_Units'!$P$6:$P$22655,O18727))","v":""},""]
[null,"EXCLUDE","IL","Hoffer Plastics",54523,"GEN1","NG","IC",0.8,null,"Industrial Non-CHP","N","Internal Combustion (PRMVR=IC)",null,{"$f":"IF(B18732=\"CoalST\",MATCH(E18732&\"|\"&F18732,EIA_Units!$BK$6:$BK$22655,0),\"\")","v":""},{"$f":"IF(O18732=\"\",\"\",INDEX(EIA_Units!P18732:'EIA_Units'!$P$6:$P$22655,O18732))","v":""},""]
[null,"EXCLUDE","MI","Sumpter Energy Associates",54536,"0201","LFG","IC",0.8,null,"IPP Non-CHP","N","Internal Combustion (PRMVR=IC)",null,{"$f":"IF(B18743=\"CoalST\",MATCH(E18743&\"|\"&F18743,EIA_Units!$BK$6:$BK$22655,0),\"\")","v":""},{"$f":"IF(O18743=\"\",\"\",INDEX(EIA_Units!P18743:'EIA_Units'!$P$6:$P$22655,O18743))","v":""},""]
[null,"EXCLUDE","MI","Sumpter Energy Associates",54536,"0386","LFG","IC",0.8,null,"IPP Non-CHP","N","Internal Combustion (PRMVR=IC)",null,{"$f":"IF(B18748=\"CoalST\",MATCH(E18748&\"|\"&F18748,EIA_Units!$BK$6:$BK$22655,0),\"\")","v":""},{"$f":"IF(O18748=\"\",\"\",INDEX(EIA_Units!P18748:'EIA_Units'!$P$6:$P$22655,O18748))","v":""},""]
[null,"EXCLUDE","NY","Entenmanns Energy Center",54541,"1","NG","IC",1.3,null,"IPP CHP","Y","Internal Combustion (PRMVR=IC)",null,{"$f":"IF(B18766=\"CoalST\",MATCH(E18766&\"|\"&F18766,EIA_Units!$BK$6:$BK$22655,0),\"\")","v":""},{"$f":"IF(O18766=\"\",\"\",INDEX(EIA_Units!P18766:'EIA_Units'!$P$6:$P$22655,O18766))","v":""},""]
[null,"EXCLUDE","MI","Granger Electric Generating Station #1",54549,"1-6","LFG","IC",1.6,null,"IPP Non-CHP","N","Internal Combustion (PRMVR=IC)",null,{"$f":"IF(B18775=\"CoalST\",MATCH(E18775&\"|\"&F18775,EIA_Units!$BK$6:$BK$22655,0),\"\")","v":""},{"$f":"IF(O18775=\"\",\"\",INDEX(EIA_Units!P18775:'EIA_Units'!$P$6:$P$22655,O18775))","v":""},""]
[null,"EXCLUDE","WA","Longview Fibre",54562,"8","NG","GT",68,null,"Industrial CHP","Y","Commercial/Industrial Unit",null,{"$f":"IF(B18780=\"CoalST\",MATCH(E18780&\"|\"&F18780,EIA_Units!$BK$6:$BK$22655,0),\"\")","v":""},{"$f":"IF(O18780=\"\",\"\",INDEX(EIA_Units!P18780:'EIA_Units'!$P$6:$P$22655,O18780))","v":""},""]
[null,"EXCLUDE","NJ","Bayville Central Facility",54569,"COG3","OBG","IC",0.3,null,"Commercial CHP","Y","Internal Combustion (PRMVR=IC)",null,{"$f":"IF(B18795=\"CoalST\",MATCH(E18795&\"|\"&F18795,EIA_Units!$BK$6:$BK$22655,0),\"\")","v":""},{"$f":"IF(O18795=\"\",\"\",INDEX(EIA_Units!P18795:'EIA_Units'!$P$6:$P$22655,O18795))","v":""},""]
[null,"EXCLUDE","AZ","University of Arizona - Biosphere 2",54594,"G-1","DFO","IC",1.5,null,"Commercial Non-CHP","N","Internal Combustion (PRMVR=IC)",null,{"$f":"IF(B18806=\"CoalST\",MATCH(E18806&\"|\"&F18806,EIA_Units!$BK$6:$BK$22655,0),\"\")","v":""},{"$f":"IF(O18806=\"\",\"\",INDEX(EIA_Units!P18806:'EIA_Units'!$P$6:$P$22655,O18806))","v":""},""]
[null,"EXCLUDE","MI","Warner Lambert",54604,"085-2","DFO","IC",2.2999999999999998,null,"Commercial CHP","N","Internal Combustion (PRMVR=IC)",null,{"$f":"IF(B18811=\"CoalST\",MATCH(E18811&\"|\"&F18811,EIA_Units!$BK$6:$BK$22655,0),\"\")","v":""},{"$f":"IF(O18811=\"\",\"\",INDEX(EIA_Units!P18811:'EIA_Units'!$P$6:$P$22655,O18811))","v":""},""]
[null,"EXCLUDE","FL","South District Wastewater Treatment Plt",54624,"2","OBG","IC",0.9,null,"Commercial CHP","Y","Internal Combustion (PRMVR=IC)",null,{"$f":"IF(B18822=\"CoalST\",MATCH(E18822&\"|\"&F18822,EIA_Units!$BK$6:$BK$22655,0),\"\")","v":""},{"$f":"IF(O18822=\"\",\"\",INDEX(EIA_Units!P18822:'EIA_Units'!$P$6:$P$22655,O18822))","v":""},""]
[null,"EXCLUDE","WI","Pheasant Run Landfill Gas Recovery",54661,"GEN8","LFG","IC",0.8,null,"IPP Non-CHP","N","Internal Combustion (PRMVR=IC)",null,{"$f":"IF(B18837=\"CoalST\",MATCH(E18837&\"|\"&F18837,EIA_Units!$BK$6:$BK$22655,0),\"\")","v":""},{"$f":"IF(O18837=\"\",\"\",INDEX(EIA_Units!P18837:'EIA_Units'!$P$6:$P$22655,O18837))","v":""},""]
[null,"EXCLUDE","IL","Woodland Landfill Gas Recovery",54662,"GEN4","LFG","IC",1.6,null,"IPP Non-CHP","N","Internal Combustion (PRMVR=IC)",null,{"$f":"IF(B18842=\"CoalST\",MATCH(E18842&\"|\"&F18842,EIA_Units!$BK$6:$BK$22655,0),\"\")","v":""},{"$f":"IF(O18842=\"\",\"\",INDEX(EIA_Units!P18842:'EIA_Units'!$P$6:$P$22655,O18842))","v":""},""]
[null,"EXCLUDE","RI","Thundermist Hydro",54688,"HYD1","WAT","HY",1.2,null,"IPP Non-CHP","N","Non Combustion (NUC, WAT, WND, GEO, or SUN)",null,{"$f":"IF(B18853=\"CoalST\",MATCH(E18853&\"|\"&F18853,EIA_Units!$BK$6:$BK$22655,0),\"\")","v":""},{"$f":"IF(O18853=\"\",\"\",INDEX(EIA_Units!P18853:'EIA_Units'!$P$6:$P$22655,O18853))","v":""},""]
[null,"EXCLUDE","LA","Toca Plant",54705,"EG-1","NG","IC",0.8,null,"Industrial Non-CHP","N","Internal Combustion (PRMVR=IC)",null,{"$f":"IF(B18868=\"CoalST\",MATCH(E18868&\"|\"&F18868,EIA_Units!$BK$6:$BK$22655,0),\"\")","v":""},{"$f":"IF(O18868=\"\",\"\",INDEX(EIA_Units!P18868:'EIA_Units'!$P$6:$P$22655,O18868))","v":""},""]
[null,"EXCLUDE","LA","Toca Plant",54705,"EG2A","NG","IC",0.5,null,"Industrial Non-CHP","N","Internal Combustion (PRMVR=IC)",null,{"$f":"IF(B18869=\"CoalST\",MATCH(E18869&\"|\"&F18869,EIA_Units!$BK$6:$BK$22655,0),\"\")","v":""},{"$f":"IF(O18869=\"\",\"\",INDEX(EIA_Units!P18869:'EIA_Units'!$P$6:$P$22655,O18869))","v":""},""]
[null,"EXCLUDE","IA","Alliant SBD 9107 JBS USA",54715,"2688","DFO","IC",1.6,null,"IPP Non-CHP","N","Internal Combustion (PRMVR=IC)",null,{"$f":"IF(B18880=\"CoalST\",MATCH(E18880&\"|\"&F18880,EIA_Units!$BK$6:$BK$22655,0),\"\")","v":""},{"$f":"IF(O18880=\"\",\"\",INDEX(EIA_Units!P18880:'EIA_Units'!$P$6:$P$22655,O18880))","v":""},""]
[null,"EXCLUDE","IA","Alliant SBD 9106 Rockwell CR",54717,"2671","DFO","IC",1.6,null,"IPP Non-CHP","N","Internal Combustion (PRMVR=IC)",null,{"$f":"IF(B18890=\"CoalST\",MATCH(E18890&\"|\"&F18890,EIA_Units!$BK$6:$BK$22655,0),\"\")","v":""},{"$f":"IF(O18890=\"\",\"\",INDEX(EIA_Units!P18890:'EIA_Units'!$P$6:$P$22655,O18890))","v":""},""]
[null,"EXCLUDE","IA","Alliant SBD 9203 Profol",54719,"6916","DFO","IC",1.8,null,"IPP Non-CHP","N","Internal Combustion (PRMVR=IC)",null,{"$f":"IF(B18901=\"CoalST\",MATCH(E18901&\"|\"&F18901,EIA_Units!$BK$6:$BK$22655,0),\"\")","v":""},{"$f":"IF(O18901=\"\",\"\",INDEX(EIA_Units!P18901:'EIA_Units'!$P$6:$P$22655,O18901))","v":""},""]
[null,"EXCLUDE","CA","Ormesa II",54724,"OE22","GEO","ST",1.2,null,"IPP CHP","Y","Non Combustion (NUC, WAT, WND, GEO, or SUN)",null,{"$f":"IF(B18916=\"CoalST\",MATCH(E18916&\"|\"&F18916,EIA_Units!$BK$6:$BK$22655,0),\"\")","v":""},{"$f":"IF(O18916=\"\",\"\",INDEX(EIA_Units!P18916:'EIA_Units'!$P$6:$P$22655,O18916))","v":""},""]
[null,"EXCLUDE","CA","Ormesa II",54724,"OE27","GEO","ST",1.2,null,"IPP CHP","Y","Non Combustion (NUC, WAT, WND, GEO, or SUN)",null,{"$f":"IF(B18921=\"CoalST\",MATCH(E18921&\"|\"&F18921,EIA_Units!$BK$6:$BK$22655,0),\"\")","v":""},{"$f":"IF(O18921=\"\",\"\",INDEX(EIA_Units!P18921:'EIA_Units'!$P$6:$P$22655,O18921))","v":""},""]
[null,"EXCLUDE","IN","Hendricks Regional Health",54731,"GEO1","DFO","IC",0.5,null,"Commercial Non-CHP","N","Internal Combustion (PRMVR=IC)",null,{"$f":"IF(B18932=\"CoalST\",MATCH(E18932&\"|\"&F18932,EIA_Units!$BK$6:$BK$22655,0),\"\")","v":""},{"$f":"IF(O18932=\"\",\"\",INDEX(EIA_Units!P18932:'EIA_Units'!$P$6:$P$22655,O18932))","v":""},""]
[null,"EXCLUDE","NM","Freeport McMoRan",54734,"5","NG","IC",3,null,"Industrial Non-CHP","N","Internal Combustion (PRMVR=IC)",null,{"$f":"IF(B18947=\"CoalST\",MATCH(E18947&\"|\"&F18947,EIA_Units!$BK$6:$BK$22655,0),\"\")","v":""},{"$f":"IF(O18947=\"\",\"\",INDEX(EIA_Units!P18947:'EIA_Units'!$P$6:$P$22655,O18947))","v":""},""]
[null,"EXCLUDE","AL","M C Dixon Lumber",54745,"GEN1","WDS","ST",2.5,null,"Industrial Non-CHP","N","Non Fossil fuel type",null,{"$f":"IF(B18958=\"CoalST\",MATCH(E18958&\"|\"&F18958,EIA_Units!$BK$6:$BK$22655,0),\"\")","v":""},{"$f":"IF(O18958=\"\",\"\",INDEX(EIA_Units!P18958:'EIA_Units'!$P$6:$P$22655,O18958))","v":""},""]
[null,"EXCLUDE","MI","Ottawa Generating Station",54756,"3-5","LFG","IC",0.8,null,"IPP Non-CHP","N","Internal Combustion (PRMVR=IC)",null,{"$f":"IF(B18963=\"CoalST\",MATCH(E18963&\"|\"&F18963,EIA_Units!$BK$6:$BK$22655,0),\"\")","v":""},{"$f":"IF(O18963=\"\",\"\",INDEX(EIA_Units!P18963:'EIA_Units'!$P$6:$P$22655,O18963))","v":""},""]
[null,"EXCLUDE","VA","Boydton Plank Road Cogen Plant",54766,"GEN14","WO","IC",0.3,null,"IPP Non-CHP","N","Internal Combustion (PRMVR=IC)",null,{"$f":"IF(B18978=\"CoalST\",MATCH(E18978&\"|\"&F18978,EIA_Units!$BK$6:$BK$22655,0),\"\")","v":""},{"$f":"IF(O18978=\"\",\"\",INDEX(EIA_Units!P18978:'EIA_Units'!$P$6:$P$22655,O18978))","v":""},""]
[null,"EXCLUDE","VA","Boydton Plank Road Cogen Plant",54766,"GEN24","WO","IC",0.3,null,"IPP Non-CHP","N","Internal Combustion (PRMVR=IC)",null,{"$f":"IF(B18989=\"CoalST\",MATCH(E18989&\"|\"&F18989,EIA_Units!$BK$6:$BK$22655,0),\"\")","v":""},{"$f":"IF(O18989=\"\",\"\",INDEX(EIA_Units!P18989:'EIA_Units'!$P$6:$P$22655,O18989))","v":""},""]
[null,"EXCLUDE","VA","Boydton Plank Road Cogen Plant",54766,"GEN29","WO","IC",0.3,null,"IPP Non-CHP","N","Internal Combustion (PRMVR=IC)",null,{"$f":"IF(B18994=\"CoalST\",MATCH(E18994&\"|\"&F18994,EIA_Units!$BK$6:$BK$22655,0),\"\")","v":""},{"$f":"IF(O18994=\"\",\"\",INDEX(EIA_Units!P18994:'EIA_Units'!$P$6:$P$22655,O18994))","v":""},""]
[null,"EXCLUDE","VA","Boydton Plank Road Cogen Plant",54766,"GEN4","WO","IC",0.3,null,"IPP Non-CHP","N","Internal Combustion (PRMVR=IC)",null,{"$f":"IF(B19001=\"CoalST\",MATCH(E19001&\"|\"&F19001,EIA_Units!$BK$6:$BK$22655,0),\"\")","v":""},{"$f":"IF(O19001=\"\",\"\",INDEX(EIA_Units!P19001:'EIA_Units'!$P$6:$P$22655,O19001))","v":""},""]
[null,"EXCLUDE","IA","University of Iowa Main Power Plant",54775,"GEN7","NG","IC",2,null,"Commercial CHP","N","Internal Combustion (PRMVR=IC)",null,{"$f":"IF(B19011=\"CoalST\",MATCH(E19011&\"|\"&F19011,EIA_Units!$BK$6:$BK$22655,0),\"\")","v":""},{"$f":"IF(O19011=\"\",\"\",INDEX(EIA_Units!P19011:'EIA_Units'!$P$6:$P$22655,O19011))","v":""},""]
[null,"EXCLUDE","NY","Seneca Energy",54782,"GE13","LFG","IC",0.8,null,"IPP Non-CHP","N","Internal Combustion (PRMVR=IC)",null,{"$f":"IF(B19026=\"CoalST\",MATCH(E19026&\"|\"&F19026,EIA_Units!$BK$6:$BK$22655,0),\"\")","v":""},{"$f":"IF(O19026=\"\",\"\",INDEX(EIA_Units!P19026:'EIA_Units'!$P$6:$P$22655,O19026))","v":""},""]
[null,"EXCLUDE","NY","Seneca Energy",54782,"GEN2","LFG","IC",0.8,null,"IPP Non-CHP","N","Internal Combustion (PRMVR=IC)",null,{"$f":"IF(B19037=\"CoalST\",MATCH(E19037&\"|\"&F19037,EIA_Units!$BK$6:$BK$22655,0),\"\")","v":""},{"$f":"IF(O19037=\"\",\"\",INDEX(EIA_Units!P19037:'EIA_Units'!$P$6:$P$22655,O19037))","v":""},""]
[null,"EXCLUDE","NY","Seneca Energy",54782,"GEN7","LFG","IC",0.8,null,"IPP Non-CHP","N","Internal Combustion (PRMVR=IC)",null,{"$f":"IF(B19042=\"CoalST\",MATCH(E19042&\"|\"&F19042,EIA_Units!$BK$6:$BK$22655,0),\"\")","v":""},{"$f":"IF(O19042=\"\",\"\",INDEX(EIA_Units!P19042:'EIA_Units'!$P$6:$P$22655,O19042))","v":""},""]
[null,"EXCLUDE","NY","New York University Central Plant",54808,"D7","DFO","IC",0.8,null,"Commercial CHP","Y","Internal Combustion (PRMVR=IC)",null,{"$f":"IF(B19057=\"CoalST\",MATCH(E19057&\"|\"&F19057,EIA_Units!$BK$6:$BK$22655,0),\"\")","v":""},{"$f":"IF(O19057=\"\",\"\",INDEX(EIA_Units!P19057:'EIA_Units'!$P$6:$P$22655,O19057))","v":""},""]
[null,"EXCLUDE","GA","Shepherd Center",54813,"5","DFO","IC",0.6,null,"Commercial Non-CHP","N","Internal Combustion (PRMVR=IC)",null,{"$f":"IF(B19068=\"CoalST\",MATCH(E19068&\"|\"&F19068,EIA_Units!$BK$6:$BK$22655,0),\"\")","v":""},{"$f":"IF(O19068=\"\",\"\",INDEX(EIA_Units!P19068:'EIA_Units'!$P$6:$P$22655,O19068))","v":""},""]
[null,"EXCLUDE","NC","Smithfield Packing Bladen",54823,"GEN1","DFO","IC",1.5,null,"Industrial Non-CHP","N","Internal Combustion (PRMVR=IC)",null,{"$f":"IF(B19073=\"CoalST\",MATCH(E19073&\"|\"&F19073,EIA_Units!$BK$6:$BK$22655,0),\"\")","v":""},{"$f":"IF(O19073=\"\",\"\",INDEX(EIA_Units!P19073:'EIA_Units'!$P$6:$P$22655,O19073))","v":""},""]
[null,"EXCLUDE","NC","Smithfield Packing Bladen",54823,"GN12","DFO","IC",1.5,null,"Industrial Non-CHP","N","Internal Combustion (PRMVR=IC)",null,{"$f":"IF(B19084=\"CoalST\",MATCH(E19084&\"|\"&F19084,EIA_Units!$BK$6:$BK$22655,0),\"\")","v":""},{"$f":"IF(O19084=\"\",\"\",INDEX(EIA_Units!P19084:'EIA_Units'!$P$6:$P$22655,O19084))","v":""},""]
[null,"EXCLUDE","AK","Fort Greely Power Plant",54834,"EN-5","DFO","IC",1.2,null,"Commercial Non-CHP","N","Internal Combustion (PRMVR=IC)",null,{"$f":"IF(B19099=\"CoalST\",MATCH(E19099&\"|\"&F19099,EIA_Units!$BK$6:$BK$22655,0),\"\")","v":""},{"$f":"IF(O19099=\"\",\"\",INDEX(EIA_Units!P19099:'EIA_Units'!$P$6:$P$22655,O19099))","v":""},""]
[null,"EXCLUDE","GA","Valdosta Water Treatment Plant",54839,"GEN2","DFO","IC",1.7,null,"Commercial Non-CHP","N","Internal Combustion (PRMVR=IC)",null,{"$f":"IF(B19104=\"CoalST\",MATCH(E19104&\"|\"&F19104,EIA_Units!$BK$6:$BK$22655,0),\"\")","v":""},{"$f":"IF(O19104=\"\",\"\",INDEX(EIA_Units!P19104:'EIA_Units'!$P$6:$P$22655,O19104))","v":""},""]
[null,"EXCLUDE","GA","South Georgia Medical Center",54848,"GEN1","DFO","IC",0.4,null,"Commercial Non-CHP","N","Internal Combustion (PRMVR=IC)",null,{"$f":"IF(B19115=\"CoalST\",MATCH(E19115&\"|\"&F19115,EIA_Units!$BK$6:$BK$22655,0),\"\")","v":""},{"$f":"IF(O19115=\"\",\"\",INDEX(EIA_Units!P19115:'EIA_Units'!$P$6:$P$22655,O19115))","v":""},""]
[null,"EXCLUDE","WI","Niagara Mill",54857,"2HY","WAT","HY",2.2000000000000002,null,"Industrial CHP","N","Non Combustion (NUC, WAT, WND, GEO, or SUN)",null,{"$f":"IF(B19126=\"CoalST\",MATCH(E19126&\"|\"&F19126,EIA_Units!$BK$6:$BK$22655,0),\"\")","v":""},{"$f":"IF(O19126=\"\",\"\",INDEX(EIA_Units!P19126:'EIA_Units'!$P$6:$P$22655,O19126))","v":""},""]
[null,"EXCLUDE","MO","Southwestern Bell Telephone",54858,"E/G5","DFO","IC",2.8,null,"Commercial CHP","N","Internal Combustion (PRMVR=IC)",null,{"$f":"IF(B19136=\"CoalST\",MATCH(E19136&\"|\"&F19136,EIA_Units!$BK$6:$BK$22655,0),\"\")","v":""},{"$f":"IF(O19136=\"\",\"\",INDEX(EIA_Units!P19136:'EIA_Units'!$P$6:$P$22655,O19136))","v":""},""]
[null,"EXCLUDE","GA","Kamin LLC Wrens Plant",54880,"WPH1","DFO","IC",1.1000000000000001,null,"Industrial CHP","N","Internal Combustion (PRMVR=IC)",null,{"$f":"IF(B19147=\"CoalST\",MATCH(E19147&\"|\"&F19147,EIA_Units!$BK$6:$BK$22655,0),\"\")","v":""},{"$f":"IF(O19147=\"\",\"\",INDEX(EIA_Units!P19147:'EIA_Units'!$P$6:$P$22655,O19147))","v":""},""]
[null,"EXCLUDE","WI","Kimberly Mill",54885,"1H","WAT","HY",0.7,null,"Industrial CHP","N","Non Combustion (NUC, WAT, WND, GEO, or SUN)",null,{"$f":"IF(B19152=\"CoalST\",MATCH(E19152&\"|\"&F19152,EIA_Units!$BK$6:$BK$22655,0),\"\")","v":""},{"$f":"IF(O19152=\"\",\"\",INDEX(EIA_Units!P19152:'EIA_Units'!$P$6:$P$22655,O19152))","v":""},""]
[null,"EXCLUDE","NC","DSM Pharmaceuticals",54887,"GEN5","DFO","IC",1,null,"Industrial CHP","N","Internal Combustion (PRMVR=IC)",null,{"$f":"IF(B19163=\"CoalST\",MATCH(E19163&\"|\"&F19163,EIA_Units!$BK$6:$BK$22655,0),\"\")","v":""},{"$f":"IF(O19163=\"\",\"\",INDEX(EIA_Units!P19163:'EIA_Units'!$P$6:$P$22655,O19163))","v":""},""]
[null,"EXCLUDE","IL","General Mills West Chicago",54924,"2","NG","IC",0.8,null,"Industrial CHP","Y","Internal Combustion (PRMVR=IC)",null,{"$f":"IF(B19178=\"CoalST\",MATCH(E19178&\"|\"&F19178,EIA_Units!$BK$6:$BK$22655,0),\"\")","v":""},{"$f":"IF(O19178=\"\",\"\",INDEX(EIA_Units!P19178:'EIA_Units'!$P$6:$P$22655,O19178))","v":""},""]
[null,"EXCLUDE","IL","General Mills West Chicago",54924,"7","NG","IC",0.8,null,"Industrial CHP","Y","Internal Combustion (PRMVR=IC)",null,{"$f":"IF(B19183=\"CoalST\",MATCH(E19183&\"|\"&F19183,EIA_Units!$BK$6:$BK$22655,0),\"\")","v":""},{"$f":"IF(O19183=\"\",\"\",INDEX(EIA_Units!P19183:'EIA_Units'!$P$6:$P$22655,O19183))","v":""},""]
[null,"EXCLUDE","IN","Twin Bridges LFGTE",54925,"III-2","LFG","IC",0.8,null,"Electric Utility","N","Internal Combustion (PRMVR=IC)",null,{"$f":"IF(B19194=\"CoalST\",MATCH(E19194&\"|\"&F19194,EIA_Units!$BK$6:$BK$22655,0),\"\")","v":""},{"$f":"IF(O19194=\"\",\"\",INDEX(EIA_Units!P19194:'EIA_Units'!$P$6:$P$22655,O19194))","v":""},""]
[null,"EXCLUDE","IA","Alliant SBD 9403 Aegon DC",54929,"6112","DFO","IC",1.5,null,"IPP Non-CHP","N","Internal Combustion (PRMVR=IC)",null,{"$f":"IF(B19209=\"CoalST\",MATCH(E19209&\"|\"&F19209,EIA_Units!$BK$6:$BK$22655,0),\"\")","v":""},{"$f":"IF(O19209=\"\",\"\",INDEX(EIA_Units!P19209:'EIA_Units'!$P$6:$P$22655,O19209))","v":""},""]
[null,"EXCLUDE","PA","Keystone Landfill",54934,"NO3","LFG","IC",0.8,null,"IPP Non-CHP","N","Internal Combustion (PRMVR=IC)",null,{"$f":"IF(B19220=\"CoalST\",MATCH(E19220&\"|\"&F19220,EIA_Units!$BK$6:$BK$22655,0),\"\")","v":""},{"$f":"IF(O19220=\"\",\"\",INDEX(EIA_Units!P19220:'EIA_Units'!$P$6:$P$22655,O19220))","v":""},""]
[null,"EXCLUDE","MA","Wellesley College Central Utility Plant",54937,"1118","NG","IC",1.3,null,"Commercial CHP","Y","Internal Combustion (PRMVR=IC)",null,{"$f":"IF(B19225=\"CoalST\",MATCH(E19225&\"|\"&F19225,EIA_Units!$BK$6:$BK$22655,0),\"\")","v":""},{"$f":"IF(O19225=\"\",\"\",INDEX(EIA_Units!P19225:'EIA_Units'!$P$6:$P$22655,O19225))","v":""},""]
[null,"EXCLUDE","IN","Deercroft I & II LFGTE",54956,"I-4","LFG","IC",0.8,null,"Electric Utility","N","Internal Combustion (PRMVR=IC)",null,{"$f":"IF(B19240=\"CoalST\",MATCH(E19240&\"|\"&F19240,EIA_Units!$BK$6:$BK$22655,0),\"\")","v":""},{"$f":"IF(O19240=\"\",\"\",INDEX(EIA_Units!P19240:'EIA_Units'!$P$6:$P$22655,O19240))","v":""},""]
[null,"EXCLUDE","TX","ExxonMobil Hawkins Gas Plant",54962,"UN79","NG","IC",0.5,null,"Industrial Non-CHP","N","Internal Combustion (PRMVR=IC)",null,{"$f":"IF(B19251=\"CoalST\",MATCH(E19251&\"|\"&F19251,EIA_Units!$BK$6:$BK$22655,0),\"\")","v":""},{"$f":"IF(O19251=\"\",\"\",INDEX(EIA_Units!P19251:'EIA_Units'!$P$6:$P$22655,O19251))","v":""},""]
[null,"EXCLUDE","IA","Alliant SBD 9502 Eaton",54968,"5824","DFO","IC",1.8,null,"IPP Non-CHP","N","Internal Combustion (PRMVR=IC)",null,{"$f":"IF(B19257=\"CoalST\",MATCH(E19257&\"|\"&F19257,EIA_Units!$BK$6:$BK$22655,0),\"\")","v":""},{"$f":"IF(O19257=\"\",\"\",INDEX(EIA_Units!P19257:'EIA_Units'!$P$6:$P$22655,O19257))","v":""},""]
[null,"EXCLUDE","AL","Crestwood Dothan",54985,"P83","NG","ST",5,null,"IPP Non-CHP","N","Steam unit (PRMVR=ST) under 25MW/250 MMBtu/hr",null,{"$f":"IF(B19272=\"CoalST\",MATCH(E19272&\"|\"&F19272,EIA_Units!$BK$6:$BK$22655,0),\"\")","v":""},{"$f":"IF(O19272=\"\",\"\",INDEX(EIA_Units!P19272:'EIA_Units'!$P$6:$P$22655,O19272))","v":""},""]
[null,"EXCLUDE","IL","Woodridge Greene Valley Treatment Plant",54987,"FM01","NG","IC",1.5,null,"Commercial CHP","Y","Internal Combustion (PRMVR=IC)",null,{"$f":"IF(B19273=\"CoalST\",MATCH(E19273&\"|\"&F19273,EIA_Units!$BK$6:$BK$22655,0),\"\")","v":""},{"$f":"IF(O19273=\"\",\"\",INDEX(EIA_Units!P19273:'EIA_Units'!$P$6:$P$22655,O19273))","v":""},""]
[null,"EXCLUDE","IL","Thornwood High School",55004,"1","NG","IC",0.7,null,"Commercial Non-CHP","N","Internal Combustion (PRMVR=IC)",null,{"$f":"IF(B19288=\"CoalST\",MATCH(E19288&\"|\"&F19288,EIA_Units!$BK$6:$BK$22655,0),\"\")","v":""},{"$f":"IF(O19288=\"\",\"\",INDEX(EIA_Units!P19288:'EIA_Units'!$P$6:$P$22655,O19288))","v":""},""]
[null,"EXCLUDE","NE","Papillion Creek Wastewater",55027,"952","OBG","IC",0.5,null,"Commercial CHP","Y","Internal Combustion (PRMVR=IC)",null,{"$f":"IF(B19299=\"CoalST\",MATCH(E19299&\"|\"&F19299,EIA_Units!$BK$6:$BK$22655,0),\"\")","v":""},{"$f":"IF(O19299=\"\",\"\",INDEX(EIA_Units!P19299:'EIA_Units'!$P$6:$P$22655,O19299))","v":""},""]
[null,"EXCLUDE","ME","Geneva Wood Fuels Inc",55034,"0001","WDS","ST",1.3,null,"Industrial CHP","Y","Non Fossil fuel type",null,{"$f":"IF(B19304=\"CoalST\",MATCH(E19304&\"|\"&F19304,EIA_Units!$BK$6:$BK$22655,0),\"\")","v":""},{"$f":"IF(O19304=\"\",\"\",INDEX(EIA_Units!P19304:'EIA_Units'!$P$6:$P$22655,O19304))","v":""},""]
[null,"EXCLUDE","TX","Bridgeport Gas Processing Plant",55053,"325","NG","IC",0.3,null,"Industrial Non-CHP","N","Internal Combustion (PRMVR=IC)",null,{"$f":"IF(B19319=\"CoalST\",MATCH(E19319&\"|\"&F19319,EIA_Units!$BK$6:$BK$22655,0),\"\")","v":""},{"$f":"IF(O19319=\"\",\"\",INDEX(EIA_Units!P19319:'EIA_Units'!$P$6:$P$22655,O19319))","v":""},""]
[null,"EXCLUDE","IL","Livingston Generating Facility",55054,"1","LFG","GT",5,null,"Electric Utility","N","Non Fossil fuel type",null,{"$f":"IF(B19330=\"CoalST\",MATCH(E19330&\"|\"&F19330,EIA_Units!$BK$6:$BK$22655,0),\"\")","v":""},{"$f":"IF(O19330=\"\",\"\",INDEX(EIA_Units!P19330:'EIA_Units'!$P$6:$P$22655,O19330))","v":""},""]
[null,"EXCLUDE","IL","Biodyne Congress",55056,"3","LFG","GT",5,null,"IPP Non-CHP","N","Non Fossil fuel type",null,{"$f":"IF(B19335=\"CoalST\",MATCH(E19335&\"|\"&F19335,EIA_Units!$BK$6:$BK$22655,0),\"\")","v":""},{"$f":"IF(O19335=\"\",\"\",INDEX(EIA_Units!P19335:'EIA_Units'!$P$6:$P$22655,O19335))","v":""},{"$f":"IF(O19335=\"\",\"\",2014-P19335)","v":""}]
[null,"EXCLUDE","IL","Biodyne Lyons",55060,"002","LFG","IC",0.9,null,"IPP Non-CHP","N","Internal Combustion (PRMVR=IC)",null,{"$f":"IF(B19350=\"CoalST\",MATCH(E19350&\"|\"&F19350,EIA_Units!$BK$6:$BK$22655,0),\"\")","v":""},{"$f":"IF(O19350=\"\",\"\",INDEX(EIA_Units!P19350:'EIA_Units'!$P$6:$P$22655,O19350))","v":""},""]
[null,"EXCLUDE","IL","MPEA Energy Center",55067,"GEN6","DFO","IC",2,null,"IPP CHP","Y","Internal Combustion (PRMVR=IC)",null,{"$f":"IF(B19361=\"CoalST\",MATCH(E19361&\"|\"&F19361,EIA_Units!$BK$6:$BK$22655,0),\"\")","v":""},{"$f":"IF(O19361=\"\",\"\",INDEX(EIA_Units!P19361:'EIA_Units'!$P$6:$P$22655,O19361))","v":""},""]
[null,"EXCLUDE","MA","MM Taunton Energy",55093,"UNT3","LFG","IC",0.9,null,"IPP Non-CHP","N","Internal Combustion (PRMVR=IC)",null,{"$f":"IF(B19372=\"CoalST\",MATCH(E19372&\"|\"&F19372,EIA_Units!$BK$6:$BK$22655,0),\"\")","v":""},{"$f":"IF(O19372=\"\",\"\",INDEX(EIA_Units!P19372:'EIA_Units'!$P$6:$P$22655,O19372))","v":""},""]
[null,"EXCLUDE","NJ","Sunoco Eagle Point Refinery",55113,"TR1","OG","ST",7.5,null,"Industrial/Petroleum Refinery","N","Steam unit (PRMVR=ST) under 25MW/250 MMBtu/hr",null,{"$f":"IF(B19378=\"CoalST\",MATCH(E19378&\"|\"&F19378,EIA_Units!$BK$6:$BK$22655,0),\"\")","v":""},{"$f":"IF(O19378=\"\",\"\",INDEX(EIA_Units!P19378:'EIA_Units'!$P$6:$P$22655,O19378))","v":""},""]
[null,"EXCLUDE","NY","MM Albany Energy",55155,"UNT1","LFG","IC",0.9,null,"IPP Non-CHP","N","Internal Combustion (PRMVR=IC)",null,{"$f":"IF(B19393=\"CoalST\",MATCH(E19393&\"|\"&F19393,EIA_Units!$BK$6:$BK$22655,0),\"\")","v":""},{"$f":"IF(O19393=\"\",\"\",INDEX(EIA_Units!P19393:'EIA_Units'!$P$6:$P$22655,O19393))","v":""},""]
[null,"EXCLUDE","VA","MM Prince William Energy",55156,"UNT1","LFG","IC",0.9,null,"IPP Non-CHP","N","Internal Combustion (PRMVR=IC)",null,{"$f":"IF(B19398=\"CoalST\",MATCH(E19398&\"|\"&F19398,EIA_Units!$BK$6:$BK$22655,0),\"\")","v":""},{"$f":"IF(O19398=\"\",\"\",INDEX(EIA_Units!P19398:'EIA_Units'!$P$6:$P$22655,O19398))","v":""},""]
[null,"EXCLUDE","CA","Aera South Belridge Cogen Facility",55185,"GENC","NG","GT",3,null,"Industrial CHP","Y","Simple Cycle Turbine (PRMVR=GT or OT) unit under 25MW",null,{"$f":"IF(B19409=\"CoalST\",MATCH(E19409&\"|\"&F19409,EIA_Units!$BK$6:$BK$22655,0),\"\")","v":""},{"$f":"IF(O19409=\"\",\"\",INDEX(EIA_Units!P19409:'EIA_Units'!$P$6:$P$22655,O19409))","v":""},""]
[null,"EXCLUDE","KY","Hardinsburg Electric Generating Station",55227,"GT4","NG","GT",59,null,"IPP Non-CHP","N","Status of operation (IP,L,P,T,or U) or Retired before 2012",null,{"$f":"IF(B19414=\"CoalST\",MATCH(E19414&\"|\"&F19414,EIA_Units!$BK$6:$BK$22655,0),\"\")","v":""},{"$f":"IF(O19414=\"\",\"\",INDEX(EIA_Units!P19414:'EIA_Units'!$P$6:$P$22655,O19414))","v":""},""]
[null,"EXCLUDE","AZ","Ina Road Water Pollution Control Fac",55257,"1","NG","IC",0.6,null,"Commercial CHP","Y","Internal Combustion (PRMVR=IC)",null,{"$f":"IF(B19425=\"CoalST\",MATCH(E19425&\"|\"&F19425,EIA_Units!$BK$6:$BK$22655,0),\"\")","v":""},{"$f":"IF(O19425=\"\",\"\",INDEX(EIA_Units!P19425:'EIA_Units'!$P$6:$P$22655,O19425))","v":""},""]
[null,"EXCLUDE","TX","Channel Energy Center LLC",55299,"CTG3","NG","CC",208.8,null,"IPP CHP","Y","Status of operation (IP,L,P,T,or U) or Retired before 2012",null,{"$f":"IF(B19440=\"CoalST\",MATCH(E19440&\"|\"&F19440,EIA_Units!$BK$6:$BK$22655,0),\"\")","v":""},{"$f":"IF(O19440=\"\",\"\",INDEX(EIA_Units!P19440:'EIA_Units'!$P$6:$P$22655,O19440))","v":""},""]
[null,"EXCLUDE","GA","Athens Regional Medical Center",55319,"CT1","DFO","IC",0.7,null,"Commercial Non-CHP","N","Internal Combustion (PRMVR=IC)",null,{"$f":"IF(B19445=\"CoalST\",MATCH(E19445&\"|\"&F19445,EIA_Units!$BK$6:$BK$22655,0),\"\")","v":""},{"$f":"IF(O19445=\"\",\"\",INDEX(EIA_Units!P19445:'EIA_Units'!$P$6:$P$22655,O19445))","v":""},""]
[null,"EXCLUDE","WY","Two Elk Generating Station",55360,"GEN1","WC","ST",320,null,"IPP Non-CHP","N","Status of operation (IP,L,P,T,or U) or Retired before 2012",null,{"$f":"IF(B19456=\"CoalST\",MATCH(E19456&\"|\"&F19456,EIA_Units!$BK$6:$BK$22655,0),\"\")","v":""},{"$f":"IF(O19456=\"\",\"\",INDEX(EIA_Units!P19456:'EIA_Units'!$P$6:$P$22655,O19456))","v":""},""]
[null,"EXCLUDE","IN","Fairmount Electric Generating",55385,"GT2","NG","GT",58.9,null,"IPP Non-CHP","N","Status of operation (IP,L,P,T,or U) or Retired before 2012",null,{"$f":"IF(B19471=\"CoalST\",MATCH(E19471&\"|\"&F19471,EIA_Units!$BK$6:$BK$22655,0),\"\")","v":""},{"$f":"IF(O19471=\"\",\"\",INDEX(EIA_Units!P19471:'EIA_Units'!$P$6:$P$22655,O19471))","v":""},""]
[null,"EXCLUDE","IN","Fairmount Electric Generating",55385,"GT7","NG","GT",58.9,null,"IPP Non-CHP","N","Status of operation (IP,L,P,T,or U) or Retired before 2012",null,{"$f":"IF(B19476=\"CoalST\",MATCH(E19476&\"|\"&F19476,EIA_Units!$BK$6:$BK$22655,0),\"\")","v":""},{"$f":"IF(O19476=\"\",\"\",INDEX(EIA_Units!P19476:'EIA_Units'!$P$6:$P$22655,O19476))","v":""},""]
[null,"EXCLUDE","FL","Shady Hills Generating Station",55414,"G401","NG","GT",259,null,"Electric Utility/IPP Non-CHP","N","Status of operation (IP,L,P,T,or U) or Retired before 2012",null,{"$f":"IF(B19486=\"CoalST\",MATCH(E19486&\"|\"&F19486,EIA_Units!$BK$6:$BK$22655,0),\"\")","v":""},{"$f":"IF(O19486=\"\",\"\",INDEX(EIA_Units!P19486:'EIA_Units'!$P$6:$P$22655,O19486))","v":""},""]
[null,"EXCLUDE","NV","Tri Center Naniwa Energy",55494,"CT2","NG","GT",64,null,"IPP Non-CHP","N","Status of operation (IP,L,P,T,or U) or Retired before 2012",null,{"$f":"IF(B19503=\"CoalST\",MATCH(E19503&\"|\"&F19503,EIA_Units!$BK$6:$BK$22655,0),\"\")","v":""},{"$f":"IF(O19503=\"\",\"\",INDEX(EIA_Units!P19503:'EIA_Units'!$P$6:$P$22655,O19503))","v":""},""]
[null,"EXCLUDE","PA","York Energy Center",55524,"CTG5","NG","CC",120,null,"Electric Utility/IPP Non-CHP","N","Status of operation (IP,L,P,T,or U) or Retired before 2012",null,{"$f":"IF(B19514=\"CoalST\",MATCH(E19514&\"|\"&F19514,EIA_Units!$BK$6:$BK$22655,0),\"\")","v":""},{"$f":"IF(O19514=\"\",\"\",INDEX(EIA_Units!P19514:'EIA_Units'!$P$6:$P$22655,O19514))","v":""},""]
[null,"EXCLUDE","WI","MMSD South Shore Wastewater",55525,"1CAT","OBG","IC",0.9,null,"Commercial CHP","Y","Internal Combustion (PRMVR=IC)",null,{"$f":"IF(B19519=\"CoalST\",MATCH(E19519&\"|\"&F19519,EIA_Units!$BK$6:$BK$22655,0),\"\")","v":""},{"$f":"IF(O19519=\"\",\"\",INDEX(EIA_Units!P19519:'EIA_Units'!$P$6:$P$22655,O19519))","v":""},""]
[null,"EXCLUDE","TX","Hoover Company",55536,"0545","DFO","IC",1.8,null,"Industrial Non-CHP","N","Internal Combustion (PRMVR=IC)",null,{"$f":"IF(B19534=\"CoalST\",MATCH(E19534&\"|\"&F19534,EIA_Units!$BK$6:$BK$22655,0),\"\")","v":""},{"$f":"IF(O19534=\"\",\"\",INDEX(EIA_Units!P19534:'EIA_Units'!$P$6:$P$22655,O19534))","v":""},""]
[null,"EXCLUDE","TX","Baytown",55551,"UN5","LFG","IC",1.3,null,"IPP Non-CHP","N","Internal Combustion (PRMVR=IC)",null,{"$f":"IF(B19535=\"CoalST\",MATCH(E19535&\"|\"&F19535,EIA_Units!$BK$6:$BK$22655,0),\"\")","v":""},{"$f":"IF(O19535=\"\",\"\",INDEX(EIA_Units!P19535:'EIA_Units'!$P$6:$P$22655,O19535))","v":""},""]
[null,"EXCLUDE","TX","Conroe",55555,"UNT3","LFG","IC",1,null,"IPP Non-CHP","N","Internal Combustion (PRMVR=IC)",null,{"$f":"IF(B19550=\"CoalST\",MATCH(E19550&\"|\"&F19550,EIA_Units!$BK$6:$BK$22655,0),\"\")","v":""},{"$f":"IF(O19550=\"\",\"\",INDEX(EIA_Units!P19550:'EIA_Units'!$P$6:$P$22655,O19550))","v":""},""]
[null,"EXCLUDE","MA","Randolph Electric",55585,"2","LFG","IC",1,null,"IPP Non-CHP","N","Internal Combustion (PRMVR=IC)",null,{"$f":"IF(B19561=\"CoalST\",MATCH(E19561&\"|\"&F19561,EIA_Units!$BK$6:$BK$22655,0),\"\")","v":""},{"$f":"IF(O19561=\"\",\"\",INDEX(EIA_Units!P19561:'EIA_Units'!$P$6:$P$22655,O19561))","v":""},""]
[null,"EXCLUDE","VA","GRS Richmond",55587,"1","LFG","IC",1,null,"IPP Non-CHP","N","Internal Combustion (PRMVR=IC)",null,{"$f":"IF(B19566=\"CoalST\",MATCH(E19566&\"|\"&F19566,EIA_Units!$BK$6:$BK$22655,0),\"\")","v":""},{"$f":"IF(O19566=\"\",\"\",INDEX(EIA_Units!P19566:'EIA_Units'!$P$6:$P$22655,O19566))","v":""},""]
[null,"EXCLUDE","IL","Quad Cities",55593,"2","LFG","IC",1,null,"IPP Non-CHP","N","Internal Combustion (PRMVR=IC)",null,{"$f":"IF(B19581=\"CoalST\",MATCH(E19581&\"|\"&F19581,EIA_Units!$BK$6:$BK$22655,0),\"\")","v":""},{"$f":"IF(O19581=\"\",\"\",INDEX(EIA_Units!P19581:'EIA_Units'!$P$6:$P$22655,O19581))","v":""},""]
[null,"Exclude","NY","Binghamton Cogen",55600,"1","NG","GT",47.7,null,"IPP CHP","Y","Low utilization CT",null,{"$f":"IF(B19592=\"CoalST\",MATCH(E19592&\"|\"&F19592,EIA_Units!$BK$6:$BK$22655,0),\"\")","v":""},{"$f":"IF(O19592=\"\",\"\",INDEX(EIA_Units!P19592:'EIA_Units'!$P$6:$P$22655,O19592))","v":""},""]
[null,"EXCLUDE","CA","MM San Diego-North City",55602,"UNT3","LFG","IC",0.9,null,"IPP Non-CHP","N","Internal Combustion (PRMVR=IC)",null,{"$f":"IF(B19597=\"CoalST\",MATCH(E19597&\"|\"&F19597,EIA_Units!$BK$6:$BK$22655,0),\"\")","v":""},{"$f":"IF(O19597=\"\",\"\",INDEX(EIA_Units!P19597:'EIA_Units'!$P$6:$P$22655,O19597))","v":""},""]
[null,"EXCLUDE","NV","Moapa Paiute Energy Center",55642,"CTG2","NG","CC",212,null,"IPP Non-CHP","N","Status of operation (IP,L,P,T,or U) or Retired before 2012",null,{"$f":"IF(B19607=\"CoalST\",MATCH(E19607&\"|\"&F19607,EIA_Units!$BK$6:$BK$22655,0),\"\")","v":""},{"$f":"IF(O19607=\"\",\"\",INDEX(EIA_Units!P19607:'EIA_Units'!$P$6:$P$22655,O19607))","v":""},""]
[null,"EXCLUDE","CO","Plains End",55650,"GEN4","NG","IC",5.7,null,"IPP Non-CHP","N","Internal Combustion (PRMVR=IC)",null,{"$f":"IF(B19624=\"CoalST\",MATCH(E19624&\"|\"&F19624,EIA_Units!$BK$6:$BK$22655,0),\"\")","v":""},{"$f":"IF(O19624=\"\",\"\",INDEX(EIA_Units!P19624:'EIA_Units'!$P$6:$P$22655,O19624))","v":""},""]
[null,"EXCLUDE","CO","Plains End",55650,"GEN9","NG","IC",5.7,null,"IPP Non-CHP","N","Internal Combustion (PRMVR=IC)",null,{"$f":"IF(B19629=\"CoalST\",MATCH(E19629&\"|\"&F19629,EIA_Units!$BK$6:$BK$22655,0),\"\")","v":""},{"$f":"IF(O19629=\"\",\"\",INDEX(EIA_Units!P19629:'EIA_Units'!$P$6:$P$22655,O19629))","v":""},""]
[null,"EXCLUDE","AZ","FirstEnergy",55711,"STG1","NG","CC",180,null,"IPP Non-CHP","N","Status of operation (IP,L,P,T,or U) or Retired before 2012",null,{"$f":"IF(B19640=\"CoalST\",MATCH(E19640&\"|\"&F19640,EIA_Units!$BK$6:$BK$22655,0),\"\")","v":""},{"$f":"IF(O19640=\"\",\"\",INDEX(EIA_Units!P19640:'EIA_Units'!$P$6:$P$22655,O19640))","v":""},""]
[null,"EXCLUDE","CA","Sonoma Central Landfill Phase II",55753,"P-23","LFG","IC",0.8,null,"Commercial Non-CHP","N","Internal Combustion (PRMVR=IC)",null,{"$f":"IF(B19655=\"CoalST\",MATCH(E19655&\"|\"&F19655,EIA_Units!$BK$6:$BK$22655,0),\"\")","v":""},{"$f":"IF(O19655=\"\",\"\",INDEX(EIA_Units!P19655:'EIA_Units'!$P$6:$P$22655,O19655))","v":""},{"$f":"IF(O19655=\"\",\"\",2014-P19655)","v":""}]
[null,"EXCLUDE","NY","Model City Energy Facility",55757,"GEN4","LFG","IC",0.8,null,"IPP Non-CHP","N","Internal Combustion (PRMVR=IC)",null,{"$f":"IF(B19660=\"CoalST\",MATCH(E19660&\"|\"&F19660,EIA_Units!$BK$6:$BK$22655,0),\"\")","v":""},{"$f":"IF(O19660=\"\",\"\",INDEX(EIA_Units!P19660:'EIA_Units'!$P$6:$P$22655,O19660))","v":""},""]
[null,"EXCLUDE","IL","Devonshire Power Partners LLC",55761,"DO3","LFG","IC",1.1000000000000001,null,"IPP Non-CHP","N","Internal Combustion (PRMVR=IC)",null,{"$f":"IF(B19671=\"CoalST\",MATCH(E19671&\"|\"&F19671,EIA_Units!$BK$6:$BK$22655,0),\"\")","v":""},{"$f":"IF(O19671=\"\",\"\",INDEX(EIA_Units!P19671:'EIA_Units'!$P$6:$P$22655,O19671))","v":""},""]
[null,"EXCLUDE","IL","Brickyard Energy Partners LLC",55762,"BR3","LFG","IC",1.1000000000000001,null,"IPP Non-CHP","N","Internal Combustion (PRMVR=IC)",null,{"$f":"IF(B19676=\"CoalST\",MATCH(E19676&\"|\"&F19676,EIA_Units!$BK$6:$BK$22655,0),\"\")","v":""},{"$f":"IF(O19676=\"\",\"\",INDEX(EIA_Units!P19676:'EIA_Units'!$P$6:$P$22655,O19676))","v":""},""]
[null,"EXCLUDE","IL","Avon Energy Partners LLC",55768,"CH2","LFG","IC",1.1000000000000001,null,"IPP Non-CHP","N","Internal Combustion (PRMVR=IC)",null,{"$f":"IF(B19691=\"CoalST\",MATCH(E19691&\"|\"&F19691,EIA_Units!$BK$6:$BK$22655,0),\"\")","v":""},{"$f":"IF(O19691=\"\",\"\",INDEX(EIA_Units!P19691:'EIA_Units'!$P$6:$P$22655,O19691))","v":""},""]
[null,"EXCLUDE","IL","Countyside Genco LLC",55773,"CS2","LFG","IC",1.4,null,"IPP Non-CHP","N","Internal Combustion (PRMVR=IC)",null,{"$f":"IF(B19702=\"CoalST\",MATCH(E19702&\"|\"&F19702,EIA_Units!$BK$6:$BK$22655,0),\"\")","v":""},{"$f":"IF(O19702=\"\",\"\",INDEX(EIA_Units!P19702:'EIA_Units'!$P$6:$P$22655,O19702))","v":""},""]
[null,"EXCLUDE","IL","Countyside Genco LLC",55773,"CS7","LFG","GT",3.2,null,"IPP Non-CHP","N","Non Fossil fuel type",null,{"$f":"IF(B19707=\"CoalST\",MATCH(E19707&\"|\"&F19707,EIA_Units!$BK$6:$BK$22655,0),\"\")","v":""},{"$f":"IF(O19707=\"\",\"\",INDEX(EIA_Units!P19707:'EIA_Units'!$P$6:$P$22655,O19707))","v":""},""]
[null,"EXCLUDE","NY","Brookhaven Facility",55778,"BH2","LFG","IC",1.3,null,"IPP Non-CHP","N","Internal Combustion (PRMVR=IC)",null,{"$f":"IF(B19718=\"CoalST\",MATCH(E19718&\"|\"&F19718,EIA_Units!$BK$6:$BK$22655,0),\"\")","v":""},{"$f":"IF(O19718=\"\",\"\",INDEX(EIA_Units!P19718:'EIA_Units'!$P$6:$P$22655,O19718))","v":""},""]
[null,"EXCLUDE","GA","Live Oaks Power Plant",55800,"CTG1","NG","CC",175,null,"IPP Non-CHP","N","Status of operation (IP,L,P,T,or U) or Retired before 2012",null,{"$f":"IF(B19733=\"CoalST\",MATCH(E19733&\"|\"&F19733,EIA_Units!$BK$6:$BK$22655,0),\"\")","v":""},{"$f":"IF(O19733=\"\",\"\",INDEX(EIA_Units!P19733:'EIA_Units'!$P$6:$P$22655,O19733))","v":""},""]
[null,"EXCLUDE","NM","Valencia Energy Facility",55802,"CTG3","NG","GT",84.2,null,"Electric Utility/IPP Non-CHP","N","Status of operation (IP,L,P,T,or U) or Retired before 2012",null,{"$f":"IF(B19737=\"CoalST\",MATCH(E19737&\"|\"&F19737,EIA_Units!$BK$6:$BK$22655,0),\"\")","v":""},{"$f":"IF(O19737=\"\",\"\",INDEX(EIA_Units!P19737:'EIA_Units'!$P$6:$P$22655,O19737))","v":""},""]
[null,"EXCLUDE","ME","Millinocket Mill",55829,"M1S3","RFO","ST",31.5,null,"Industrial CHP","Y","Commercial/Industrial Unit",null,{"$f":"IF(B19750=\"CoalST\",MATCH(E19750&\"|\"&F19750,EIA_Units!$BK$6:$BK$22655,0),\"\")","v":""},{"$f":"IF(O19750=\"\",\"\",INDEX(EIA_Units!P19750:'EIA_Units'!$P$6:$P$22655,O19750))","v":""},""]
[null,"EXCLUDE","MT","Basin Creek Plant",55866,"4","NG","IC",6.1,null,"IPP Non-CHP","N","Internal Combustion (PRMVR=IC)",null,{"$f":"IF(B19765=\"CoalST\",MATCH(E19765&\"|\"&F19765,EIA_Units!$BK$6:$BK$22655,0),\"\")","v":""},{"$f":"IF(O19765=\"\",\"\",INDEX(EIA_Units!P19765:'EIA_Units'!$P$6:$P$22655,O19765))","v":""},""]
[null,"EXCLUDE","MD","Montgomery County Oaks LFGE Plant",55885,"CAT35","LFG","IC",1.6,null,"IPP Non-CHP","N","Internal Combustion (PRMVR=IC)",null,{"$f":"IF(B19776=\"CoalST\",MATCH(E19776&\"|\"&F19776,EIA_Units!$BK$6:$BK$22655,0),\"\")","v":""},{"$f":"IF(O19776=\"\",\"\",INDEX(EIA_Units!P19776:'EIA_Units'!$P$6:$P$22655,O19776))","v":""},""]
[null,"EXCLUDE","FL","Partnership Station",55893,"2","NG","IC",2.9,null,"Electric Utility","N","Internal Combustion (PRMVR=IC)",null,{"$f":"IF(B19781=\"CoalST\",MATCH(E19781&\"|\"&F19781,EIA_Units!$BK$6:$BK$22655,0),\"\")","v":""},{"$f":"IF(O19781=\"\",\"\",INDEX(EIA_Units!P19781:'EIA_Units'!$P$6:$P$22655,O19781))","v":""},""]
[null,"EXCLUDE","TN","McMinnville",55928,"2","DFO","IC",2,null,"Electric Utility","N","Internal Combustion (PRMVR=IC)",null,{"$f":"IF(B19796=\"CoalST\",MATCH(E19796&\"|\"&F19796,EIA_Units!$BK$6:$BK$22655,0),\"\")","v":""},{"$f":"IF(O19796=\"\",\"\",INDEX(EIA_Units!P19796:'EIA_Units'!$P$6:$P$22655,O19796))","v":""},""]
[null,"EXCLUDE","TN","McMinnville",55928,"3","DFO","IC",2,null,"Electric Utility","N","Internal Combustion (PRMVR=IC)",null,{"$f":"IF(B19797=\"CoalST\",MATCH(E19797&\"|\"&F19797,EIA_Units!$BK$6:$BK$22655,0),\"\")","v":""},{"$f":"IF(O19797=\"\",\"\",INDEX(EIA_Units!P19797:'EIA_Units'!$P$6:$P$22655,O19797))","v":""},""]
[null,"EXCLUDE","VA","Warren County VA",55939,"CT02","NG","CC",256,null,"Electric Utility","N","Status of operation (IP,L,P,T,or U) or Retired before 2012",null,{"$f":"IF(B19812=\"CoalST\",MATCH(E19812&\"|\"&F19812,EIA_Units!$BK$6:$BK$22655,0),\"\")","v":""},{"$f":"IF(O19812=\"\",\"\",INDEX(EIA_Units!P19812:'EIA_Units'!$P$6:$P$22655,O19812))","v":""},""]
[null,"EXCLUDE","VA","Downtown",55954,"1","DFO","IC",1.6,null,"Electric Utility","N","Internal Combustion (PRMVR=IC)",null,{"$f":"IF(B19817=\"CoalST\",MATCH(E19817&\"|\"&F19817,EIA_Units!$BK$6:$BK$22655,0),\"\")","v":""},{"$f":"IF(O19817=\"\",\"\",INDEX(EIA_Units!P19817:'EIA_Units'!$P$6:$P$22655,O19817))","v":""},""]
[null,"EXCLUDE","ME","Great Works Hydro",55967,"WW11","WAT","HY",0.5,null,"IPP Non-CHP","N","Non Combustion (NUC, WAT, WND, GEO, or SUN)",null,{"$f":"IF(B19828=\"CoalST\",MATCH(E19828&\"|\"&F19828,EIA_Units!$BK$6:$BK$22655,0),\"\")","v":""},{"$f":"IF(O19828=\"\",\"\",INDEX(EIA_Units!P19828:'EIA_Units'!$P$6:$P$22655,O19828))","v":""},""]
[null,"EXCLUDE","PA","Orchard Park",55997,"11","NG","IC",6,null,"Electric Utility","N","Internal Combustion (PRMVR=IC)",null,{"$f":"IF(B19843=\"CoalST\",MATCH(E19843&\"|\"&F19843,EIA_Units!$BK$6:$BK$22655,0),\"\")","v":""},{"$f":"IF(O19843=\"\",\"\",INDEX(EIA_Units!P19843:'EIA_Units'!$P$6:$P$22655,O19843))","v":""},""]
[null,"EXCLUDE","VA","Mount Clinton",56004,"D-8","DFO","IC",2,null,"Electric Utility","N","Internal Combustion (PRMVR=IC)",null,{"$f":"IF(B19854=\"CoalST\",MATCH(E19854&\"|\"&F19854,EIA_Units!$BK$6:$BK$22655,0),\"\")","v":""},{"$f":"IF(O19854=\"\",\"\",INDEX(EIA_Units!P19854:'EIA_Units'!$P$6:$P$22655,O19854))","v":""},""]
[null,"EXCLUDE","WA","Grimes Way",56016,"3","DFO","IC",1.8,null,"Commercial Non-CHP","N","Internal Combustion (PRMVR=IC)",null,{"$f":"IF(B19862=\"CoalST\",MATCH(E19862&\"|\"&F19862,EIA_Units!$BK$6:$BK$22655,0),\"\")","v":""},{"$f":"IF(O19862=\"\",\"\",INDEX(EIA_Units!P19862:'EIA_Units'!$P$6:$P$22655,O19862))","v":""},""]
[null,"EXCLUDE","CA","WWTP Power Generation Station",56036,"GEN1","OBG","IC",2.2000000000000002,null,"Commercial CHP","Y","Internal Combustion (PRMVR=IC)",null,{"$f":"IF(B19875=\"CoalST\",MATCH(E19875&\"|\"&F19875,EIA_Units!$BK$6:$BK$22655,0),\"\")","v":""},{"$f":"IF(O19875=\"\",\"\",INDEX(EIA_Units!P19875:'EIA_Units'!$P$6:$P$22655,O19875))","v":""},""]
[null,"EXCLUDE","IL","Casey City of",56053,"3","DFO","IC",1.8,null,"Electric Utility","N","Internal Combustion (PRMVR=IC)",null,{"$f":"IF(B19886=\"CoalST\",MATCH(E19886&\"|\"&F19886,EIA_Units!$BK$6:$BK$22655,0),\"\")","v":""},{"$f":"IF(O19886=\"\",\"\",INDEX(EIA_Units!P19886:'EIA_Units'!$P$6:$P$22655,O19886))","v":""},""]
[null,"EXCLUDE","NC","Gastonia Rankin Lake",56060,"1","DFO","IC",1.8,null,"Electric Utility","N","Internal Combustion (PRMVR=IC)",null,{"$f":"IF(B19891=\"CoalST\",MATCH(E19891&\"|\"&F19891,EIA_Units!$BK$6:$BK$22655,0),\"\")","v":""},{"$f":"IF(O19891=\"\",\"\",INDEX(EIA_Units!P19891:'EIA_Units'!$P$6:$P$22655,O19891))","v":""},""]
[null,"EXCLUDE","CA","SJ/SC WPCP",56080,"E1","OBG","IC",0.8,null,"Commercial CHP","Y","Internal Combustion (PRMVR=IC)",null,{"$f":"IF(B19906=\"CoalST\",MATCH(E19906&\"|\"&F19906,EIA_Units!$BK$6:$BK$22655,0),\"\")","v":""},{"$f":"IF(O19906=\"\",\"\",INDEX(EIA_Units!P19906:'EIA_Units'!$P$6:$P$22655,O19906))","v":""},""]
[null,"EXCLUDE","MN","St. Charles Power Plant",56100,"2","DFO","IC",2.2000000000000002,null,"Electric Utility","N","Internal Combustion (PRMVR=IC)",null,{"$f":"IF(B19917=\"CoalST\",MATCH(E19917&\"|\"&F19917,EIA_Units!$BK$6:$BK$22655,0),\"\")","v":""},{"$f":"IF(O19917=\"\",\"\",INDEX(EIA_Units!P19917:'EIA_Units'!$P$6:$P$22655,O19917))","v":""},""]
[null,"EXCLUDE","ME","Loring Power Plant",56105,"STG1","NG","CC",30,null,"IPP CHP","Y","Status of operation (IP,L,P,T,or U) or Retired before 2012",null,{"$f":"IF(B19922=\"CoalST\",MATCH(E19922&\"|\"&F19922,EIA_Units!$BK$6:$BK$22655,0),\"\")","v":""},{"$f":"IF(O19922=\"\",\"\",INDEX(EIA_Units!P19922:'EIA_Units'!$P$6:$P$22655,O19922))","v":""},""]
[null,"EXCLUDE","IL","IMEA Highland",56114,"2","DFO","IC",1.8,null,"Electric Utility","N","Internal Combustion (PRMVR=IC)",null,{"$f":"IF(B19933=\"CoalST\",MATCH(E19933&\"|\"&F19933,EIA_Units!$BK$6:$BK$22655,0),\"\")","v":""},{"$f":"IF(O19933=\"\",\"\",INDEX(EIA_Units!P19933:'EIA_Units'!$P$6:$P$22655,O19933))","v":""},""]
[null,"EXCLUDE","IL","IMEA Flora",56116,"6","DFO","IC",1.8,null,"Electric Utility","N","Internal Combustion (PRMVR=IC)",null,{"$f":"IF(B19938=\"CoalST\",MATCH(E19938&\"|\"&F19938,EIA_Units!$BK$6:$BK$22655,0),\"\")","v":""},{"$f":"IF(O19938=\"\",\"\",INDEX(EIA_Units!P19938:'EIA_Units'!$P$6:$P$22655,O19938))","v":""},""]
[null,"EXCLUDE","SC","Richland County Landfill",56122,"R2","LFG","IC",1.6,null,"Electric Utility","N","Internal Combustion (PRMVR=IC)",null,{"$f":"IF(B19953=\"CoalST\",MATCH(E19953&\"|\"&F19953,EIA_Units!$BK$6:$BK$22655,0),\"\")","v":""},{"$f":"IF(O19953=\"\",\"\",INDEX(EIA_Units!P19953:'EIA_Units'!$P$6:$P$22655,O19953))","v":""},""]
[null,"EXCLUDE","SC","Cornell Dubilier",56130,"1","DFO","IC",2.9,null,"Electric Utility","N","Internal Combustion (PRMVR=IC)",null,{"$f":"IF(B19964=\"CoalST\",MATCH(E19964&\"|\"&F19964,EIA_Units!$BK$6:$BK$22655,0),\"\")","v":""},{"$f":"IF(O19964=\"\",\"\",INDEX(EIA_Units!P19964:'EIA_Units'!$P$6:$P$22655,O19964))","v":""},""]
[null,"EXCLUDE","CA","Regional Wastewater Control Facility",56134,"0401","OBG","IC",1,null,"Commercial CHP","Y","Internal Combustion (PRMVR=IC)",null,{"$f":"IF(B19969=\"CoalST\",MATCH(E19969&\"|\"&F19969,EIA_Units!$BK$6:$BK$22655,0),\"\")","v":""},{"$f":"IF(O19969=\"\",\"\",INDEX(EIA_Units!P19969:'EIA_Units'!$P$6:$P$22655,O19969))","v":""},""]
[null,"EXCLUDE","CA","Mid Valley Plant",56170,"UNT1","LFG","IC",1.3,null,"IPP Non-CHP","N","Internal Combustion (PRMVR=IC)",null,{"$f":"IF(B19987=\"CoalST\",MATCH(E19987&\"|\"&F19987,EIA_Units!$BK$6:$BK$22655,0),\"\")","v":""},{"$f":"IF(O19987=\"\",\"\",INDEX(EIA_Units!P19987:'EIA_Units'!$P$6:$P$22655,O19987))","v":""},""]
[null,"EXCLUDE","MI","Modular Power LLC",56183,"2","DFO","IC",1.8,null,"Electric Utility","N","Internal Combustion (PRMVR=IC)",null,{"$f":"IF(B19996=\"CoalST\",MATCH(E19996&\"|\"&F19996,EIA_Units!$BK$6:$BK$22655,0),\"\")","v":""},{"$f":"IF(O19996=\"\",\"\",INDEX(EIA_Units!P19996:'EIA_Units'!$P$6:$P$22655,O19996))","v":""},""]
[null,"EXCLUDE","MI","Modular Power LLC",56183,"7","DFO","IC",1.6,null,"Electric Utility","N","Internal Combustion (PRMVR=IC)",null,{"$f":"IF(B20001=\"CoalST\",MATCH(E20001&\"|\"&F20001,EIA_Units!$BK$6:$BK$22655,0),\"\")","v":""},{"$f":"IF(O20001=\"\",\"\",INDEX(EIA_Units!P20001:'EIA_Units'!$P$6:$P$22655,O20001))","v":""},""]
[null,"EXCLUDE","CA","Red Bluff",56184,"IC2","NG","IC",2.9,null,"IPP Non-CHP","N","Internal Combustion (PRMVR=IC)",null,{"$f":"IF(B20012=\"CoalST\",MATCH(E20012&\"|\"&F20012,EIA_Units!$BK$6:$BK$22655,0),\"\")","v":""},{"$f":"IF(O20012=\"\",\"\",INDEX(EIA_Units!P20012:'EIA_Units'!$P$6:$P$22655,O20012))","v":""},""]
[null,"EXCLUDE","CA","Chowchilla II",56185,"IC16","NG","IC",3.1,null,"IPP Non-CHP","N","Internal Combustion (PRMVR=IC)",null,{"$f":"IF(B20027=\"CoalST\",MATCH(E20027&\"|\"&F20027,EIA_Units!$BK$6:$BK$22655,0),\"\")","v":""},{"$f":"IF(O20027=\"\",\"\",INDEX(EIA_Units!P20027:'EIA_Units'!$P$6:$P$22655,O20027))","v":""},""]
[null,"EXCLUDE","CA","Chowchilla II",56185,"IC6","NG","IC",3.1,null,"IPP Non-CHP","N","Internal Combustion (PRMVR=IC)",null,{"$f":"IF(B20032=\"CoalST\",MATCH(E20032&\"|\"&F20032,EIA_Units!$BK$6:$BK$22655,0),\"\")","v":""},{"$f":"IF(O20032=\"\",\"\",INDEX(EIA_Units!P20032:'EIA_Units'!$P$6:$P$22655,O20032))","v":""},""]
[null,"EXCLUDE","IA","Dike City Power Plant",56194,"001","DFO","IC",2.2000000000000002,null,"Electric Utility","N","Internal Combustion (PRMVR=IC)",null,{"$f":"IF(B20043=\"CoalST\",MATCH(E20043&\"|\"&F20043,EIA_Units!$BK$6:$BK$22655,0),\"\")","v":""},{"$f":"IF(O20043=\"\",\"\",INDEX(EIA_Units!P20043:'EIA_Units'!$P$6:$P$22655,O20043))","v":""},""]
[null,"EXCLUDE","MN","Stevens Community Medical Center",56245,"1","DFO","IC",1,null,"Commercial Non-CHP","N","Internal Combustion (PRMVR=IC)",null,{"$f":"IF(B20058=\"CoalST\",MATCH(E20058&\"|\"&F20058,EIA_Units!$BK$6:$BK$22655,0),\"\")","v":""},{"$f":"IF(O20058=\"\",\"\",INDEX(EIA_Units!P20058:'EIA_Units'!$P$6:$P$22655,O20058))","v":""},""]
[null,"EXCLUDE","MN","West Group Data Center F",56247,"1","DFO","IC",2,null,"Commercial Non-CHP","N","Internal Combustion (PRMVR=IC)",null,{"$f":"IF(B20059=\"CoalST\",MATCH(E20059&\"|\"&F20059,EIA_Units!$BK$6:$BK$22655,0),\"\")","v":""},{"$f":"IF(O20059=\"\",\"\",INDEX(EIA_Units!P20059:'EIA_Units'!$P$6:$P$22655,O20059))","v":""},""]
[null,"EXCLUDE","CT","John Street 1, 3, 4 & 5",56256,"JS1","DFO","IC",1.8,null,"Electric Utility","N","Internal Combustion (PRMVR=IC)",null,{"$f":"IF(B20074=\"CoalST\",MATCH(E20074&\"|\"&F20074,EIA_Units!$BK$6:$BK$22655,0),\"\")","v":""},{"$f":"IF(O20074=\"\",\"\",INDEX(EIA_Units!P20074:'EIA_Units'!$P$6:$P$22655,O20074))","v":""},""]
[null,"EXCLUDE","CT","Cytec 1, 2 & 3",56257,"CY2","DFO","IC",1.8,null,"Electric Utility","N","Internal Combustion (PRMVR=IC)",null,{"$f":"IF(B20079=\"CoalST\",MATCH(E20079&\"|\"&F20079,EIA_Units!$BK$6:$BK$22655,0),\"\")","v":""},{"$f":"IF(O20079=\"\",\"\",INDEX(EIA_Units!P20079:'EIA_Units'!$P$6:$P$22655,O20079))","v":""},""]
[null,"EXCLUDE","WI","WPPI Hartford DG",56266,"1","DFO","IC",1.1000000000000001,null,"Electric Utility","N","Internal Combustion (PRMVR=IC)",null,{"$f":"IF(B20090=\"CoalST\",MATCH(E20090&\"|\"&F20090,EIA_Units!$BK$6:$BK$22655,0),\"\")","v":""},{"$f":"IF(O20090=\"\",\"\",INDEX(EIA_Units!P20090:'EIA_Units'!$P$6:$P$22655,O20090))","v":""},""]
[null,"EXCLUDE","KY","Laurel Ridge LFGTE",56279,"4","LFG","IC",0.8,null,"Electric Utility","N","Internal Combustion (PRMVR=IC)",null,{"$f":"IF(B20108=\"CoalST\",MATCH(E20108&\"|\"&F20108,EIA_Units!$BK$6:$BK$22655,0),\"\")","v":""},{"$f":"IF(O20108=\"\",\"\",INDEX(EIA_Units!P20108:'EIA_Units'!$P$6:$P$22655,O20108))","v":""},""]
[null,"EXCLUDE","CA","San Francisco Electric Reliability Proj",56305,"1","NG","GT",50.5,null,"Electric Utility","N","Status of operation (IP,L,P,T,or U) or Retired before 2012",null,{"$f":"IF(B20117=\"CoalST\",MATCH(E20117&\"|\"&F20117,EIA_Units!$BK$6:$BK$22655,0),\"\")","v":""},{"$f":"IF(O20117=\"\",\"\",INDEX(EIA_Units!P20117:'EIA_Units'!$P$6:$P$22655,O20117))","v":""},""]
[null,"EXCLUDE","MO","Trigen St. Louis",56309,"ST-4","NG","ST",1.5,null,"IPP CHP","Y","Steam unit (PRMVR=ST) under 25MW/250 MMBtu/hr",null,{"$f":"IF(B20122=\"CoalST\",MATCH(E20122&\"|\"&F20122,EIA_Units!$BK$6:$BK$22655,0),\"\")","v":""},{"$f":"IF(O20122=\"\",\"\",INDEX(EIA_Units!P20122:'EIA_Units'!$P$6:$P$22655,O20122))","v":""},""]
[null,"EXCLUDE","NY","Colonie LFGTE Facility",56324,"GEN3","LFG","IC",1.6,null,"IPP Non-CHP","N","Internal Combustion (PRMVR=IC)",null,{"$f":"IF(B20137=\"CoalST\",MATCH(E20137&\"|\"&F20137,EIA_Units!$BK$6:$BK$22655,0),\"\")","v":""},{"$f":"IF(O20137=\"\",\"\",INDEX(EIA_Units!P20137:'EIA_Units'!$P$6:$P$22655,O20137))","v":""},""]
[null,"EXCLUDE","HI","Ewa Nui Substation DG",56330,"DG6","DFO","IC",1.6,null,"Electric Utility","N","Internal Combustion (PRMVR=IC)",null,{"$f":"IF(B20148=\"CoalST\",MATCH(E20148&\"|\"&F20148,EIA_Units!$BK$6:$BK$22655,0),\"\")","v":""},{"$f":"IF(O20148=\"\",\"\",INDEX(EIA_Units!P20148:'EIA_Units'!$P$6:$P$22655,O20148))","v":""},""]
[null,"EXCLUDE","HI","Helemano Substation DG",56332,"DG2","DFO","IC",1.6,null,"Electric Utility","N","Internal Combustion (PRMVR=IC)",null,{"$f":"IF(B20153=\"CoalST\",MATCH(E20153&\"|\"&F20153,EIA_Units!$BK$6:$BK$22655,0),\"\")","v":""},{"$f":"IF(O20153=\"\",\"\",INDEX(EIA_Units!P20153:'EIA_Units'!$P$6:$P$22655,O20153))","v":""},""]
[null,"EXCLUDE","CA","Bear Valley Power Plant",56346,"ICE7","NG","IC",1.2,null,"Electric Utility","N","Internal Combustion (PRMVR=IC)",null,{"$f":"IF(B20168=\"CoalST\",MATCH(E20168&\"|\"&F20168,EIA_Units!$BK$6:$BK$22655,0),\"\")","v":""},{"$f":"IF(O20168=\"\",\"\",INDEX(EIA_Units!P20168:'EIA_Units'!$P$6:$P$22655,O20168))","v":""},""]
[null,"EXCLUDE","FL","Tampa Electric Co NA 3",56353,"4","NG","GT",54,null,"Electric Utility","N","Status of operation (IP,L,P,T,or U) or Retired before 2012",null,{"$f":"IF(B20179=\"CoalST\",MATCH(E20179&\"|\"&F20179,EIA_Units!$BK$6:$BK$22655,0),\"\")","v":""},{"$f":"IF(O20179=\"\",\"\",INDEX(EIA_Units!P20179:'EIA_Units'!$P$6:$P$22655,O20179))","v":""},""]
[null,"EXCLUDE","VA","Danville Kentuck Road Plant",56364,"GEN1","DFO","IC",1.8,null,"Electric Utility","N","Internal Combustion (PRMVR=IC)",null,{"$f":"IF(B20184=\"CoalST\",MATCH(E20184&\"|\"&F20184,EIA_Units!$BK$6:$BK$22655,0),\"\")","v":""},{"$f":"IF(O20184=\"\",\"\",INDEX(EIA_Units!P20184:'EIA_Units'!$P$6:$P$22655,O20184))","v":""},""]
[null,"EXCLUDE","TX","Domain Integrated Energy System",56373,"DOMG1","NG","GT",5,null,"Electric Utility","Y","Simple Cycle Turbine (PRMVR=GT or OT) unit under 25MW",null,{"$f":"IF(B20195=\"CoalST\",MATCH(E20195&\"|\"&F20195,EIA_Units!$BK$6:$BK$22655,0),\"\")","v":""},{"$f":"IF(O20195=\"\",\"\",INDEX(EIA_Units!P20195:'EIA_Units'!$P$6:$P$22655,O20195))","v":""},""]
[null,"EXCLUDE","TX","Westex Windpower Facility",56402,"1","WND","WT",7,null,"IPP Non-CHP","N","Non Combustion (NUC, WAT, WND, GEO, or SUN)",null,{"$f":"IF(B20200=\"CoalST\",MATCH(E20200&\"|\"&F20200,EIA_Units!$BK$6:$BK$22655,0),\"\")","v":""},{"$f":"IF(O20200=\"\",\"\",INDEX(EIA_Units!P20200:'EIA_Units'!$P$6:$P$22655,O20200))","v":""},""]
[null,"EXCLUDE","MA","AMERESCO Chicopee Energy",56426,"Unit2","LFG","IC",1.9,null,"IPP Non-CHP","N","Internal Combustion (PRMVR=IC)",null,{"$f":"IF(B20215=\"CoalST\",MATCH(E20215&\"|\"&F20215,EIA_Units!$BK$6:$BK$22655,0),\"\")","v":""},{"$f":"IF(O20215=\"\",\"\",INDEX(EIA_Units!P20215:'EIA_Units'!$P$6:$P$22655,O20215))","v":""},""]
[null,"EXCLUDE","CA","AMERESCO Santa Cruz Energy",56428,"Unit2","LFG","IC",1,null,"IPP Non-CHP","N","Internal Combustion (PRMVR=IC)",null,{"$f":"IF(B20222=\"CoalST\",MATCH(E20222&\"|\"&F20222,EIA_Units!$BK$6:$BK$22655,0),\"\")","v":""},{"$f":"IF(O20222=\"\",\"\",INDEX(EIA_Units!P20222:'EIA_Units'!$P$6:$P$22655,O20222))","v":""},""]
[null,"EXCLUDE","ID","Lava Beds Wind Park LLC",56436,"LBWP","WND","WT",18,null,"IPP Non-CHP","N","Non Combustion (NUC, WAT, WND, GEO, or SUN)",null,{"$f":"IF(B20232=\"CoalST\",MATCH(E20232&\"|\"&F20232,EIA_Units!$BK$6:$BK$22655,0),\"\")","v":""},{"$f":"IF(O20232=\"\",\"\",INDEX(EIA_Units!P20232:'EIA_Units'!$P$6:$P$22655,O20232))","v":""},""]
[null,"EXCLUDE","IN","Oak Ridge LFGTE",56463,"2","LFG","IC",0.8,null,"Electric Utility","N","Internal Combustion (PRMVR=IC)",null,{"$f":"IF(B20247=\"CoalST\",MATCH(E20247&\"|\"&F20247,EIA_Units!$BK$6:$BK$22655,0),\"\")","v":""},{"$f":"IF(O20247=\"\",\"\",INDEX(EIA_Units!P20247:'EIA_Units'!$P$6:$P$22655,O20247))","v":""},""]
[null,"EXCLUDE","IN","Liberty I & II LFGTE",56465,"3","LFG","IC",0.8,null,"Electric Utility","N","Internal Combustion (PRMVR=IC)",null,{"$f":"IF(B20258=\"CoalST\",MATCH(E20258&\"|\"&F20258,EIA_Units!$BK$6:$BK$22655,0),\"\")","v":""},{"$f":"IF(O20258=\"\",\"\",INDEX(EIA_Units!P20258:'EIA_Units'!$P$6:$P$22655,O20258))","v":""},""]
[null,"NGCC","CA","Russell City Energy Center",56467,"CTG2","NG","CC",200,null,"IPP Non-CHP","N","",null,{"$f":"IF(B20263=\"CoalST\",MATCH(E20263&\"|\"&F20263,EIA_Units!$BK$6:$BK$22655,0),\"\")","v":""},{"$f":"IF(O20263=\"\",\"\",INDEX(EIA_Units!P20263:'EIA_Units'!$P$6:$P$22655,O20263))","v":""},""]
[null,"EXCLUDE","KS","Goodman Energy Center",56497,"7","NG","IC",8.4,null,"Electric Utility","N","Internal Combustion (PRMVR=IC)",null,{"$f":"IF(B20274=\"CoalST\",MATCH(E20274&\"|\"&F20274,EIA_Units!$BK$6:$BK$22655,0),\"\")","v":""},{"$f":"IF(O20274=\"\",\"\",INDEX(EIA_Units!P20274:'EIA_Units'!$P$6:$P$22655,O20274))","v":""},""]
[null,"EXCLUDE","NV","Western 102 Power Plant",56500,"H102","NG","IC",8.4,null,"Industrial Non-CHP","N","Internal Combustion (PRMVR=IC)",null,{"$f":"IF(B20289=\"CoalST\",MATCH(E20289&\"|\"&F20289,EIA_Units!$BK$6:$BK$22655,0),\"\")","v":""},{"$f":"IF(O20289=\"\",\"\",INDEX(EIA_Units!P20289:'EIA_Units'!$P$6:$P$22655,O20289))","v":""},""]
[null,"EXCLUDE","MI","Riley Generating Station",56503,"4","NG","IC",2,null,"Electric Utility","N","Internal Combustion (PRMVR=IC)",null,{"$f":"IF(B20294=\"CoalST\",MATCH(E20294&\"|\"&F20294,EIA_Units!$BK$6:$BK$22655,0),\"\")","v":""},{"$f":"IF(O20294=\"\",\"\",INDEX(EIA_Units!P20294:'EIA_Units'!$P$6:$P$22655,O20294))","v":""},""]
[null,"EXCLUDE","PA","Whitemarsh Central Utility Plant",56513,"CGE","NG","IC",1.6,null,"IPP CHP","Y","Internal Combustion (PRMVR=IC)",null,{"$f":"IF(B20305=\"CoalST\",MATCH(E20305&\"|\"&F20305,EIA_Units!$BK$6:$BK$22655,0),\"\")","v":""},{"$f":"IF(O20305=\"\",\"\",INDEX(EIA_Units!P20305:'EIA_Units'!$P$6:$P$22655,O20305))","v":""},""]
[null,"EXCLUDE","CO","Plains End II LLC",56516,"2G09","NG","IC",8.4,null,"IPP Non-CHP","N","Internal Combustion (PRMVR=IC)",null,{"$f":"IF(B20320=\"CoalST\",MATCH(E20320&\"|\"&F20320,EIA_Units!$BK$6:$BK$22655,0),\"\")","v":""},{"$f":"IF(O20320=\"\",\"\",INDEX(EIA_Units!P20320:'EIA_Units'!$P$6:$P$22655,O20320))","v":""},""]
[null,"EXCLUDE","CO","Plains End II LLC",56516,"2G10","NG","IC",8.4,null,"IPP Non-CHP","N","Internal Combustion (PRMVR=IC)",null,{"$f":"IF(B20321=\"CoalST\",MATCH(E20321&\"|\"&F20321,EIA_Units!$BK$6:$BK$22655,0),\"\")","v":""},{"$f":"IF(O20321=\"\",\"\",INDEX(EIA_Units!P20321:'EIA_Units'!$P$6:$P$22655,O20321))","v":""},""]
[null,"EXCLUDE","WI","Deertrack Park Gas Recovery",56520,"GEN8","LFG","IC",0.8,null,"IPP Non-CHP","N","Internal Combustion (PRMVR=IC)",null,{"$f":"IF(B20336=\"CoalST\",MATCH(E20336&\"|\"&F20336,EIA_Units!$BK$6:$BK$22655,0),\"\")","v":""},{"$f":"IF(O20336=\"\",\"\",INDEX(EIA_Units!P20336:'EIA_Units'!$P$6:$P$22655,O20336))","v":""},""]
[null,"EXCLUDE","FL","Springhill Gas Recovery Plant",56522,"GEN1","LFG","IC",0.8,null,"IPP Non-CHP","N","Internal Combustion (PRMVR=IC)",null,{"$f":"IF(B20343=\"CoalST\",MATCH(E20343&\"|\"&F20343,EIA_Units!$BK$6:$BK$22655,0),\"\")","v":""},{"$f":"IF(O20343=\"\",\"\",INDEX(EIA_Units!P20343:'EIA_Units'!$P$6:$P$22655,O20343))","v":""},""]
[null,"EXCLUDE","AR","Two Pine Landfill Gas Recovery",56523,"GEN5","LFG","IC",0.8,null,"IPP Non-CHP","N","Internal Combustion (PRMVR=IC)",null,{"$f":"IF(B20353=\"CoalST\",MATCH(E20353&\"|\"&F20353,EIA_Units!$BK$6:$BK$22655,0),\"\")","v":""},{"$f":"IF(O20353=\"\",\"\",INDEX(EIA_Units!P20353:'EIA_Units'!$P$6:$P$22655,O20353))","v":""},""]
[null,"EXCLUDE","NY","Chaffee Gas Recovery",56526,"GEN3","LFG","IC",0.8,null,"IPP Non-CHP","N","Internal Combustion (PRMVR=IC)",null,{"$f":"IF(B20368=\"CoalST\",MATCH(E20368&\"|\"&F20368,EIA_Units!$BK$6:$BK$22655,0),\"\")","v":""},{"$f":"IF(O20368=\"\",\"\",INDEX(EIA_Units!P20368:'EIA_Units'!$P$6:$P$22655,O20368))","v":""},""]
[null,"EXCLUDE","NY","Chaffee Gas Recovery",56526,"GEN8","LFG","IC",0.8,null,"IPP Non-CHP","N","Internal Combustion (PRMVR=IC)",null,{"$f":"IF(B20373=\"CoalST\",MATCH(E20373&\"|\"&F20373,EIA_Units!$BK$6:$BK$22655,0),\"\")","v":""},{"$f":"IF(O20373=\"\",\"\",INDEX(EIA_Units!P20373:'EIA_Units'!$P$6:$P$22655,O20373))","v":""},""]
[null,"EXCLUDE","IL","Five Oaks Gas Recovery",56529,"GEN4","LFG","IC",0.8,null,"IPP Non-CHP","N","Internal Combustion (PRMVR=IC)",null,{"$f":"IF(B20384=\"CoalST\",MATCH(E20384&\"|\"&F20384,EIA_Units!$BK$6:$BK$22655,0),\"\")","v":""},{"$f":"IF(O20384=\"\",\"\",INDEX(EIA_Units!P20384:'EIA_Units'!$P$6:$P$22655,O20384))","v":""},""]
[null,"EXCLUDE","CA","Bradley Gas Recovery",56533,"GEN5","LFG","IC",1.3,null,"IPP Non-CHP","N","Internal Combustion (PRMVR=IC)",null,{"$f":"IF(B20399=\"CoalST\",MATCH(E20399&\"|\"&F20399,EIA_Units!$BK$6:$BK$22655,0),\"\")","v":""},{"$f":"IF(O20399=\"\",\"\",INDEX(EIA_Units!P20399:'EIA_Units'!$P$6:$P$22655,O20399))","v":""},""]
[null,"EXCLUDE","SC","Seneca City of",56545,"PPG3","DFO","IC",2,null,"Electric Utility","N","Internal Combustion (PRMVR=IC)",null,{"$f":"IF(B20410=\"CoalST\",MATCH(E20410&\"|\"&F20410,EIA_Units!$BK$6:$BK$22655,0),\"\")","v":""},{"$f":"IF(O20410=\"\",\"\",INDEX(EIA_Units!P20410:'EIA_Units'!$P$6:$P$22655,O20410))","v":""},""]
[null,"EXCLUDE","NC","Drexel Operations Center",56548,"1","DFO","IC",2.2000000000000002,null,"Electric Utility","N","Internal Combustion (PRMVR=IC)",null,{"$f":"IF(B20415=\"CoalST\",MATCH(E20415&\"|\"&F20415,EIA_Units!$BK$6:$BK$22655,0),\"\")","v":""},{"$f":"IF(O20415=\"\",\"\",INDEX(EIA_Units!P20415:'EIA_Units'!$P$6:$P$22655,O20415))","v":""},""]
[null,"EXCLUDE","MO","Elm Street Substation Generators",56597,"EP01","DFO","IC",2,null,"Electric Utility","N","Internal Combustion (PRMVR=IC)",null,{"$f":"IF(B20430=\"CoalST\",MATCH(E20430&\"|\"&F20430,EIA_Units!$BK$6:$BK$22655,0),\"\")","v":""},{"$f":"IF(O20430=\"\",\"\",INDEX(EIA_Units!P20430:'EIA_Units'!$P$6:$P$22655,O20430))","v":""},""]
[null,"EXCLUDE","MO","Overall Road Station",56600,"EP12","DFO","IC",2,null,"Electric Utility","N","Internal Combustion (PRMVR=IC)",null,{"$f":"IF(B20441=\"CoalST\",MATCH(E20441&\"|\"&F20441,EIA_Units!$BK$6:$BK$22655,0),\"\")","v":""},{"$f":"IF(O20441=\"\",\"\",INDEX(EIA_Units!P20441:'EIA_Units'!$P$6:$P$22655,O20441))","v":""},""]
[null,"EXCLUDE","MD","Worcester County Renewable Energy",56641,"2","LFG","IC",1,null,"IPP Non-CHP","N","Internal Combustion (PRMVR=IC)",null,{"$f":"IF(B20446=\"CoalST\",MATCH(E20446&\"|\"&F20446,EIA_Units!$BK$6:$BK$22655,0),\"\")","v":""},{"$f":"IF(O20446=\"\",\"\",INDEX(EIA_Units!P20446:'EIA_Units'!$P$6:$P$22655,O20446))","v":""},""]
[null,"EXCLUDE","MD","Wicomico",56680,"1","LFG","IC",0.3,null,"IPP Non-CHP","N","Internal Combustion (PRMVR=IC)",null,{"$f":"IF(B20461=\"CoalST\",MATCH(E20461&\"|\"&F20461,EIA_Units!$BK$6:$BK$22655,0),\"\")","v":""},{"$f":"IF(O20461=\"\",\"\",INDEX(EIA_Units!P20461:'EIA_Units'!$P$6:$P$22655,O20461))","v":""},""]
[null,"EXCLUDE","MD","Wicomico",56680,"16","LFG","IC",0.3,null,"IPP Non-CHP","N","Internal Combustion (PRMVR=IC)",null,{"$f":"IF(B20468=\"CoalST\",MATCH(E20468&\"|\"&F20468,EIA_Units!$BK$6:$BK$22655,0),\"\")","v":""},{"$f":"IF(O20468=\"\",\"\",INDEX(EIA_Units!P20468:'EIA_Units'!$P$6:$P$22655,O20468))","v":""},""]
[null,"EXCLUDE","MD","Wicomico",56680,"9","LFG","IC",0.3,null,"IPP Non-CHP","N","Internal Combustion (PRMVR=IC)",null,{"$f":"IF(B20478=\"CoalST\",MATCH(E20478&\"|\"&F20478,EIA_Units!$BK$6:$BK$22655,0),\"\")","v":""},{"$f":"IF(O20478=\"\",\"\",INDEX(EIA_Units!P20478:'EIA_Units'!$P$6:$P$22655,O20478))","v":""},""]
[null,"EXCLUDE","VA","Amelia",56681,"19","LFG","IC",0.3,null,"IPP Non-CHP","N","Internal Combustion (PRMVR=IC)",null,{"$f":"IF(B20489=\"CoalST\",MATCH(E20489&\"|\"&F20489,EIA_Units!$BK$6:$BK$22655,0),\"\")","v":""},{"$f":"IF(O20489=\"\",\"\",INDEX(EIA_Units!P20489:'EIA_Units'!$P$6:$P$22655,O20489))","v":""},""]
[null,"EXCLUDE","VA","Amelia",56681,"23","LFG","IC",0.3,null,"IPP Non-CHP","N","Internal Combustion (PRMVR=IC)",null,{"$f":"IF(B20494=\"CoalST\",MATCH(E20494&\"|\"&F20494,EIA_Units!$BK$6:$BK$22655,0),\"\")","v":""},{"$f":"IF(O20494=\"\",\"\",INDEX(EIA_Units!P20494:'EIA_Units'!$P$6:$P$22655,O20494))","v":""},""]
[null,"EXCLUDE","VA","Amelia",56681,"37","LFG","IC",0.3,null,"IPP Non-CHP","N","Internal Combustion (PRMVR=IC)",null,{"$f":"IF(B20509=\"CoalST\",MATCH(E20509&\"|\"&F20509,EIA_Units!$BK$6:$BK$22655,0),\"\")","v":""},{"$f":"IF(O20509=\"\",\"\",INDEX(EIA_Units!P20509:'EIA_Units'!$P$6:$P$22655,O20509))","v":""},""]
[null,"EXCLUDE","VA","Amelia",56681,"47","LFG","IC",0.3,null,"IPP Non-CHP","N","Internal Combustion (PRMVR=IC)",null,{"$f":"IF(B20520=\"CoalST\",MATCH(E20520&\"|\"&F20520,EIA_Units!$BK$6:$BK$22655,0),\"\")","v":""},{"$f":"IF(O20520=\"\",\"\",INDEX(EIA_Units!P20520:'EIA_Units'!$P$6:$P$22655,O20520))","v":""},""]
[null,"EXCLUDE","VA","Amelia",56681,"8","LFG","IC",0.3,null,"IPP Non-CHP","N","Internal Combustion (PRMVR=IC)",null,{"$f":"IF(B20525=\"CoalST\",MATCH(E20525&\"|\"&F20525,EIA_Units!$BK$6:$BK$22655,0),\"\")","v":""},{"$f":"IF(O20525=\"\",\"\",INDEX(EIA_Units!P20525:'EIA_Units'!$P$6:$P$22655,O20525))","v":""},""]
[null,"EXCLUDE","VA","Brunswick",56682,"19","LFG","IC",0.3,null,"IPP Non-CHP","N","Internal Combustion (PRMVR=IC)",null,{"$f":"IF(B20536=\"CoalST\",MATCH(E20536&\"|\"&F20536,EIA_Units!$BK$6:$BK$22655,0),\"\")","v":""},{"$f":"IF(O20536=\"\",\"\",INDEX(EIA_Units!P20536:'EIA_Units'!$P$6:$P$22655,O20536))","v":""},""]
[null,"EXCLUDE","VA","Brunswick",56682,"32","LFG","IC",0.3,null,"IPP Non-CHP","N","Internal Combustion (PRMVR=IC)",null,{"$f":"IF(B20551=\"CoalST\",MATCH(E20551&\"|\"&F20551,EIA_Units!$BK$6:$BK$22655,0),\"\")","v":""},{"$f":"IF(O20551=\"\",\"\",INDEX(EIA_Units!P20551:'EIA_Units'!$P$6:$P$22655,O20551))","v":""},{"$f":"IF(O20551=\"\",\"\",2014-P20551)","v":""}]
[null,"EXCLUDE","VA","Brunswick",56682,"4","LFG","IC",0.3,null,"IPP Non-CHP","N","Internal Combustion (PRMVR=IC)",null,{"$f":"IF(B20556=\"CoalST\",MATCH(E20556&\"|\"&F20556,EIA_Units!$BK$6:$BK$22655,0),\"\")","v":""},{"$f":"IF(O20556=\"\",\"\",INDEX(EIA_Units!P20556:'EIA_Units'!$P$6:$P$22655,O20556))","v":""},""]
[null,"EXCLUDE","VA","Charles City",56683,"14","LFG","IC",0.3,null,"IPP Non-CHP","N","Internal Combustion (PRMVR=IC)",null,{"$f":"IF(B20567=\"CoalST\",MATCH(E20567&\"|\"&F20567,EIA_Units!$BK$6:$BK$22655,0),\"\")","v":""},{"$f":"IF(O20567=\"\",\"\",INDEX(EIA_Units!P20567:'EIA_Units'!$P$6:$P$22655,O20567))","v":""},""]
[null,"EXCLUDE","VA","Charles City",56683,"28","LFG","IC",0.3,null,"IPP Non-CHP","N","Internal Combustion (PRMVR=IC)",null,{"$f":"IF(B20582=\"CoalST\",MATCH(E20582&\"|\"&F20582,EIA_Units!$BK$6:$BK$22655,0),\"\")","v":""},{"$f":"IF(O20582=\"\",\"\",INDEX(EIA_Units!P20582:'EIA_Units'!$P$6:$P$22655,O20582))","v":""},""]
[null,"EXCLUDE","VA","Charles City",56683,"34","LFG","IC",0.3,null,"IPP Non-CHP","N","Internal Combustion (PRMVR=IC)",null,{"$f":"IF(B20589=\"CoalST\",MATCH(E20589&\"|\"&F20589,EIA_Units!$BK$6:$BK$22655,0),\"\")","v":""},{"$f":"IF(O20589=\"\",\"\",INDEX(EIA_Units!P20589:'EIA_Units'!$P$6:$P$22655,O20589))","v":""},""]
[null,"EXCLUDE","VA","Charles City",56683,"43","LFG","IC",0.3,null,"IPP Non-CHP","N","Internal Combustion (PRMVR=IC)",null,{"$f":"IF(B20599=\"CoalST\",MATCH(E20599&\"|\"&F20599,EIA_Units!$BK$6:$BK$22655,0),\"\")","v":""},{"$f":"IF(O20599=\"\",\"\",INDEX(EIA_Units!P20599:'EIA_Units'!$P$6:$P$22655,O20599))","v":""},""]
[null,"EXCLUDE","VA","Charles City",56683,"48","LFG","IC",0.3,null,"IPP Non-CHP","N","Internal Combustion (PRMVR=IC)",null,{"$f":"IF(B20604=\"CoalST\",MATCH(E20604&\"|\"&F20604,EIA_Units!$BK$6:$BK$22655,0),\"\")","v":""},{"$f":"IF(O20604=\"\",\"\",INDEX(EIA_Units!P20604:'EIA_Units'!$P$6:$P$22655,O20604))","v":""},""]
[null,"EXCLUDE","VA","Chesterfield",56684,"14","LFG","IC",0.3,null,"IPP Non-CHP","N","Internal Combustion (PRMVR=IC)",null,{"$f":"IF(B20615=\"CoalST\",MATCH(E20615&\"|\"&F20615,EIA_Units!$BK$6:$BK$22655,0),\"\")","v":""},{"$f":"IF(O20615=\"\",\"\",INDEX(EIA_Units!P20615:'EIA_Units'!$P$6:$P$22655,O20615))","v":""},{"$f":"IF(O20615=\"\",\"\",2014-P20615)","v":""}]
[null,"EXCLUDE","VA","Chesterfield",56684,"28","LFG","IC",0.3,null,"IPP Non-CHP","N","Internal Combustion (PRMVR=IC)",null,{"$f":"IF(B20630=\"CoalST\",MATCH(E20630&\"|\"&F20630,EIA_Units!$BK$6:$BK$22655,0),\"\")","v":""},{"$f":"IF(O20630=\"\",\"\",INDEX(EIA_Units!P20630:'EIA_Units'!$P$6:$P$22655,O20630))","v":""},""]
[null,"EXCLUDE","VA","Chesterfield",56684,"32","LFG","IC",0.3,null,"IPP Non-CHP","N","Internal Combustion (PRMVR=IC)",null,{"$f":"IF(B20635=\"CoalST\",MATCH(E20635&\"|\"&F20635,EIA_Units!$BK$6:$BK$22655,0),\"\")","v":""},{"$f":"IF(O20635=\"\",\"\",INDEX(EIA_Units!P20635:'EIA_Units'!$P$6:$P$22655,O20635))","v":""},""]
[null,"EXCLUDE","VA","Chesterfield",56684,"42","LFG","IC",0.3,null,"IPP Non-CHP","N","Internal Combustion (PRMVR=IC)",null,{"$f":"IF(B20646=\"CoalST\",MATCH(E20646&\"|\"&F20646,EIA_Units!$BK$6:$BK$22655,0),\"\")","v":""},{"$f":"IF(O20646=\"\",\"\",INDEX(EIA_Units!P20646:'EIA_Units'!$P$6:$P$22655,O20646))","v":""},""]
[null,"EXCLUDE","VA","King & Queen",56686,"12","LFG","IC",0.3,null,"IPP Non-CHP","N","Internal Combustion (PRMVR=IC)",null,{"$f":"IF(B20661=\"CoalST\",MATCH(E20661&\"|\"&F20661,EIA_Units!$BK$6:$BK$22655,0),\"\")","v":""},{"$f":"IF(O20661=\"\",\"\",INDEX(EIA_Units!P20661:'EIA_Units'!$P$6:$P$22655,O20661))","v":""},""]
[null,"EXCLUDE","VA","King & Queen",56686,"22","LFG","IC",0.3,null,"IPP Non-CHP","N","Internal Combustion (PRMVR=IC)",null,{"$f":"IF(B20672=\"CoalST\",MATCH(E20672&\"|\"&F20672,EIA_Units!$BK$6:$BK$22655,0),\"\")","v":""},{"$f":"IF(O20672=\"\",\"\",INDEX(EIA_Units!P20672:'EIA_Units'!$P$6:$P$22655,O20672))","v":""},""]
[null,"EXCLUDE","VA","King & Queen",56686,"27","LFG","IC",0.3,null,"IPP Non-CHP","N","Internal Combustion (PRMVR=IC)",null,{"$f":"IF(B20677=\"CoalST\",MATCH(E20677&\"|\"&F20677,EIA_Units!$BK$6:$BK$22655,0),\"\")","v":""},{"$f":"IF(O20677=\"\",\"\",INDEX(EIA_Units!P20677:'EIA_Units'!$P$6:$P$22655,O20677))","v":""},""]
[null,"EXCLUDE","VA","King & Queen",56686,"8","LFG","IC",0.3,null,"IPP Non-CHP","N","Internal Combustion (PRMVR=IC)",null,{"$f":"IF(B20692=\"CoalST\",MATCH(E20692&\"|\"&F20692,EIA_Units!$BK$6:$BK$22655,0),\"\")","v":""},{"$f":"IF(O20692=\"\",\"\",INDEX(EIA_Units!P20692:'EIA_Units'!$P$6:$P$22655,O20692))","v":""},""]
[null,"EXCLUDE","PA","Mountain View",56687,"18","LFG","IC",0.3,null,"IPP Non-CHP","N","Internal Combustion (PRMVR=IC)",null,{"$f":"IF(B20703=\"CoalST\",MATCH(E20703&\"|\"&F20703,EIA_Units!$BK$6:$BK$22655,0),\"\")","v":""},{"$f":"IF(O20703=\"\",\"\",INDEX(EIA_Units!P20703:'EIA_Units'!$P$6:$P$22655,O20703))","v":""},""]
[null,"EXCLUDE","PA","Mountain View",56687,"28","LFG","IC",0.3,null,"IPP Non-CHP","N","Internal Combustion (PRMVR=IC)",null,{"$f":"IF(B20714=\"CoalST\",MATCH(E20714&\"|\"&F20714,EIA_Units!$BK$6:$BK$22655,0),\"\")","v":""},{"$f":"IF(O20714=\"\",\"\",INDEX(EIA_Units!P20714:'EIA_Units'!$P$6:$P$22655,O20714))","v":""},""]
[null,"EXCLUDE","PA","Mountain View",56687,"37","LFG","IC",0.3,null,"IPP Non-CHP","N","Internal Combustion (PRMVR=IC)",null,{"$f":"IF(B20724=\"CoalST\",MATCH(E20724&\"|\"&F20724,EIA_Units!$BK$6:$BK$22655,0),\"\")","v":""},{"$f":"IF(O20724=\"\",\"\",INDEX(EIA_Units!P20724:'EIA_Units'!$P$6:$P$22655,O20724))","v":""},""]
[null,"EXCLUDE","PA","Mountain View",56687,"38","LFG","IC",0.3,null,"IPP Non-CHP","N","Internal Combustion (PRMVR=IC)",null,{"$f":"IF(B20725=\"CoalST\",MATCH(E20725&\"|\"&F20725,EIA_Units!$BK$6:$BK$22655,0),\"\")","v":""},{"$f":"IF(O20725=\"\",\"\",INDEX(EIA_Units!P20725:'EIA_Units'!$P$6:$P$22655,O20725))","v":""},""]
[null,"EXCLUDE","PA","Mountain View",56687,"8","LFG","IC",0.3,null,"IPP Non-CHP","N","Internal Combustion (PRMVR=IC)",null,{"$f":"IF(B20740=\"CoalST\",MATCH(E20740&\"|\"&F20740,EIA_Units!$BK$6:$BK$22655,0),\"\")","v":""},{"$f":"IF(O20740=\"\",\"\",INDEX(EIA_Units!P20740:'EIA_Units'!$P$6:$P$22655,O20740))","v":""},""]
[null,"EXCLUDE","NC","New Bern",56688,"18","LFG","IC",0.3,null,"IPP Non-CHP","N","Internal Combustion (PRMVR=IC)",null,{"$f":"IF(B20751=\"CoalST\",MATCH(E20751&\"|\"&F20751,EIA_Units!$BK$6:$BK$22655,0),\"\")","v":""},{"$f":"IF(O20751=\"\",\"\",INDEX(EIA_Units!P20751:'EIA_Units'!$P$6:$P$22655,O20751))","v":""},""]
[null,"EXCLUDE","NC","New Bern",56688,"6","LFG","IC",0.3,null,"IPP Non-CHP","N","Internal Combustion (PRMVR=IC)",null,{"$f":"IF(B20756=\"CoalST\",MATCH(E20756&\"|\"&F20756,EIA_Units!$BK$6:$BK$22655,0),\"\")","v":""},{"$f":"IF(O20756=\"\",\"\",INDEX(EIA_Units!P20756:'EIA_Units'!$P$6:$P$22655,O20756))","v":""},""]
[null,"EXCLUDE","PA","Pine Grove",56690,"3","LFG","IC",0.3,null,"IPP Non-CHP","N","Internal Combustion (PRMVR=IC)",null,{"$f":"IF(B20771=\"CoalST\",MATCH(E20771&\"|\"&F20771,EIA_Units!$BK$6:$BK$22655,0),\"\")","v":""},{"$f":"IF(O20771=\"\",\"\",INDEX(EIA_Units!P20771:'EIA_Units'!$P$6:$P$22655,O20771))","v":""},""]
[null,"EXCLUDE","VA","Rockville 1 & 2",56692,"1E","DFO","IC",0.3,null,"IPP Non-CHP","N","Internal Combustion (PRMVR=IC)",null,{"$f":"IF(B20782=\"CoalST\",MATCH(E20782&\"|\"&F20782,EIA_Units!$BK$6:$BK$22655,0),\"\")","v":""},{"$f":"IF(O20782=\"\",\"\",INDEX(EIA_Units!P20782:'EIA_Units'!$P$6:$P$22655,O20782))","v":""},""]
[null,"EXCLUDE","VA","Rockville 1 & 2",56692,"1J","DFO","IC",0.3,null,"IPP Non-CHP","N","Internal Combustion (PRMVR=IC)",null,{"$f":"IF(B20787=\"CoalST\",MATCH(E20787&\"|\"&F20787,EIA_Units!$BK$6:$BK$22655,0),\"\")","v":""},{"$f":"IF(O20787=\"\",\"\",INDEX(EIA_Units!P20787:'EIA_Units'!$P$6:$P$22655,O20787))","v":""},""]
[null,"EXCLUDE","VA","Rockville 1 & 2",56692,"2J","DFO","IC",0.3,null,"IPP Non-CHP","N","Internal Combustion (PRMVR=IC)",null,{"$f":"IF(B20802=\"CoalST\",MATCH(E20802&\"|\"&F20802,EIA_Units!$BK$6:$BK$22655,0),\"\")","v":""},{"$f":"IF(O20802=\"\",\"\",INDEX(EIA_Units!P20802:'EIA_Units'!$P$6:$P$22655,O20802))","v":""},""]
[null,"EXCLUDE","VA","Rockville 1 & 2",56692,"2U","DFO","IC",0.3,null,"IPP Non-CHP","N","Internal Combustion (PRMVR=IC)",null,{"$f":"IF(B20813=\"CoalST\",MATCH(E20813&\"|\"&F20813,EIA_Units!$BK$6:$BK$22655,0),\"\")","v":""},{"$f":"IF(O20813=\"\",\"\",INDEX(EIA_Units!P20813:'EIA_Units'!$P$6:$P$22655,O20813))","v":""},""]
[null,"EXCLUDE","VA","Virginia Beach",56693,"13","LFG","IC",0.3,null,"IPP Non-CHP","N","Internal Combustion (PRMVR=IC)",null,{"$f":"IF(B20818=\"CoalST\",MATCH(E20818&\"|\"&F20818,EIA_Units!$BK$6:$BK$22655,0),\"\")","v":""},{"$f":"IF(O20818=\"\",\"\",INDEX(EIA_Units!P20818:'EIA_Units'!$P$6:$P$22655,O20818))","v":""},""]
[null,"EXCLUDE","VA","Virginia Beach",56693,"22","LFG","IC",0.3,null,"IPP Non-CHP","N","Internal Combustion (PRMVR=IC)",null,{"$f":"IF(B20828=\"CoalST\",MATCH(E20828&\"|\"&F20828,EIA_Units!$BK$6:$BK$22655,0),\"\")","v":""},{"$f":"IF(O20828=\"\",\"\",INDEX(EIA_Units!P20828:'EIA_Units'!$P$6:$P$22655,O20828))","v":""},""]
[null,"EXCLUDE","VA","Virginia Beach",56693,"5","LFG","IC",0.3,null,"IPP Non-CHP","N","Internal Combustion (PRMVR=IC)",null,{"$f":"IF(B20845=\"CoalST\",MATCH(E20845&\"|\"&F20845,EIA_Units!$BK$6:$BK$22655,0),\"\")","v":""},{"$f":"IF(O20845=\"\",\"\",INDEX(EIA_Units!P20845:'EIA_Units'!$P$6:$P$22655,O20845))","v":""},""]
[null,"EXCLUDE","NJ","Haworth Water Treatment Plant",56701,"GEN1","NG","IC",2,null,"IPP Non-CHP","N","Internal Combustion (PRMVR=IC)",null,{"$f":"IF(B20850=\"CoalST\",MATCH(E20850&\"|\"&F20850,EIA_Units!$BK$6:$BK$22655,0),\"\")","v":""},{"$f":"IF(O20850=\"\",\"\",INDEX(EIA_Units!P20850:'EIA_Units'!$P$6:$P$22655,O20850))","v":""},""]
[null,"EXCLUDE","FL","Greenland Energy Center",56799,"3","NG","CC",230,null,"Electric Utility","N","Status of operation (IP,L,P,T,or U) or Retired before 2012",null,{"$f":"IF(B20861=\"CoalST\",MATCH(E20861&\"|\"&F20861,EIA_Units!$BK$6:$BK$22655,0),\"\")","v":""},{"$f":"IF(O20861=\"\",\"\",INDEX(EIA_Units!P20861:'EIA_Units'!$P$6:$P$22655,O20861))","v":""},""]
[null,"EXCLUDE","NC","FibroHills",56817,"1","OBS","ST",60,null,"IPP Non-CHP","N","Non Fossil fuel type",null,{"$f":"IF(B20866=\"CoalST\",MATCH(E20866&\"|\"&F20866,EIA_Units!$BK$6:$BK$22655,0),\"\")","v":""},{"$f":"IF(O20866=\"\",\"\",INDEX(EIA_Units!P20866:'EIA_Units'!$P$6:$P$22655,O20866))","v":""},""]
[null,"EXCLUDE","MI","South Kent Generating Station",56851,"1","LFG","IC",1.6,null,"IPP Non-CHP","N","Internal Combustion (PRMVR=IC)",null,{"$f":"IF(B20877=\"CoalST\",MATCH(E20877&\"|\"&F20877,EIA_Units!$BK$6:$BK$22655,0),\"\")","v":""},{"$f":"IF(O20877=\"\",\"\",INDEX(EIA_Units!P20877:'EIA_Units'!$P$6:$P$22655,O20877))","v":""},""]
[null,"EXCLUDE","OH","Ottawa County Project",56865,"1","LFG","IC",1.4,null,"IPP Non-CHP","N","Internal Combustion (PRMVR=IC)",null,{"$f":"IF(B20892=\"CoalST\",MATCH(E20892&\"|\"&F20892,EIA_Units!$BK$6:$BK$22655,0),\"\")","v":""},{"$f":"IF(O20892=\"\",\"\",INDEX(EIA_Units!P20892:'EIA_Units'!$P$6:$P$22655,O20892))","v":""},""]
[null,"EXCLUDE","GA","Roberts Road Power Plant",56867,"1","LFG","IC",1.4,null,"IPP Non-CHP","N","Internal Combustion (PRMVR=IC)",null,{"$f":"IF(B20897=\"CoalST\",MATCH(E20897&\"|\"&F20897,EIA_Units!$BK$6:$BK$22655,0),\"\")","v":""},{"$f":"IF(O20897=\"\",\"\",INDEX(EIA_Units!P20897:'EIA_Units'!$P$6:$P$22655,O20897))","v":""},""]
[null,"EXCLUDE","OH","Carbon Limestone",56868,"2","LFG","IC",1.4,null,"IPP Non-CHP","N","Internal Combustion (PRMVR=IC)",null,{"$f":"IF(B20908=\"CoalST\",MATCH(E20908&\"|\"&F20908,EIA_Units!$BK$6:$BK$22655,0),\"\")","v":""},{"$f":"IF(O20908=\"\",\"\",INDEX(EIA_Units!P20908:'EIA_Units'!$P$6:$P$22655,O20908))","v":""},""]
[null,"EXCLUDE","OH","Loraine County Project",56869,"16","LFG","IC",1.6,null,"IPP Non-CHP","N","Internal Combustion (PRMVR=IC)",null,{"$f":"IF(B20923=\"CoalST\",MATCH(E20923&\"|\"&F20923,EIA_Units!$BK$6:$BK$22655,0),\"\")","v":""},{"$f":"IF(O20923=\"\",\"\",INDEX(EIA_Units!P20923:'EIA_Units'!$P$6:$P$22655,O20923))","v":""},""]
[null,"EXCLUDE","OH","Loraine County Project",56869,"4","LFG","IC",1.4,null,"IPP Non-CHP","N","Internal Combustion (PRMVR=IC)",null,{"$f":"IF(B20928=\"CoalST\",MATCH(E20928&\"|\"&F20928,EIA_Units!$BK$6:$BK$22655,0),\"\")","v":""},{"$f":"IF(O20928=\"\",\"\",INDEX(EIA_Units!P20928:'EIA_Units'!$P$6:$P$22655,O20928))","v":""},""]
[null,"EXCLUDE","GA","Taylor",56870,"6","LFG","IC",1,null,"IPP Non-CHP","N","Internal Combustion (PRMVR=IC)",null,{"$f":"IF(B20939=\"CoalST\",MATCH(E20939&\"|\"&F20939,EIA_Units!$BK$6:$BK$22655,0),\"\")","v":""},{"$f":"IF(O20939=\"\",\"\",INDEX(EIA_Units!P20939:'EIA_Units'!$P$6:$P$22655,O20939))","v":""},""]
[null,"EXCLUDE","KY","Meldahl Hydroelectric Project",56872,"3","WAT","HY",35,null,"Electric Utility","N","Non Combustion (NUC, WAT, WND, GEO, or SUN)",null,{"$f":"IF(B20949=\"CoalST\",MATCH(E20949&\"|\"&F20949,EIA_Units!$BK$6:$BK$22655,0),\"\")","v":""},{"$f":"IF(O20949=\"\",\"\",INDEX(EIA_Units!P20949:'EIA_Units'!$P$6:$P$22655,O20949))","v":""},""]
[null,"EXCLUDE","NJ","Warren County",56888,"GEN10","SUN","PV",0.5,null,"IPP Non-CHP","N","Non Combustion (NUC, WAT, WND, GEO, or SUN)",null,{"$f":"IF(B20966=\"CoalST\",MATCH(E20966&\"|\"&F20966,EIA_Units!$BK$6:$BK$22655,0),\"\")","v":""},{"$f":"IF(O20966=\"\",\"\",INDEX(EIA_Units!P20966:'EIA_Units'!$P$6:$P$22655,O20966))","v":""},""]
[null,"EXCLUDE","NJ","Warren County",56888,"GEN9","SUN","PV",0.5,null,"IPP Non-CHP","N","Non Combustion (NUC, WAT, WND, GEO, or SUN)",null,{"$f":"IF(B20971=\"CoalST\",MATCH(E20971&\"|\"&F20971,EIA_Units!$BK$6:$BK$22655,0),\"\")","v":""},{"$f":"IF(O20971=\"\",\"\",INDEX(EIA_Units!P20971:'EIA_Units'!$P$6:$P$22655,O20971))","v":""},""]
[null,"EXCLUDE","CA","AMERESCO Ox Mountain",56895,"6","LFG","IC",1.9,null,"IPP Non-CHP","N","Internal Combustion (PRMVR=IC)",null,{"$f":"IF(B20986=\"CoalST\",MATCH(E20986&\"|\"&F20986,EIA_Units!$BK$6:$BK$22655,0),\"\")","v":""},{"$f":"IF(O20986=\"\",\"\",INDEX(EIA_Units!P20986:'EIA_Units'!$P$6:$P$22655,O20986))","v":""},""]
[null,"EXCLUDE","MO","AMERESCO Jefferson City",56896,"1","LFG","IC",1,null,"IPP Non-CHP","N","Internal Combustion (PRMVR=IC)",null,{"$f":"IF(B20987=\"CoalST\",MATCH(E20987&\"|\"&F20987,EIA_Units!$BK$6:$BK$22655,0),\"\")","v":""},{"$f":"IF(O20987=\"\",\"\",INDEX(EIA_Units!P20987:'EIA_Units'!$P$6:$P$22655,O20987))","v":""},""]
[null,"EXCLUDE","WA","Biotech LS 0836",56932,"BLS1","DFO","IC",1,null,"Commercial Non-CHP","N","Internal Combustion (PRMVR=IC)",null,{"$f":"IF(B21002=\"CoalST\",MATCH(E21002&\"|\"&F21002,EIA_Units!$BK$6:$BK$22655,0),\"\")","v":""},{"$f":"IF(O21002=\"\",\"\",INDEX(EIA_Units!P21002:'EIA_Units'!$P$6:$P$22655,O21002))","v":""},""]
[null,"EXCLUDE","NC","Gastonia Prime Power Park",56954,"4","DFO","IC",1.8,null,"Electric Utility","N","Internal Combustion (PRMVR=IC)",null,{"$f":"IF(B21013=\"CoalST\",MATCH(E21013&\"|\"&F21013,EIA_Units!$BK$6:$BK$22655,0),\"\")","v":""},{"$f":"IF(O21013=\"\",\"\",INDEX(EIA_Units!P21013:'EIA_Units'!$P$6:$P$22655,O21013))","v":""},""]
[null,"EXCLUDE","PA","Pioneer Crossing Landfill Gas to Energy",56957,"LFG2","LFG","IC",1.6,null,"IPP Non-CHP","N","Internal Combustion (PRMVR=IC)",null,{"$f":"IF(B21018=\"CoalST\",MATCH(E21018&\"|\"&F21018,EIA_Units!$BK$6:$BK$22655,0),\"\")","v":""},{"$f":"IF(O21018=\"\",\"\",INDEX(EIA_Units!P21018:'EIA_Units'!$P$6:$P$22655,O21018))","v":""},""]
[null,"EXCLUDE","CA","Solar Photovoltaic Project #01",56976,"S1A","SUN","PV",0.5,null,"Electric Utility","N","Non Combustion (NUC, WAT, WND, GEO, or SUN)",null,{"$f":"IF(B21033=\"CoalST\",MATCH(E21033&\"|\"&F21033,EIA_Units!$BK$6:$BK$22655,0),\"\")","v":""},{"$f":"IF(O21033=\"\",\"\",INDEX(EIA_Units!P21033:'EIA_Units'!$P$6:$P$22655,O21033))","v":""},""]
[null,"EXCLUDE","NY","Hyland LFGTE Facility",56987,"GEN3","LFG","IC",1.6,null,"IPP Non-CHP","N","Internal Combustion (PRMVR=IC)",null,{"$f":"IF(B21044=\"CoalST\",MATCH(E21044&\"|\"&F21044,EIA_Units!$BK$6:$BK$22655,0),\"\")","v":""},{"$f":"IF(O21044=\"\",\"\",INDEX(EIA_Units!P21044:'EIA_Units'!$P$6:$P$22655,O21044))","v":""},""]
[null,"EXCLUDE","CA","CPV Vaca Station LLC",56999,"CTG2","NG","CC",225,null,"IPP Non-CHP","N","Status of operation (IP,L,P,T,or U) or Retired before 2012",null,{"$f":"IF(B21049=\"CoalST\",MATCH(E21049&\"|\"&F21049,EIA_Units!$BK$6:$BK$22655,0),\"\")","v":""},{"$f":"IF(O21049=\"\",\"\",INDEX(EIA_Units!P21049:'EIA_Units'!$P$6:$P$22655,O21049))","v":""},""]
[null,"EXCLUDE","OR","Waste Management Columbia Ridge LFGTE",57015,"GEN10","LFG","IC",1.6,null,"IPP Non-CHP","N","Internal Combustion (PRMVR=IC)",null,{"$f":"IF(B21064=\"CoalST\",MATCH(E21064&\"|\"&F21064,EIA_Units!$BK$6:$BK$22655,0),\"\")","v":""},{"$f":"IF(O21064=\"\",\"\",INDEX(EIA_Units!P21064:'EIA_Units'!$P$6:$P$22655,O21064))","v":""},""]
[null,"EXCLUDE","OR","Waste Management Columbia Ridge LFGTE",57015,"GEN9","LFG","IC",1.6,null,"IPP Non-CHP","N","Internal Combustion (PRMVR=IC)",null,{"$f":"IF(B21074=\"CoalST\",MATCH(E21074&\"|\"&F21074,EIA_Units!$BK$6:$BK$22655,0),\"\")","v":""},{"$f":"IF(O21074=\"\",\"\",INDEX(EIA_Units!P21074:'EIA_Units'!$P$6:$P$22655,O21074))","v":""},""]
[null,"EXCLUDE","VA","Waste Management Middle Peninsula LFGTE",57018,"GEN1","LFG","IC",0.8,null,"IPP Non-CHP","N","Internal Combustion (PRMVR=IC)",null,{"$f":"IF(B21081=\"CoalST\",MATCH(E21081&\"|\"&F21081,EIA_Units!$BK$6:$BK$22655,0),\"\")","v":""},{"$f":"IF(O21081=\"\",\"\",INDEX(EIA_Units!P21081:'EIA_Units'!$P$6:$P$22655,O21081))","v":""},""]
[null,"EXCLUDE","OR","Riverbend Landfill",57019,"GEN4","LFG","IC",0.8,null,"IPP Non-CHP","N","Internal Combustion (PRMVR=IC)",null,{"$f":"IF(B21092=\"CoalST\",MATCH(E21092&\"|\"&F21092,EIA_Units!$BK$6:$BK$22655,0),\"\")","v":""},{"$f":"IF(O21092=\"\",\"\",INDEX(EIA_Units!P21092:'EIA_Units'!$P$6:$P$22655,O21092))","v":""},""]
[null,"EXCLUDE","AR","Waste Management Eco Vista LFGTE",57025,"GEN1","LFG","IC",0.8,null,"IPP Non-CHP","N","Internal Combustion (PRMVR=IC)",null,{"$f":"IF(B21107=\"CoalST\",MATCH(E21107&\"|\"&F21107,EIA_Units!$BK$6:$BK$22655,0),\"\")","v":""},{"$f":"IF(O21107=\"\",\"\",INDEX(EIA_Units!P21107:'EIA_Units'!$P$6:$P$22655,O21107))","v":""},""]
[null,"EXCLUDE","GA","Superior Landfill Gas Recovery",57026,"GEN1","LFG","IC",0.8,null,"IPP Non-CHP","N","Internal Combustion (PRMVR=IC)",null,{"$f":"IF(B21112=\"CoalST\",MATCH(E21112&\"|\"&F21112,EIA_Units!$BK$6:$BK$22655,0),\"\")","v":""},{"$f":"IF(O21112=\"\",\"\",INDEX(EIA_Units!P21112:'EIA_Units'!$P$6:$P$22655,O21112))","v":""},""]
[null,"EXCLUDE","NC","Cleveland Cnty Generating Facility",57029,"8","NG","GT",184,null,"Electric Utility/IPP Non-CHP","N","Status of operation (IP,L,P,T,or U) or Retired before 2012",null,{"$f":"IF(B21123=\"CoalST\",MATCH(E21123&\"|\"&F21123,EIA_Units!$BK$6:$BK$22655,0),\"\")","v":""},{"$f":"IF(O21123=\"\",\"\",INDEX(EIA_Units!P21123:'EIA_Units'!$P$6:$P$22655,O21123))","v":""},""]
[null,"EXCLUDE","MN","Willmar Municipal East Substation",57034,"E05","DFO","IC",2,null,"Electric Utility","N","Internal Combustion (PRMVR=IC)",null,{"$f":"IF(B21128=\"CoalST\",MATCH(E21128&\"|\"&F21128,EIA_Units!$BK$6:$BK$22655,0),\"\")","v":""},{"$f":"IF(O21128=\"\",\"\",INDEX(EIA_Units!P21128:'EIA_Units'!$P$6:$P$22655,O21128))","v":""},""]
[null,"EXCLUDE","AK","Noatak",57051,"UNIT5","JF","IC",0.4,null,"Electric Utility","Y","Internal Combustion (PRMVR=IC)",null,{"$f":"IF(B21143=\"CoalST\",MATCH(E21143&\"|\"&F21143,EIA_Units!$BK$6:$BK$22655,0),\"\")","v":""},{"$f":"IF(O21143=\"\",\"\",INDEX(EIA_Units!P21143:'EIA_Units'!$P$6:$P$22655,O21143))","v":""},""]
[null,"EXCLUDE","AK","Upper Kalskag",57054,"UNIT3","JF","IC",0.5,null,"Electric Utility","Y","Internal Combustion (PRMVR=IC)",null,{"$f":"IF(B21154=\"CoalST\",MATCH(E21154&\"|\"&F21154,EIA_Units!$BK$6:$BK$22655,0),\"\")","v":""},{"$f":"IF(O21154=\"\",\"\",INDEX(EIA_Units!P21154:'EIA_Units'!$P$6:$P$22655,O21154))","v":""},""]
[null,"EXCLUDE","AK","Stebbins",57055,"UNIT1","JF","IC",0.5,null,"Electric Utility","Y","Internal Combustion (PRMVR=IC)",null,{"$f":"IF(B21159=\"CoalST\",MATCH(E21159&\"|\"&F21159,EIA_Units!$BK$6:$BK$22655,0),\"\")","v":""},{"$f":"IF(O21159=\"\",\"\",INDEX(EIA_Units!P21159:'EIA_Units'!$P$6:$P$22655,O21159))","v":""},""]
[null,"EXCLUDE","AK","Pilot Station",57058,"UNIT3","JF","IC",0.3,null,"Electric Utility","Y","Internal Combustion (PRMVR=IC)",null,{"$f":"IF(B21170=\"CoalST\",MATCH(E21170&\"|\"&F21170,EIA_Units!$BK$6:$BK$22655,0),\"\")","v":""},{"$f":"IF(O21170=\"\",\"\",INDEX(EIA_Units!P21170:'EIA_Units'!$P$6:$P$22655,O21170))","v":""},""]
[null,"EXCLUDE","AK","Shungnak",57063,"UNIT3","JF","IC",0.3,null,"Electric Utility","Y","Internal Combustion (PRMVR=IC)",null,{"$f":"IF(B21185=\"CoalST\",MATCH(E21185&\"|\"&F21185,EIA_Units!$BK$6:$BK$22655,0),\"\")","v":""},{"$f":"IF(O21185=\"\",\"\",INDEX(EIA_Units!P21185:'EIA_Units'!$P$6:$P$22655,O21185))","v":""},""]
[null,"EXCLUDE","AK","Kasigluk",57066,"5A","JF","IC",0.7,null,"Electric Utility","Y","Internal Combustion (PRMVR=IC)",null,{"$f":"IF(B21195=\"CoalST\",MATCH(E21195&\"|\"&F21195,EIA_Units!$BK$6:$BK$22655,0),\"\")","v":""},{"$f":"IF(O21195=\"\",\"\",INDEX(EIA_Units!P21195:'EIA_Units'!$P$6:$P$22655,O21195))","v":""},""]
[null,"EXCLUDE","CA","Ivanpah 2",57073,"ST1","SUN","ST",133,null,"IPP Non-CHP","N","Non Combustion (NUC, WAT, WND, GEO, or SUN)",null,{"$f":"IF(B21202=\"CoalST\",MATCH(E21202&\"|\"&F21202,EIA_Units!$BK$6:$BK$22655,0),\"\")","v":""},{"$f":"IF(O21202=\"\",\"\",INDEX(EIA_Units!P21202:'EIA_Units'!$P$6:$P$22655,O21202))","v":""},""]
[null,"EXCLUDE","IL","Black Prairie Wind Farm LLC",57114,"GEN2","WND","WT",200,null,"IPP Non-CHP","N","Non Combustion (NUC, WAT, WND, GEO, or SUN)",null,{"$f":"IF(B21217=\"CoalST\",MATCH(E21217&\"|\"&F21217,EIA_Units!$BK$6:$BK$22655,0),\"\")","v":""},{"$f":"IF(O21217=\"\",\"\",INDEX(EIA_Units!P21217:'EIA_Units'!$P$6:$P$22655,O21217))","v":""},""]
[null,"EXCLUDE","CA","Solar Photovoltaic Project #24",57127,"SO24C","SUN","PV",0.5,null,"Electric Utility","N","Non Combustion (NUC, WAT, WND, GEO, or SUN)",null,{"$f":"IF(B21228=\"CoalST\",MATCH(E21228&\"|\"&F21228,EIA_Units!$BK$6:$BK$22655,0),\"\")","v":""},{"$f":"IF(O21228=\"\",\"\",INDEX(EIA_Units!P21228:'EIA_Units'!$P$6:$P$22655,O21228))","v":""},""]
[null,"EXCLUDE","CA","Solar Photovoltaic Project #24",57127,"SO24H","SUN","PV",0.5,null,"Electric Utility","N","Non Combustion (NUC, WAT, WND, GEO, or SUN)",null,{"$f":"IF(B21233=\"CoalST\",MATCH(E21233&\"|\"&F21233,EIA_Units!$BK$6:$BK$22655,0),\"\")","v":""},{"$f":"IF(O21233=\"\",\"\",INDEX(EIA_Units!P21233:'EIA_Units'!$P$6:$P$22655,O21233))","v":""},""]
[null,"EXCLUDE","ID","Conner Ridge",57147,"CR","WND","WT",19.5,null,"IPP Non-CHP","N","Non Combustion (NUC, WAT, WND, GEO, or SUN)",null,{"$f":"IF(B21248=\"CoalST\",MATCH(E21248&\"|\"&F21248,EIA_Units!$BK$6:$BK$22655,0),\"\")","v":""},{"$f":"IF(O21248=\"\",\"\",INDEX(EIA_Units!P21248:'EIA_Units'!$P$6:$P$22655,O21248))","v":""},""]
[null,"EXCLUDE","ID","Badger Peak",57148,"BP","WND","WT",20,null,"IPP Non-CHP","N","Non Combustion (NUC, WAT, WND, GEO, or SUN)",null,{"$f":"IF(B21249=\"CoalST\",MATCH(E21249&\"|\"&F21249,EIA_Units!$BK$6:$BK$22655,0),\"\")","v":""},{"$f":"IF(O21249=\"\",\"\",INDEX(EIA_Units!P21249:'EIA_Units'!$P$6:$P$22655,O21249))","v":""},""]
[null,"EXCLUDE","FL","Waste Management Naples LFGTE Project",57168,"GEN2","LFG","IC",0.8,null,"IPP Non-CHP","N","Internal Combustion (PRMVR=IC)",null,{"$f":"IF(B21264=\"CoalST\",MATCH(E21264&\"|\"&F21264,EIA_Units!$BK$6:$BK$22655,0),\"\")","v":""},{"$f":"IF(O21264=\"\",\"\",INDEX(EIA_Units!P21264:'EIA_Units'!$P$6:$P$22655,O21264))","v":""},""]
[null,"EXCLUDE","NC","Waste Management Piedmont LFGTE Project",57169,"GEN2","LFG","IC",0.8,null,"IPP Non-CHP","N","Internal Combustion (PRMVR=IC)",null,{"$f":"IF(B21269=\"CoalST\",MATCH(E21269&\"|\"&F21269,EIA_Units!$BK$6:$BK$22655,0),\"\")","v":""},{"$f":"IF(O21269=\"\",\"\",INDEX(EIA_Units!P21269:'EIA_Units'!$P$6:$P$22655,O21269))","v":""},""]
[null,"EXCLUDE","CO","Colorado Highlands Wind",57174,"CHW2","WND","WT",23.8,null,"IPP Non-CHP","N","Non Combustion (NUC, WAT, WND, GEO, or SUN)",null,{"$f":"IF(B21280=\"CoalST\",MATCH(E21280&\"|\"&F21280,EIA_Units!$BK$6:$BK$22655,0),\"\")","v":""},{"$f":"IF(O21280=\"\",\"\",INDEX(EIA_Units!P21280:'EIA_Units'!$P$6:$P$22655,O21280))","v":""},""]
[null,"EXCLUDE","NY","Chautauqua LFGTE Facility",57186,"GEN6","LFG","IC",1.6,null,"IPP Non-CHP","N","Internal Combustion (PRMVR=IC)",null,{"$f":"IF(B21295=\"CoalST\",MATCH(E21295&\"|\"&F21295,EIA_Units!$BK$6:$BK$22655,0),\"\")","v":""},{"$f":"IF(O21295=\"\",\"\",INDEX(EIA_Units!P21295:'EIA_Units'!$P$6:$P$22655,O21295))","v":""},""]
[null,"EXCLUDE","GA","Rumble Road Energy Center",57209,"3A","NG","CC",220,null,"Electric Utility","N","Status of operation (IP,L,P,T,or U) or Retired before 2012",null,{"$f":"IF(B21306=\"CoalST\",MATCH(E21306&\"|\"&F21306,EIA_Units!$BK$6:$BK$22655,0),\"\")","v":""},{"$f":"IF(O21306=\"\",\"\",INDEX(EIA_Units!P21306:'EIA_Units'!$P$6:$P$22655,O21306))","v":""},""]
[null,"EXCLUDE","CA","Solar Photovoltaic Project #04",57218,"S004A","SUN","PV",0.5,null,"Electric Utility","N","Non Combustion (NUC, WAT, WND, GEO, or SUN)",null,{"$f":"IF(B21309=\"CoalST\",MATCH(E21309&\"|\"&F21309,EIA_Units!$BK$6:$BK$22655,0),\"\")","v":""},{"$f":"IF(O21309=\"\",\"\",INDEX(EIA_Units!P21309:'EIA_Units'!$P$6:$P$22655,O21309))","v":""},""]
[null,"EXCLUDE","CA","Solar Photovoltaic Project #13",57227,"S013D","SUN","PV",0.5,null,"Electric Utility","N","Non Combustion (NUC, WAT, WND, GEO, or SUN)",null,{"$f":"IF(B21327=\"CoalST\",MATCH(E21327&\"|\"&F21327,EIA_Units!$BK$6:$BK$22655,0),\"\")","v":""},{"$f":"IF(O21327=\"\",\"\",INDEX(EIA_Units!P21327:'EIA_Units'!$P$6:$P$22655,O21327))","v":""},""]
[null,"EXCLUDE","CA","Solar Photovoltaic Project #15",57229,"S015E","SUN","PV",0.5,null,"Electric Utility","N","Non Combustion (NUC, WAT, WND, GEO, or SUN)",null,{"$f":"IF(B21338=\"CoalST\",MATCH(E21338&\"|\"&F21338,EIA_Units!$BK$6:$BK$22655,0),\"\")","v":""},{"$f":"IF(O21338=\"\",\"\",INDEX(EIA_Units!P21338:'EIA_Units'!$P$6:$P$22655,O21338))","v":""},""]
[null,"EXCLUDE","CA","Solar Photovoltaic Project #16",57230,"S016C","SUN","PV",0.5,null,"Electric Utility","N","Non Combustion (NUC, WAT, WND, GEO, or SUN)",null,{"$f":"IF(B21343=\"CoalST\",MATCH(E21343&\"|\"&F21343,EIA_Units!$BK$6:$BK$22655,0),\"\")","v":""},{"$f":"IF(O21343=\"\",\"\",INDEX(EIA_Units!P21343:'EIA_Units'!$P$6:$P$22655,O21343))","v":""},""]
[null,"EXCLUDE","CA","Solar Photovoltaic Project #19",57233,"S019F","SUN","PV",0.5,null,"Electric Utility","N","Non Combustion (NUC, WAT, WND, GEO, or SUN)",null,{"$f":"IF(B21358=\"CoalST\",MATCH(E21358&\"|\"&F21358,EIA_Units!$BK$6:$BK$22655,0),\"\")","v":""},{"$f":"IF(O21358=\"\",\"\",INDEX(EIA_Units!P21358:'EIA_Units'!$P$6:$P$22655,O21358))","v":""},""]
[null,"EXCLUDE","CA","Solar Photovoltaic Project #21",57235,"S021A","SUN","PV",0.5,null,"Electric Utility","N","Non Combustion (NUC, WAT, WND, GEO, or SUN)",null,{"$f":"IF(B21369=\"CoalST\",MATCH(E21369&\"|\"&F21369,EIA_Units!$BK$6:$BK$22655,0),\"\")","v":""},{"$f":"IF(O21369=\"\",\"\",INDEX(EIA_Units!P21369:'EIA_Units'!$P$6:$P$22655,O21369))","v":""},""]
[null,"EXCLUDE","CA","Solar Photovoltaic Project #23",57236,"S023A","SUN","PV",0.5,null,"Electric Utility","N","Non Combustion (NUC, WAT, WND, GEO, or SUN)",null,{"$f":"IF(B21374=\"CoalST\",MATCH(E21374&\"|\"&F21374,EIA_Units!$BK$6:$BK$22655,0),\"\")","v":""},{"$f":"IF(O21374=\"\",\"\",INDEX(EIA_Units!P21374:'EIA_Units'!$P$6:$P$22655,O21374))","v":""},""]
[null,"EXCLUDE","CA","Solar Photovoltaic Project #26",57245,"S026D","SUN","PV",0.5,null,"Electric Utility","N","Non Combustion (NUC, WAT, WND, GEO, or SUN)",null,{"$f":"IF(B21385=\"CoalST\",MATCH(E21385&\"|\"&F21385,EIA_Units!$BK$6:$BK$22655,0),\"\")","v":""},{"$f":"IF(O21385=\"\",\"\",INDEX(EIA_Units!P21385:'EIA_Units'!$P$6:$P$22655,O21385))","v":""},""]
[null,"EXCLUDE","CA","Solar Photovoltaic Project #26",57245,"S026I","SUN","PV",0.5,null,"Electric Utility","N","Non Combustion (NUC, WAT, WND, GEO, or SUN)",null,{"$f":"IF(B21390=\"CoalST\",MATCH(E21390&\"|\"&F21390,EIA_Units!$BK$6:$BK$22655,0),\"\")","v":""},{"$f":"IF(O21390=\"\",\"\",INDEX(EIA_Units!P21390:'EIA_Units'!$P$6:$P$22655,O21390))","v":""},""]
[null,"EXCLUDE","CA","Solar Photovoltaic Project #28",57247,"S028F","SUN","PV",0.5,null,"Electric Utility","N","Non Combustion (NUC, WAT, WND, GEO, or SUN)",null,{"$f":"IF(B21405=\"CoalST\",MATCH(E21405&\"|\"&F21405,EIA_Units!$BK$6:$BK$22655,0),\"\")","v":""},{"$f":"IF(O21405=\"\",\"\",INDEX(EIA_Units!P21405:'EIA_Units'!$P$6:$P$22655,O21405))","v":""},""]
[null,"EXCLUDE","MN","Lake Country Wind Energy",57255,"1","WND","WT",40,null,"IPP Non-CHP","N","Non Combustion (NUC, WAT, WND, GEO, or SUN)",null,{"$f":"IF(B21416=\"CoalST\",MATCH(E21416&\"|\"&F21416,EIA_Units!$BK$6:$BK$22655,0),\"\")","v":""},{"$f":"IF(O21416=\"\",\"\",INDEX(EIA_Units!P21416:'EIA_Units'!$P$6:$P$22655,O21416))","v":""},""]
[null,"Exclude","CA","Marsh Landing Generating Station",57267,"1","NG","GT",207,null,"IPP Non-CHP","N","Low utilization CT",null,{"$f":"IF(B21421=\"CoalST\",MATCH(E21421&\"|\"&F21421,EIA_Units!$BK$6:$BK$22655,0),\"\")","v":""},{"$f":"IF(O21421=\"\",\"\",INDEX(EIA_Units!P21421:'EIA_Units'!$P$6:$P$22655,O21421))","v":""},""]
[null,"EXCLUDE","CA","Blythe Solar Power Project",57273,"D","SUN","PV",110,null,"IPP Non-CHP","N","Non Combustion (NUC, WAT, WND, GEO, or SUN)",null,{"$f":"IF(B21434=\"CoalST\",MATCH(E21434&\"|\"&F21434,EIA_Units!$BK$6:$BK$22655,0),\"\")","v":""},{"$f":"IF(O21434=\"\",\"\",INDEX(EIA_Units!P21434:'EIA_Units'!$P$6:$P$22655,O21434))","v":""},""]
[null,"EXCLUDE","WA","Cedar Hills",57298,"12","LFG","IC",0.3,null,"IPP Non-CHP","N","Internal Combustion (PRMVR=IC)",null,{"$f":"IF(B21448=\"CoalST\",MATCH(E21448&\"|\"&F21448,EIA_Units!$BK$6:$BK$22655,0),\"\")","v":""},{"$f":"IF(O21448=\"\",\"\",INDEX(EIA_Units!P21448:'EIA_Units'!$P$6:$P$22655,O21448))","v":""},""]
[null,"EXCLUDE","WA","Cedar Hills",57298,"17","LFG","IC",0.3,null,"IPP Non-CHP","N","Internal Combustion (PRMVR=IC)",null,{"$f":"IF(B21453=\"CoalST\",MATCH(E21453&\"|\"&F21453,EIA_Units!$BK$6:$BK$22655,0),\"\")","v":""},{"$f":"IF(O21453=\"\",\"\",INDEX(EIA_Units!P21453:'EIA_Units'!$P$6:$P$22655,O21453))","v":""},""]
[null,"EXCLUDE","CA","Pine Tree Solar Project",57306,"1","SUN","PV",8.5,null,"Electric Utility","N","Non Combustion (NUC, WAT, WND, GEO, or SUN)",null,{"$f":"IF(B21464=\"CoalST\",MATCH(E21464&\"|\"&F21464,EIA_Units!$BK$6:$BK$22655,0),\"\")","v":""},{"$f":"IF(O21464=\"\",\"\",INDEX(EIA_Units!P21464:'EIA_Units'!$P$6:$P$22655,O21464))","v":""},""]
[null,"EXCLUDE","ID","Cargill Kettle Butte Biofactory",57345,"1","OBG","IC",0.9,null,"IPP CHP","Y","Internal Combustion (PRMVR=IC)",null,{"$f":"IF(B21479=\"CoalST\",MATCH(E21479&\"|\"&F21479,EIA_Units!$BK$6:$BK$22655,0),\"\")","v":""},{"$f":"IF(O21479=\"\",\"\",INDEX(EIA_Units!P21479:'EIA_Units'!$P$6:$P$22655,O21479))","v":""},""]
[null,"EXCLUDE","VA","Henrico",57356,"1","LFG","IC",0.3,null,"IPP Non-CHP","N","Internal Combustion (PRMVR=IC)",null,{"$f":"IF(B21484=\"CoalST\",MATCH(E21484&\"|\"&F21484,EIA_Units!$BK$6:$BK$22655,0),\"\")","v":""},{"$f":"IF(O21484=\"\",\"\",INDEX(EIA_Units!P21484:'EIA_Units'!$P$6:$P$22655,O21484))","v":""},""]
[null,"EXCLUDE","VA","Henrico",57356,"9","LFG","IC",0.3,null,"IPP Non-CHP","N","Internal Combustion (PRMVR=IC)",null,{"$f":"IF(B21495=\"CoalST\",MATCH(E21495&\"|\"&F21495,EIA_Units!$BK$6:$BK$22655,0),\"\")","v":""},{"$f":"IF(O21495=\"\",\"\",INDEX(EIA_Units!P21495:'EIA_Units'!$P$6:$P$22655,O21495))","v":""},""]
[null,"EXCLUDE","CA","AV Solar Ranch One",57378,"AVSR","SUN","PV",253,null,"IPP Non-CHP","N","Non Combustion (NUC, WAT, WND, GEO, or SUN)",null,{"$f":"IF(B21510=\"CoalST\",MATCH(E21510&\"|\"&F21510,EIA_Units!$BK$6:$BK$22655,0),\"\")","v":""},{"$f":"IF(O21510=\"\",\"\",INDEX(EIA_Units!P21510:'EIA_Units'!$P$6:$P$22655,O21510))","v":""},""]
[null,"EXCLUDE","OR","Klamath Falls Bioenergy Facility",57388,"EU1","WDS","ST",42,null,"IPP Non-CHP","N","Non Fossil fuel type",null,{"$f":"IF(B21511=\"CoalST\",MATCH(E21511&\"|\"&F21511,EIA_Units!$BK$6:$BK$22655,0),\"\")","v":""},{"$f":"IF(O21511=\"\",\"\",INDEX(EIA_Units!P21511:'EIA_Units'!$P$6:$P$22655,O21511))","v":""},{"$f":"IF(O21511=\"\",\"\",2014-P21511)","v":""}]
[null,"EXCLUDE","AZ","Northwest Regional",57403,"GEN1","LFG","IC",1.6,null,"IPP Non-CHP","N","Internal Combustion (PRMVR=IC)",null,{"$f":"IF(B21526=\"CoalST\",MATCH(E21526&\"|\"&F21526,EIA_Units!$BK$6:$BK$22655,0),\"\")","v":""},{"$f":"IF(O21526=\"\",\"\",INDEX(EIA_Units!P21526:'EIA_Units'!$P$6:$P$22655,O21526))","v":""},""]
[null,"EXCLUDE","MI","Eagle Valley",57405,"GEN2","LFG","IC",1.6,null,"IPP Non-CHP","N","Internal Combustion (PRMVR=IC)",null,{"$f":"IF(B21531=\"CoalST\",MATCH(E21531&\"|\"&F21531,EIA_Units!$BK$6:$BK$22655,0),\"\")","v":""},{"$f":"IF(O21531=\"\",\"\",INDEX(EIA_Units!P21531:'EIA_Units'!$P$6:$P$22655,O21531))","v":""},""]
[null,"EXCLUDE","OH","Geneva",57410,"GEN4","LFG","IC",0.8,null,"IPP Non-CHP","N","Internal Combustion (PRMVR=IC)",null,{"$f":"IF(B21542=\"CoalST\",MATCH(E21542&\"|\"&F21542,EIA_Units!$BK$6:$BK$22655,0),\"\")","v":""},{"$f":"IF(O21542=\"\",\"\",INDEX(EIA_Units!P21542:'EIA_Units'!$P$6:$P$22655,O21542))","v":""},""]
[null,"EXCLUDE","ID","Double A Digester",57425,"3","OBG","IC",1.5,null,"IPP CHP","Y","Internal Combustion (PRMVR=IC)",null,{"$f":"IF(B21555=\"CoalST\",MATCH(E21555&\"|\"&F21555,EIA_Units!$BK$6:$BK$22655,0),\"\")","v":""},{"$f":"IF(O21555=\"\",\"\",INDEX(EIA_Units!P21555:'EIA_Units'!$P$6:$P$22655,O21555))","v":""},""]
[null,"EXCLUDE","MI","Pine Tree Acres WM LFGTE",57443,"GEN8","LFG","IC",1.6,null,"IPP Non-CHP","N","Internal Combustion (PRMVR=IC)",null,{"$f":"IF(B21569=\"CoalST\",MATCH(E21569&\"|\"&F21569,EIA_Units!$BK$6:$BK$22655,0),\"\")","v":""},{"$f":"IF(O21569=\"\",\"\",INDEX(EIA_Units!P21569:'EIA_Units'!$P$6:$P$22655,O21569))","v":""},""]
[null,"EXCLUDE","CA","Blythe Projects",57453,"BLY1","SUN","PV",200,null,"IPP Non-CHP","N","Non Combustion (NUC, WAT, WND, GEO, or SUN)",null,{"$f":"IF(B21574=\"CoalST\",MATCH(E21574&\"|\"&F21574,EIA_Units!$BK$6:$BK$22655,0),\"\")","v":""},{"$f":"IF(O21574=\"\",\"\",INDEX(EIA_Units!P21574:'EIA_Units'!$P$6:$P$22655,O21574))","v":""},""]
[null,"Exclude","CA","CPV Sentinel Energy Project",57482,"CTG1","NG","GT",100,null,"IPP Non-CHP","N","Low utilization CT",null,{"$f":"IF(B21589=\"CoalST\",MATCH(E21589&\"|\"&F21589,EIA_Units!$BK$6:$BK$22655,0),\"\")","v":""},{"$f":"IF(O21589=\"\",\"\",INDEX(EIA_Units!P21589:'EIA_Units'!$P$6:$P$22655,O21589))","v":""},""]
[null,"EXCLUDE","CA","Imperial Solar Energy Center West",57491,"56819","SUN","PV",148.69999999999999,null,"IPP Non-CHP","N","Non Combustion (NUC, WAT, WND, GEO, or SUN)",null,{"$f":"IF(B21600=\"CoalST\",MATCH(E21600&\"|\"&F21600,EIA_Units!$BK$6:$BK$22655,0),\"\")","v":""},{"$f":"IF(O21600=\"\",\"\",INDEX(EIA_Units!P21600:'EIA_Units'!$P$6:$P$22655,O21600))","v":""},""]
[null,"EXCLUDE","NC","Sampson County Landfill",57492,"GEN5","LFG","IC",1.6,null,"IPP Non-CHP","N","Internal Combustion (PRMVR=IC)",null,{"$f":"IF(B21605=\"CoalST\",MATCH(E21605&\"|\"&F21605,EIA_Units!$BK$6:$BK$22655,0),\"\")","v":""},{"$f":"IF(O21605=\"\",\"\",INDEX(EIA_Units!P21605:'EIA_Units'!$P$6:$P$22655,O21605))","v":""},""]
[null,"Exclude","CA","Walnut Creek Energy Park",57515,"GT3","NG","GT",100,null,"IPP Non-CHP","N","Low utilization CT",null,{"$f":"IF(B21620=\"CoalST\",MATCH(E21620&\"|\"&F21620,EIA_Units!$BK$6:$BK$22655,0),\"\")","v":""},{"$f":"IF(O21620=\"\",\"\",INDEX(EIA_Units!P21620:'EIA_Units'!$P$6:$P$22655,O21620))","v":""},""]
[null,"EXCLUDE","CA","Solar Photovoltaic Project #25",57528,"S25E","SUN","PV",0.5,null,"Electric Utility","N","Non Combustion (NUC, WAT, WND, GEO, or SUN)",null,{"$f":"IF(B21631=\"CoalST\",MATCH(E21631&\"|\"&F21631,EIA_Units!$BK$6:$BK$22655,0),\"\")","v":""},{"$f":"IF(O21631=\"\",\"\",INDEX(EIA_Units!P21631:'EIA_Units'!$P$6:$P$22655,O21631))","v":""},""]
[null,"EXCLUDE","ME","Bingham Wind",57531,"1","WND","WT",186,null,"IPP Non-CHP","N","Non Combustion (NUC, WAT, WND, GEO, or SUN)",null,{"$f":"IF(B21636=\"CoalST\",MATCH(E21636&\"|\"&F21636,EIA_Units!$BK$6:$BK$22655,0),\"\")","v":""},{"$f":"IF(O21636=\"\",\"\",INDEX(EIA_Units!P21636:'EIA_Units'!$P$6:$P$22655,O21636))","v":""},""]
[null,"EXCLUDE","CA","SPVP #35",57537,"35H","SUN","PV",0.5,null,"Electric Utility","N","Non Combustion (NUC, WAT, WND, GEO, or SUN)",null,{"$f":"IF(B21647=\"CoalST\",MATCH(E21647&\"|\"&F21647,EIA_Units!$BK$6:$BK$22655,0),\"\")","v":""},{"$f":"IF(O21647=\"\",\"\",INDEX(EIA_Units!P21647:'EIA_Units'!$P$6:$P$22655,O21647))","v":""},""]
[null,"EXCLUDE","CA","SPVP #35",57537,"35M","SUN","PV",0.5,null,"Electric Utility","N","Non Combustion (NUC, WAT, WND, GEO, or SUN)",null,{"$f":"IF(B21652=\"CoalST\",MATCH(E21652&\"|\"&F21652,EIA_Units!$BK$6:$BK$22655,0),\"\")","v":""},{"$f":"IF(O21652=\"\",\"\",INDEX(EIA_Units!P21652:'EIA_Units'!$P$6:$P$22655,O21652))","v":""},""]
[null,"EXCLUDE","CA","Solar Photovoltaic Project #40",57538,"S40G","SUN","PV",0.5,null,"Electric Utility","N","Non Combustion (NUC, WAT, WND, GEO, or SUN)",null,{"$f":"IF(B21667=\"CoalST\",MATCH(E21667&\"|\"&F21667,EIA_Units!$BK$6:$BK$22655,0),\"\")","v":""},{"$f":"IF(O21667=\"\",\"\",INDEX(EIA_Units!P21667:'EIA_Units'!$P$6:$P$22655,O21667))","v":""},""]
[null,"EXCLUDE","CA","Solar Photovoltaic Project #40",57538,"S40T","SUN","PV",0.5,null,"Electric Utility","N","Non Combustion (NUC, WAT, WND, GEO, or SUN)",null,{"$f":"IF(B21680=\"CoalST\",MATCH(E21680&\"|\"&F21680,EIA_Units!$BK$6:$BK$22655,0),\"\")","v":""},{"$f":"IF(O21680=\"\",\"\",INDEX(EIA_Units!P21680:'EIA_Units'!$P$6:$P$22655,O21680))","v":""},""]
[null,"EXCLUDE","CA","Solar Photovoltaic Project #41",57539,"S41D","SUN","PV",0.5,null,"Electric Utility","N","Non Combustion (NUC, WAT, WND, GEO, or SUN)",null,{"$f":"IF(B21684=\"CoalST\",MATCH(E21684&\"|\"&F21684,EIA_Units!$BK$6:$BK$22655,0),\"\")","v":""},{"$f":"IF(O21684=\"\",\"\",INDEX(EIA_Units!P21684:'EIA_Units'!$P$6:$P$22655,O21684))","v":""},""]
[null,"EXCLUDE","CA","Solar Photovoltaic Project #41",57539,"S41S","SUN","PV",0.5,null,"Electric Utility","N","Non Combustion (NUC, WAT, WND, GEO, or SUN)",null,{"$f":"IF(B21699=\"CoalST\",MATCH(E21699&\"|\"&F21699,EIA_Units!$BK$6:$BK$22655,0),\"\")","v":""},{"$f":"IF(O21699=\"\",\"\",INDEX(EIA_Units!P21699:'EIA_Units'!$P$6:$P$22655,O21699))","v":""},""]
[null,"EXCLUDE","CA","Solar Photovoltaic Project #44",57540,"S44J","SUN","PV",0.5,null,"Electric Utility","N","Non Combustion (NUC, WAT, WND, GEO, or SUN)",null,{"$f":"IF(B21710=\"CoalST\",MATCH(E21710&\"|\"&F21710,EIA_Units!$BK$6:$BK$22655,0),\"\")","v":""},{"$f":"IF(O21710=\"\",\"\",INDEX(EIA_Units!P21710:'EIA_Units'!$P$6:$P$22655,O21710))","v":""},""]
[null,"EXCLUDE","CA","Solar Photovoltaic Project #44",57540,"S44O","SUN","PV",0.5,null,"Electric Utility","N","Non Combustion (NUC, WAT, WND, GEO, or SUN)",null,{"$f":"IF(B21715=\"CoalST\",MATCH(E21715&\"|\"&F21715,EIA_Units!$BK$6:$BK$22655,0),\"\")","v":""},{"$f":"IF(O21715=\"\",\"\",INDEX(EIA_Units!P21715:'EIA_Units'!$P$6:$P$22655,O21715))","v":""},""]
[null,"EXCLUDE","CA","Solar Photovoltaic Project #45",57541,"S45J","SUN","PV",0.5,null,"Electric Utility","N","Non Combustion (NUC, WAT, WND, GEO, or SUN)",null,{"$f":"IF(B21726=\"CoalST\",MATCH(E21726&\"|\"&F21726,EIA_Units!$BK$6:$BK$22655,0),\"\")","v":""},{"$f":"IF(O21726=\"\",\"\",INDEX(EIA_Units!P21726:'EIA_Units'!$P$6:$P$22655,O21726))","v":""},""]
[null,"EXCLUDE","CA","Oakley Generating Station",57552,"CT2","NG","CC",222.3,null,"IPP Non-CHP","N","Status of operation (IP,L,P,T,or U) or Retired before 2012",null,{"$f":"IF(B21741=\"CoalST\",MATCH(E21741&\"|\"&F21741,EIA_Units!$BK$6:$BK$22655,0),\"\")","v":""},{"$f":"IF(O21741=\"\",\"\",INDEX(EIA_Units!P21741:'EIA_Units'!$P$6:$P$22655,O21741))","v":""},""]
[null,"EXCLUDE","CA","Sunnyvale City of WPCP",57557,"S-14","LFG","IC",0.8,null,"Electric Utility","Y","Internal Combustion (PRMVR=IC)",null,{"$f":"IF(B21746=\"CoalST\",MATCH(E21746&\"|\"&F21746,EIA_Units!$BK$6:$BK$22655,0),\"\")","v":""},{"$f":"IF(O21746=\"\",\"\",INDEX(EIA_Units!P21746:'EIA_Units'!$P$6:$P$22655,O21746))","v":""},""]
[null,"EXCLUDE","PA","Lycoming County",57582,"1","LFG","IC",1.6,null,"IPP Non-CHP","N","Internal Combustion (PRMVR=IC)",null,{"$f":"IF(B21757=\"CoalST\",MATCH(E21757&\"|\"&F21757,EIA_Units!$BK$6:$BK$22655,0),\"\")","v":""},{"$f":"IF(O21757=\"\",\"\",INDEX(EIA_Units!P21757:'EIA_Units'!$P$6:$P$22655,O21757))","v":""},""]
[null,"EXCLUDE","NY","Fishers Island 1",57600,"FI1","DFO","IC",2.5,null,"Electric Utility","N","Internal Combustion (PRMVR=IC)",null,{"$f":"IF(B21772=\"CoalST\",MATCH(E21772&\"|\"&F21772,EIA_Units!$BK$6:$BK$22655,0),\"\")","v":""},{"$f":"IF(O21772=\"\",\"\",INDEX(EIA_Units!P21772:'EIA_Units'!$P$6:$P$22655,O21772))","v":""},""]
[null,"EXCLUDE","CT","Gary Court 1 & 2",57601,"GC1","DFO","IC",2.5,null,"Electric Utility","N","Internal Combustion (PRMVR=IC)",null,{"$f":"IF(B21773=\"CoalST\",MATCH(E21773&\"|\"&F21773,EIA_Units!$BK$6:$BK$22655,0),\"\")","v":""},{"$f":"IF(O21773=\"\",\"\",INDEX(EIA_Units!P21773:'EIA_Units'!$P$6:$P$22655,O21773))","v":""},""]
[null,"EXCLUDE","OH","Paulding Wind Farm LLC",57611,"GEN1","WND","WT",49,null,"IPP Non-CHP","N","Non Combustion (NUC, WAT, WND, GEO, or SUN)",null,{"$f":"IF(B21788=\"CoalST\",MATCH(E21788&\"|\"&F21788,EIA_Units!$BK$6:$BK$22655,0),\"\")","v":""},{"$f":"IF(O21788=\"\",\"\",INDEX(EIA_Units!P21788:'EIA_Units'!$P$6:$P$22655,O21788))","v":""},""]
[null,"EXCLUDE","IN","Bos Dairy, LLC",57625,"BOS3","OBG","IC",0.4,null,"Industrial Non-CHP","N","Internal Combustion (PRMVR=IC)",null,{"$f":"IF(B21801=\"CoalST\",MATCH(E21801&\"|\"&F21801,EIA_Units!$BK$6:$BK$22655,0),\"\")","v":""},{"$f":"IF(O21801=\"\",\"\",INDEX(EIA_Units!P21801:'EIA_Units'!$P$6:$P$22655,O21801))","v":""},""]
[null,"EXCLUDE","NC","Long Creek Waste Water Plant",57630,"ES1","DFO","IC",1.7,null,"Electric Utility","N","Internal Combustion (PRMVR=IC)",null,{"$f":"IF(B21805=\"CoalST\",MATCH(E21805&\"|\"&F21805,EIA_Units!$BK$6:$BK$22655,0),\"\")","v":""},{"$f":"IF(O21805=\"\",\"\",INDEX(EIA_Units!P21805:'EIA_Units'!$P$6:$P$22655,O21805))","v":""},""]
[null,"EXCLUDE","IA","Oakdale Renewable Energy Plant",57672,"GE2","NG","IC",1.4,null,"Commercial Non-CHP","N","Internal Combustion (PRMVR=IC)",null,{"$f":"IF(B21820=\"CoalST\",MATCH(E21820&\"|\"&F21820,EIA_Units!$BK$6:$BK$22655,0),\"\")","v":""},{"$f":"IF(O21820=\"\",\"\",INDEX(EIA_Units!P21820:'EIA_Units'!$P$6:$P$22655,O21820))","v":""},""]
[null,"EXCLUDE","AZ","Arlington Valley Solar Energy II",57680,"AVSE4","SUN","PV",26,null,"IPP Non-CHP","N","Non Combustion (NUC, WAT, WND, GEO, or SUN)",null,{"$f":"IF(B21825=\"CoalST\",MATCH(E21825&\"|\"&F21825,EIA_Units!$BK$6:$BK$22655,0),\"\")","v":""},{"$f":"IF(O21825=\"\",\"\",INDEX(EIA_Units!P21825:'EIA_Units'!$P$6:$P$22655,O21825))","v":""},""]
[null,"EXCLUDE","CA","Topaz Solar Farm",57695,"TPZ5","SUN","PV",177.7,null,"IPP Non-CHP","N","Non Combustion (NUC, WAT, WND, GEO, or SUN)",null,{"$f":"IF(B21836=\"CoalST\",MATCH(E21836&\"|\"&F21836,EIA_Units!$BK$6:$BK$22655,0),\"\")","v":""},{"$f":"IF(O21836=\"\",\"\",INDEX(EIA_Units!P21836:'EIA_Units'!$P$6:$P$22655,O21836))","v":""},""]
[null,"EXCLUDE","CA","UTAS Cogeneration Plant",57713,"151","NG","IC",3.2,null,"Industrial CHP","Y","Internal Combustion (PRMVR=IC)",null,{"$f":"IF(B21851=\"CoalST\",MATCH(E21851&\"|\"&F21851,EIA_Units!$BK$6:$BK$22655,0),\"\")","v":""},{"$f":"IF(O21851=\"\",\"\",INDEX(EIA_Units!P21851:'EIA_Units'!$P$6:$P$22655,O21851))","v":""},""]
[null,"EXCLUDE","ID","Grand View PV Solar One",57731,"1","SUN","PV",20,null,"IPP Non-CHP","N","Non Combustion (NUC, WAT, WND, GEO, or SUN)",null,{"$f":"IF(B21862=\"CoalST\",MATCH(E21862&\"|\"&F21862,EIA_Units!$BK$6:$BK$22655,0),\"\")","v":""},{"$f":"IF(O21862=\"\",\"\",INDEX(EIA_Units!P21862:'EIA_Units'!$P$6:$P$22655,O21862))","v":""},""]
[null,"EXCLUDE","CA","Ameresco",57771,"1","LFG","IC",2.2999999999999998,null,"IPP Non-CHP","N","Internal Combustion (PRMVR=IC)",null,{"$f":"IF(B21867=\"CoalST\",MATCH(E21867&\"|\"&F21867,EIA_Units!$BK$6:$BK$22655,0),\"\")","v":""},{"$f":"IF(O21867=\"\",\"\",INDEX(EIA_Units!P21867:'EIA_Units'!$P$6:$P$22655,O21867))","v":""},""]
[null,"EXCLUDE","AZ","Glendale Energy Power Plant",57829,"GLEN1","LFG","IC",1.4,null,"IPP Non-CHP","N","Internal Combustion (PRMVR=IC)",null,{"$f":"IF(B21882=\"CoalST\",MATCH(E21882&\"|\"&F21882,EIA_Units!$BK$6:$BK$22655,0),\"\")","v":""},{"$f":"IF(O21882=\"\",\"\",INDEX(EIA_Units!P21882:'EIA_Units'!$P$6:$P$22655,O21882))","v":""},""]
[null,"EXCLUDE","NJ","BC Landfill Energy LLC",57847,"UNIT1","LFG","IC",1.5,null,"IPP Non-CHP","N","Internal Combustion (PRMVR=IC)",null,{"$f":"IF(B21893=\"CoalST\",MATCH(E21893&\"|\"&F21893,EIA_Units!$BK$6:$BK$22655,0),\"\")","v":""},{"$f":"IF(O21893=\"\",\"\",INDEX(EIA_Units!P21893:'EIA_Units'!$P$6:$P$22655,O21893))","v":""},""]
[null,"EXCLUDE","NJ","WC Landfill Energy LLC",57848,"GEN1","LFG","IC",2,null,"IPP Non-CHP","N","Internal Combustion (PRMVR=IC)",null,{"$f":"IF(B21898=\"CoalST\",MATCH(E21898&\"|\"&F21898,EIA_Units!$BK$6:$BK$22655,0),\"\")","v":""},{"$f":"IF(O21898=\"\",\"\",INDEX(EIA_Units!P21898:'EIA_Units'!$P$6:$P$22655,O21898))","v":""},""]
[null,"EXCLUDE","TX","Antelope Station",57865,"E02","NG","IC",9.3000000000000007,null,"Electric Utility","N","Internal Combustion (PRMVR=IC)",null,{"$f":"IF(B21909=\"CoalST\",MATCH(E21909&\"|\"&F21909,EIA_Units!$BK$6:$BK$22655,0),\"\")","v":""},{"$f":"IF(O21909=\"\",\"\",INDEX(EIA_Units!P21909:'EIA_Units'!$P$6:$P$22655,O21909))","v":""},""]
[null,"EXCLUDE","TX","Antelope Station",57865,"E08","NG","IC",9.3000000000000007,null,"Electric Utility","N","Internal Combustion (PRMVR=IC)",null,{"$f":"IF(B21915=\"CoalST\",MATCH(E21915&\"|\"&F21915,EIA_Units!$BK$6:$BK$22655,0),\"\")","v":""},{"$f":"IF(O21915=\"\",\"\",INDEX(EIA_Units!P21915:'EIA_Units'!$P$6:$P$22655,O21915))","v":""},""]
[null,"EXCLUDE","NM","LCEC Generation LLVC",57872,"UNIT5","NG","IC",9.3000000000000007,null,"IPP Non-CHP","N","Internal Combustion (PRMVR=IC)",null,{"$f":"IF(B21930=\"CoalST\",MATCH(E21930&\"|\"&F21930,EIA_Units!$BK$6:$BK$22655,0),\"\")","v":""},{"$f":"IF(O21930=\"\",\"\",INDEX(EIA_Units!P21930:'EIA_Units'!$P$6:$P$22655,O21930))","v":""},""]
[null,"EXCLUDE","SC","Wellford Renewable Energy Plant",57885,"LFG1","LFG","IC",1.6,null,"Electric Utility","N","Internal Combustion (PRMVR=IC)",null,{"$f":"IF(B21941=\"CoalST\",MATCH(E21941&\"|\"&F21941,EIA_Units!$BK$6:$BK$22655,0),\"\")","v":""},{"$f":"IF(O21941=\"\",\"\",INDEX(EIA_Units!P21941:'EIA_Units'!$P$6:$P$22655,O21941))","v":""},""]
[null,"EXCLUDE","CA","Guernsey Solar Station",57891,"1","SUN","PV",20,null,"Electric Utility","N","Non Combustion (NUC, WAT, WND, GEO, or SUN)",null,{"$f":"IF(B21946=\"CoalST\",MATCH(E21946&\"|\"&F21946,EIA_Units!$BK$6:$BK$22655,0),\"\")","v":""},{"$f":"IF(O21946=\"\",\"\",INDEX(EIA_Units!P21946:'EIA_Units'!$P$6:$P$22655,O21946))","v":""},""]
[null,"EXCLUDE","CA","Solar Photovoltaic Project #48",57900,"S48C","SUN","PV",0.5,null,"Electric Utility","N","Non Combustion (NUC, WAT, WND, GEO, or SUN)",null,{"$f":"IF(B21961=\"CoalST\",MATCH(E21961&\"|\"&F21961,EIA_Units!$BK$6:$BK$22655,0),\"\")","v":""},{"$f":"IF(O21961=\"\",\"\",INDEX(EIA_Units!P21961:'EIA_Units'!$P$6:$P$22655,O21961))","v":""},""]
[null,"NGCC","CA","El Segundo Energy Center LLC",57901,"8","NG","CC",70.7,null,"IPP Non-CHP","N","",null,{"$f":"IF(B21972=\"CoalST\",MATCH(E21972&\"|\"&F21972,EIA_Units!$BK$6:$BK$22655,0),\"\")","v":""},{"$f":"IF(O21972=\"\",\"\",INDEX(EIA_Units!P21972:'EIA_Units'!$P$6:$P$22655,O21972))","v":""},""]
[null,"EXCLUDE","CA","Hidden Hills Solar Plant 2",57906,"1","SUN","ST",250,null,"IPP Non-CHP","N","Non Combustion (NUC, WAT, WND, GEO, or SUN)",null,{"$f":"IF(B21977=\"CoalST\",MATCH(E21977&\"|\"&F21977,EIA_Units!$BK$6:$BK$22655,0),\"\")","v":""},{"$f":"IF(O21977=\"\",\"\",INDEX(EIA_Units!P21977:'EIA_Units'!$P$6:$P$22655,O21977))","v":""},""]
[null,"EXCLUDE","IL","Grand Ridge Solar Farm",57912,"1","SUN","PV",20,null,"IPP Non-CHP","N","Non Combustion (NUC, WAT, WND, GEO, or SUN)",null,{"$f":"IF(B21988=\"CoalST\",MATCH(E21988&\"|\"&F21988,EIA_Units!$BK$6:$BK$22655,0),\"\")","v":""},{"$f":"IF(O21988=\"\",\"\",INDEX(EIA_Units!P21988:'EIA_Units'!$P$6:$P$22655,O21988))","v":""},""]
[null,"EXCLUDE","NE","Western Sugar Coop - Scottsbluff",57937,"SCBF","SUB","ST",5,null,"Industrial Non-CHP","N","Steam unit (PRMVR=ST) under 25MW/250 MMBtu/hr",null,{"$f":"IF(B22003=\"CoalST\",MATCH(E22003&\"|\"&F22003,EIA_Units!$BK$6:$BK$22655,0),\"\")","v":""},{"$f":"IF(O22003=\"\",\"\",INDEX(EIA_Units!P22003:'EIA_Units'!$P$6:$P$22655,O22003))","v":""},""]
[null,"EXCLUDE","SC","Berkeley County Landfill",57945,"B1","LFG","IC",1.6,null,"Electric Utility","N","Internal Combustion (PRMVR=IC)",null,{"$f":"IF(B22008=\"CoalST\",MATCH(E22008&\"|\"&F22008,EIA_Units!$BK$6:$BK$22655,0),\"\")","v":""},{"$f":"IF(O22008=\"\",\"\",INDEX(EIA_Units!P22008:'EIA_Units'!$P$6:$P$22655,O22008))","v":""},""]
[null,"EXCLUDE","CA","Desert Green Solar Farm LLC",57959,"1","SUN","PV",6.5,null,"IPP Non-CHP","N","Non Combustion (NUC, WAT, WND, GEO, or SUN)",null,{"$f":"IF(B22019=\"CoalST\",MATCH(E22019&\"|\"&F22019,EIA_Units!$BK$6:$BK$22655,0),\"\")","v":""},{"$f":"IF(O22019=\"\",\"\",INDEX(EIA_Units!P22019:'EIA_Units'!$P$6:$P$22655,O22019))","v":""},""]
[null,"EXCLUDE","MA","Shrewsbury Solar",57990,"SSMA","SUN","PV",2.5,null,"IPP Non-CHP","N","Non Combustion (NUC, WAT, WND, GEO, or SUN)",null,{"$f":"IF(B22034=\"CoalST\",MATCH(E22034&\"|\"&F22034,EIA_Units!$BK$6:$BK$22655,0),\"\")","v":""},{"$f":"IF(O22034=\"\",\"\",INDEX(EIA_Units!P22034:'EIA_Units'!$P$6:$P$22655,O22034))","v":""},""]
[null,"EXCLUDE","CA","Desert Sunlight 300, LLC",57993,"DSL10","SUN","PV",30.2,null,"IPP Non-CHP","N","Non Combustion (NUC, WAT, WND, GEO, or SUN)",null,{"$f":"IF(B22036=\"CoalST\",MATCH(E22036&\"|\"&F22036,EIA_Units!$BK$6:$BK$22655,0),\"\")","v":""},{"$f":"IF(O22036=\"\",\"\",INDEX(EIA_Units!P22036:'EIA_Units'!$P$6:$P$22655,O22036))","v":""},""]
[null,"EXCLUDE","TX","Panda Temple Power Station",58001,"CTG-3","NG","CC",232,null,"IPP Non-CHP","N","Status of operation (IP,L,P,T,or U) or Retired before 2012",null,{"$f":"IF(B22051=\"CoalST\",MATCH(E22051&\"|\"&F22051,EIA_Units!$BK$6:$BK$22655,0),\"\")","v":""},{"$f":"IF(O22051=\"\",\"\",INDEX(EIA_Units!P22051:'EIA_Units'!$P$6:$P$22655,O22051))","v":""},""]
[null,"EXCLUDE","CA","Alpaugh 50",58003,"SPS50","SUN","PV",50,null,"IPP Non-CHP","N","Non Combustion (NUC, WAT, WND, GEO, or SUN)",null,{"$f":"IF(B22056=\"CoalST\",MATCH(E22056&\"|\"&F22056,EIA_Units!$BK$6:$BK$22655,0),\"\")","v":""},{"$f":"IF(O22056=\"\",\"\",INDEX(EIA_Units!P22056:'EIA_Units'!$P$6:$P$22655,O22056))","v":""},""]
[null,"EXCLUDE","OK","Chisholm View Wind Project",58041,"1","WND","WT",235.2,null,"IPP Non-CHP","N","Non Combustion (NUC, WAT, WND, GEO, or SUN)",null,{"$f":"IF(B22067=\"CoalST\",MATCH(E22067&\"|\"&F22067,EIA_Units!$BK$6:$BK$22655,0),\"\")","v":""},{"$f":"IF(O22067=\"\",\"\",INDEX(EIA_Units!P22067:'EIA_Units'!$P$6:$P$22655,O22067))","v":""},""]
[null,"EXCLUDE","CA","PPG Industries, Inc. Works 15",58053,"IG#2","DFO","IC",0.9,null,"Industrial Non-CHP","N","Internal Combustion (PRMVR=IC)",null,{"$f":"IF(B22082=\"CoalST\",MATCH(E22082&\"|\"&F22082,EIA_Units!$BK$6:$BK$22655,0),\"\")","v":""},{"$f":"IF(O22082=\"\",\"\",INDEX(EIA_Units!P22082:'EIA_Units'!$P$6:$P$22655,O22082))","v":""},""]
[null,"EXCLUDE","IN","Windy Ridge Generating Facility",58055,"2","OBG","IC",0.7,null,"Industrial Non-CHP","N","Internal Combustion (PRMVR=IC)",null,{"$f":"IF(B22087=\"CoalST\",MATCH(E22087&\"|\"&F22087,EIA_Units!$BK$6:$BK$22655,0),\"\")","v":""},{"$f":"IF(O22087=\"\",\"\",INDEX(EIA_Units!P22087:'EIA_Units'!$P$6:$P$22655,O22087))","v":""},{"$f":"IF(O22087=\"\",\"\",2014-P22087)","v":""}]
[null,"EXCLUDE","CT","Kimberly Clark-Unit 1,2,3",58084,"GT100","NG","CC",16.100000000000001,null,"Industrial CHP","Y","Combined Cycle (PRMVR=CC) unit under 25MW",null,{"$f":"IF(B22098=\"CoalST\",MATCH(E22098&\"|\"&F22098,EIA_Units!$BK$6:$BK$22655,0),\"\")","v":""},{"$f":"IF(O22098=\"\",\"\",INDEX(EIA_Units!P22098:'EIA_Units'!$P$6:$P$22655,O22098))","v":""},""]
[null,"EXCLUDE","AK","TNSG South Plant",58117,"1A","NG","IC",1.4,null,"Electric Utility","N","Internal Combustion (PRMVR=IC)",null,{"$f":"IF(B22113=\"CoalST\",MATCH(E22113&\"|\"&F22113,EIA_Units!$BK$6:$BK$22655,0),\"\")","v":""},{"$f":"IF(O22113=\"\",\"\",INDEX(EIA_Units!P22113:'EIA_Units'!$P$6:$P$22655,O22113))","v":""},""]
[null,"EXCLUDE","UT","Blue Mountain Biogas",58130,"BMBN","OBG","IC",1.6,null,"IPP Non-CHP","N","Internal Combustion (PRMVR=IC)",null,{"$f":"IF(B22124=\"CoalST\",MATCH(E22124&\"|\"&F22124,EIA_Units!$BK$6:$BK$22655,0),\"\")","v":""},{"$f":"IF(O22124=\"\",\"\",INDEX(EIA_Units!P22124:'EIA_Units'!$P$6:$P$22655,O22124))","v":""},""]
[null,"EXCLUDE","MS","Raleigh CO2 Plant",58133,"GEN4","NG","IC",0.8,null,"IPP Non-CHP","N","Internal Combustion (PRMVR=IC)",null,{"$f":"IF(B22129=\"CoalST\",MATCH(E22129&\"|\"&F22129,EIA_Units!$BK$6:$BK$22655,0),\"\")","v":""},{"$f":"IF(O22129=\"\",\"\",INDEX(EIA_Units!P22129:'EIA_Units'!$P$6:$P$22655,O22129))","v":""},""]
[null,"EXCLUDE","NY","Mercy Medical Center",58163,"2","DFO","IC",0.4,null,"Commercial Non-CHP","N","Internal Combustion (PRMVR=IC)",null,{"$f":"IF(B22144=\"CoalST\",MATCH(E22144&\"|\"&F22144,EIA_Units!$BK$6:$BK$22655,0),\"\")","v":""},{"$f":"IF(O22144=\"\",\"\",INDEX(EIA_Units!P22144:'EIA_Units'!$P$6:$P$22655,O22144))","v":""},""]
[null,"EXCLUDE","NY","William Floyd School District",58167,"GEN3","DFO","IC",1.3,null,"Commercial CHP","N","Internal Combustion (PRMVR=IC)",null,{"$f":"IF(B22155=\"CoalST\",MATCH(E22155&\"|\"&F22155,EIA_Units!$BK$6:$BK$22655,0),\"\")","v":""},{"$f":"IF(O22155=\"\",\"\",INDEX(EIA_Units!P22155:'EIA_Units'!$P$6:$P$22655,O22155))","v":""},""]
[null,"EXCLUDE","NJ","Seaside Heights Power Plant",58172,"UINT3","DFO","IC",2,null,"Electric Utility","N","Internal Combustion (PRMVR=IC)",null,{"$f":"IF(B22161=\"CoalST\",MATCH(E22161&\"|\"&F22161,EIA_Units!$BK$6:$BK$22655,0),\"\")","v":""},{"$f":"IF(O22161=\"\",\"\",INDEX(EIA_Units!P22161:'EIA_Units'!$P$6:$P$22655,O22161))","v":""},""]
[null,"EXCLUDE","CT","Connecticut Valley Hospital Plant",58176,"ST#2","NG","CC",0.5,null,"IPP CHP","Y","Combined Cycle (PRMVR=CC) unit under 25MW",null,{"$f":"IF(B22167=\"CoalST\",MATCH(E22167&\"|\"&F22167,EIA_Units!$BK$6:$BK$22655,0),\"\")","v":""},{"$f":"IF(O22167=\"\",\"\",INDEX(EIA_Units!P22167:'EIA_Units'!$P$6:$P$22655,O22167))","v":""},""]
[null,"EXCLUDE","CT","Connecticut Valley Hospital Plant",58176,"ST#3","NG","CC",0.5,null,"IPP CHP","Y","Combined Cycle (PRMVR=CC) unit under 25MW",null,{"$f":"IF(B22168=\"CoalST\",MATCH(E22168&\"|\"&F22168,EIA_Units!$BK$6:$BK$22655,0),\"\")","v":""},{"$f":"IF(O22168=\"\",\"\",INDEX(EIA_Units!P22168:'EIA_Units'!$P$6:$P$22655,O22168))","v":""},""]
[null,"EXCLUDE","IL","Kishwaukee CHP Plant",58177,"1","OBG","IC",1,null,"IPP CHP","Y","Internal Combustion (PRMVR=IC)",null,{"$f":"IF(B22169=\"CoalST\",MATCH(E22169&\"|\"&F22169,EIA_Units!$BK$6:$BK$22655,0),\"\")","v":""},{"$f":"IF(O22169=\"\",\"\",INDEX(EIA_Units!P22169:'EIA_Units'!$P$6:$P$22655,O22169))","v":""},""]
[null,"EXCLUDE","IL","Kishwaukee CHP Plant",58177,"2","OBG","IC",1,null,"IPP CHP","Y","Internal Combustion (PRMVR=IC)",null,{"$f":"IF(B22170=\"CoalST\",MATCH(E22170&\"|\"&F22170,EIA_Units!$BK$6:$BK$22655,0),\"\")","v":""},{"$f":"IF(O22170=\"\",\"\",INDEX(EIA_Units!P22170:'EIA_Units'!$P$6:$P$22655,O22170))","v":""},""]
[null,"EXCLUDE","IL","Kishwaukee CHP Plant",58177,"3","OBG","IC",1,null,"IPP CHP","Y","Internal Combustion (PRMVR=IC)",null,{"$f":"IF(B22171=\"CoalST\",MATCH(E22171&\"|\"&F22171,EIA_Units!$BK$6:$BK$22655,0),\"\")","v":""},{"$f":"IF(O22171=\"\",\"\",INDEX(EIA_Units!P22171:'EIA_Units'!$P$6:$P$22655,O22171))","v":""},""]
[null,"EXCLUDE","TN","MTSU Power Co-Gen Plant",58179,"SG-01","DFO","IC",2,null,"Commercial CHP","N","Internal Combustion (PRMVR=IC)",null,{"$f":"IF(B22172=\"CoalST\",MATCH(E22172&\"|\"&F22172,EIA_Units!$BK$6:$BK$22655,0),\"\")","v":""},{"$f":"IF(O22172=\"\",\"\",INDEX(EIA_Units!P22172:'EIA_Units'!$P$6:$P$22655,O22172))","v":""},""]
[null,"EXCLUDE","TN","MTSU Power Co-Gen Plant",58179,"SG-02","DFO","IC",2,null,"Commercial CHP","N","Internal Combustion (PRMVR=IC)",null,{"$f":"IF(B22173=\"CoalST\",MATCH(E22173&\"|\"&F22173,EIA_Units!$BK$6:$BK$22655,0),\"\")","v":""},{"$f":"IF(O22173=\"\",\"\",INDEX(EIA_Units!P22173:'EIA_Units'!$P$6:$P$22655,O22173))","v":""},""]
[null,"EXCLUDE","TN","MTSU Power Co-Gen Plant",58179,"SG-03","DFO","IC",2,null,"Commercial CHP","N","Internal Combustion (PRMVR=IC)",null,{"$f":"IF(B22174=\"CoalST\",MATCH(E22174&\"|\"&F22174,EIA_Units!$BK$6:$BK$22655,0),\"\")","v":""},{"$f":"IF(O22174=\"\",\"\",INDEX(EIA_Units!P22174:'EIA_Units'!$P$6:$P$22655,O22174))","v":""},""]
[null,"EXCLUDE","TN","MTSU Power Co-Gen Plant",58179,"SG-04","DFO","IC",2,null,"Commercial CHP","N","Internal Combustion (PRMVR=IC)",null,{"$f":"IF(B22175=\"CoalST\",MATCH(E22175&\"|\"&F22175,EIA_Units!$BK$6:$BK$22655,0),\"\")","v":""},{"$f":"IF(O22175=\"\",\"\",INDEX(EIA_Units!P22175:'EIA_Units'!$P$6:$P$22655,O22175))","v":""},""]
[null,"EXCLUDE","TN","MTSU Power Co-Gen Plant",58179,"SG-05","DFO","IC",2,null,"Commercial CHP","N","Internal Combustion (PRMVR=IC)",null,{"$f":"IF(B22176=\"CoalST\",MATCH(E22176&\"|\"&F22176,EIA_Units!$BK$6:$BK$22655,0),\"\")","v":""},{"$f":"IF(O22176=\"\",\"\",INDEX(EIA_Units!P22176:'EIA_Units'!$P$6:$P$22655,O22176))","v":""},""]
[null,"EXCLUDE","NY","HVCC Cogen Plant",58186,"CG01","NG","IC",0.9,null,"Commercial CHP","Y","Internal Combustion (PRMVR=IC)",null,{"$f":"IF(B22177=\"CoalST\",MATCH(E22177&\"|\"&F22177,EIA_Units!$BK$6:$BK$22655,0),\"\")","v":""},{"$f":"IF(O22177=\"\",\"\",INDEX(EIA_Units!P22177:'EIA_Units'!$P$6:$P$22655,O22177))","v":""},""]
[null,"EXCLUDE","NY","HVCC Cogen Plant",58186,"CG02","NG","IC",0.9,null,"Commercial CHP","Y","Internal Combustion (PRMVR=IC)",null,{"$f":"IF(B22178=\"CoalST\",MATCH(E22178&\"|\"&F22178,EIA_Units!$BK$6:$BK$22655,0),\"\")","v":""},{"$f":"IF(O22178=\"\",\"\",INDEX(EIA_Units!P22178:'EIA_Units'!$P$6:$P$22655,O22178))","v":""},""]
[null,"EXCLUDE","NY","HVCC Cogen Plant",58186,"CG03","NG","IC",1.4,null,"Commercial CHP","Y","Internal Combustion (PRMVR=IC)",null,{"$f":"IF(B22179=\"CoalST\",MATCH(E22179&\"|\"&F22179,EIA_Units!$BK$6:$BK$22655,0),\"\")","v":""},{"$f":"IF(O22179=\"\",\"\",INDEX(EIA_Units!P22179:'EIA_Units'!$P$6:$P$22655,O22179))","v":""},""]
[null,"EXCLUDE","NY","HVCC Cogen Plant",58186,"CG04","NG","IC",1.4,null,"Commercial CHP","N","Internal Combustion (PRMVR=IC)",null,{"$f":"IF(B22180=\"CoalST\",MATCH(E22180&\"|\"&F22180,EIA_Units!$BK$6:$BK$22655,0),\"\")","v":""},{"$f":"IF(O22180=\"\",\"\",INDEX(EIA_Units!P22180:'EIA_Units'!$P$6:$P$22655,O22180))","v":""},""]
[null,"EXCLUDE","NY","HVCC Cogen Plant",58186,"CG05","DFO","IC",2.1,null,"Commercial CHP","N","Internal Combustion (PRMVR=IC)",null,{"$f":"IF(B22181=\"CoalST\",MATCH(E22181&\"|\"&F22181,EIA_Units!$BK$6:$BK$22655,0),\"\")","v":""},{"$f":"IF(O22181=\"\",\"\",INDEX(EIA_Units!P22181:'EIA_Units'!$P$6:$P$22655,O22181))","v":""},""]
[null,"EXCLUDE","NY","HVCC Cogen Plant",58186,"CG06","NG","IC",1.4,null,"Commercial CHP","Y","Internal Combustion (PRMVR=IC)",null,{"$f":"IF(B22182=\"CoalST\",MATCH(E22182&\"|\"&F22182,EIA_Units!$BK$6:$BK$22655,0),\"\")","v":""},{"$f":"IF(O22182=\"\",\"\",INDEX(EIA_Units!P22182:'EIA_Units'!$P$6:$P$22655,O22182))","v":""},""]
[null,"EXCLUDE","CA","Rio Mesa Solar Facility 1",58188,"1","SUN","ST",250,null,"IPP Non-CHP","N","Non Combustion (NUC, WAT, WND, GEO, or SUN)",null,{"$f":"IF(B22183=\"CoalST\",MATCH(E22183&\"|\"&F22183,EIA_Units!$BK$6:$BK$22655,0),\"\")","v":""},{"$f":"IF(O22183=\"\",\"\",INDEX(EIA_Units!P22183:'EIA_Units'!$P$6:$P$22655,O22183))","v":""},""]
[null,"EXCLUDE","CA","Rio Mesa SEGF 2",58189,"1","SUN","ST",250,null,"IPP Non-CHP","N","Non Combustion (NUC, WAT, WND, GEO, or SUN)",null,{"$f":"IF(B22184=\"CoalST\",MATCH(E22184&\"|\"&F22184,EIA_Units!$BK$6:$BK$22655,0),\"\")","v":""},{"$f":"IF(O22184=\"\",\"\",INDEX(EIA_Units!P22184:'EIA_Units'!$P$6:$P$22655,O22184))","v":""},""]
[null,"EXCLUDE","CA","Thomas M Knott Cogen Facility",58190,"CG","NG","GT",1.4,null,"Industrial Non-CHP","N","Simple Cycle Turbine (PRMVR=GT or OT) unit under 25MW",null,{"$f":"IF(B22185=\"CoalST\",MATCH(E22185&\"|\"&F22185,EIA_Units!$BK$6:$BK$22655,0),\"\")","v":""},{"$f":"IF(O22185=\"\",\"\",INDEX(EIA_Units!P22185:'EIA_Units'!$P$6:$P$22655,O22185))","v":""},""]
[null,"EXCLUDE","MN","Poet Biorefining Lake Crystal",58197,"1","DFO","IC",6,null,"Industrial Non-CHP","N","Internal Combustion (PRMVR=IC)",null,{"$f":"IF(B22186=\"CoalST\",MATCH(E22186&\"|\"&F22186,EIA_Units!$BK$6:$BK$22655,0),\"\")","v":""},{"$f":"IF(O22186=\"\",\"\",INDEX(EIA_Units!P22186:'EIA_Units'!$P$6:$P$22655,O22186))","v":""},""]
[null,"EXCLUDE","NY","Monroe Community College Plant",58201,"1","NG","IC",1.6,null,"Commercial CHP","Y","Internal Combustion (PRMVR=IC)",null,{"$f":"IF(B22187=\"CoalST\",MATCH(E22187&\"|\"&F22187,EIA_Units!$BK$6:$BK$22655,0),\"\")","v":""},{"$f":"IF(O22187=\"\",\"\",INDEX(EIA_Units!P22187:'EIA_Units'!$P$6:$P$22655,O22187))","v":""},""]
[null,"EXCLUDE","NY","Monroe Community College Plant",58201,"2","NG","IC",1.6,null,"Commercial CHP","Y","Internal Combustion (PRMVR=IC)",null,{"$f":"IF(B22188=\"CoalST\",MATCH(E22188&\"|\"&F22188,EIA_Units!$BK$6:$BK$22655,0),\"\")","v":""},{"$f":"IF(O22188=\"\",\"\",INDEX(EIA_Units!P22188:'EIA_Units'!$P$6:$P$22655,O22188))","v":""},""]
[null,"EXCLUDE","NY","Monroe Community College Plant",58201,"3","NG","IC",1.6,null,"Commercial CHP","Y","Internal Combustion (PRMVR=IC)",null,{"$f":"IF(B22189=\"CoalST\",MATCH(E22189&\"|\"&F22189,EIA_Units!$BK$6:$BK$22655,0),\"\")","v":""},{"$f":"IF(O22189=\"\",\"\",INDEX(EIA_Units!P22189:'EIA_Units'!$P$6:$P$22655,O22189))","v":""},""]
[null,"EXCLUDE","NY","Monroe Community College Plant",58201,"4","NG","IC",1.6,null,"Commercial CHP","Y","Internal Combustion (PRMVR=IC)",null,{"$f":"IF(B22190=\"CoalST\",MATCH(E22190&\"|\"&F22190,EIA_Units!$BK$6:$BK$22655,0),\"\")","v":""},{"$f":"IF(O22190=\"\",\"\",INDEX(EIA_Units!P22190:'EIA_Units'!$P$6:$P$22655,O22190))","v":""},""]
[null,"EXCLUDE","CA","RE Victor Phelan Solar One LLC",58202,"VPS1","SUN","PV",20,null,"IPP Non-CHP","N","Non Combustion (NUC, WAT, WND, GEO, or SUN)",null,{"$f":"IF(B22191=\"CoalST\",MATCH(E22191&\"|\"&F22191,EIA_Units!$BK$6:$BK$22655,0),\"\")","v":""},{"$f":"IF(O22191=\"\",\"\",INDEX(EIA_Units!P22191:'EIA_Units'!$P$6:$P$22655,O22191))","v":""},""]
[null,"EXCLUDE","OK","Minco Wind III, LLC",58203,"1","WND","WT",100.8,null,"IPP Non-CHP","N","Non Combustion (NUC, WAT, WND, GEO, or SUN)",null,{"$f":"IF(B22192=\"CoalST\",MATCH(E22192&\"|\"&F22192,EIA_Units!$BK$6:$BK$22655,0),\"\")","v":""},{"$f":"IF(O22192=\"\",\"\",INDEX(EIA_Units!P22192:'EIA_Units'!$P$6:$P$22655,O22192))","v":""},""]
[null,"EXCLUDE","CA","Grassland 3 Solar Project",58204,"INV3","SUN","PV",1,null,"IPP Non-CHP","N","Non Combustion (NUC, WAT, WND, GEO, or SUN)",null,{"$f":"IF(B22193=\"CoalST\",MATCH(E22193&\"|\"&F22193,EIA_Units!$BK$6:$BK$22655,0),\"\")","v":""},{"$f":"IF(O22193=\"\",\"\",INDEX(EIA_Units!P22193:'EIA_Units'!$P$6:$P$22655,O22193))","v":""},""]
[null,"EXCLUDE","MO","Grand Ave Plant",58205,"1","BIT","ST",5,null,"IPP CHP","Y","Steam unit (PRMVR=ST) under 25MW/250 MMBtu/hr",null,{"$f":"IF(B22194=\"CoalST\",MATCH(E22194&\"|\"&F22194,EIA_Units!$BK$6:$BK$22655,0),\"\")","v":""},{"$f":"IF(O22194=\"\",\"\",INDEX(EIA_Units!P22194:'EIA_Units'!$P$6:$P$22655,O22194))","v":""},""]
[null,"EXCLUDE","CA","West Gates Solar Station",58206,"1","SUN","PV",10,null,"Electric Utility","N","Non Combustion (NUC, WAT, WND, GEO, or SUN)",null,{"$f":"IF(B22195=\"CoalST\",MATCH(E22195&\"|\"&F22195,EIA_Units!$BK$6:$BK$22655,0),\"\")","v":""},{"$f":"IF(O22195=\"\",\"\",INDEX(EIA_Units!P22195:'EIA_Units'!$P$6:$P$22655,O22195))","v":""},""]
[null,"EXCLUDE","MD","Central Utility Plant at White Oak",58207,"G1","NG","IC",5.7,null,"IPP CHP","Y","Internal Combustion (PRMVR=IC)",null,{"$f":"IF(B22196=\"CoalST\",MATCH(E22196&\"|\"&F22196,EIA_Units!$BK$6:$BK$22655,0),\"\")","v":""},{"$f":"IF(O22196=\"\",\"\",INDEX(EIA_Units!P22196:'EIA_Units'!$P$6:$P$22655,O22196))","v":""},""]
[null,"EXCLUDE","MD","Central Utility Plant at White Oak",58207,"G12","NG","ST",5,null,"IPP CHP","Y","Steam unit (PRMVR=ST) under 25MW/250 MMBtu/hr",null,{"$f":"IF(B22197=\"CoalST\",MATCH(E22197&\"|\"&F22197,EIA_Units!$BK$6:$BK$22655,0),\"\")","v":""},{"$f":"IF(O22197=\"\",\"\",INDEX(EIA_Units!P22197:'EIA_Units'!$P$6:$P$22655,O22197))","v":""},""]
[null,"EXCLUDE","NJ","Cinnamon Bay Edgeboro Landfill",58208,"1","LFG","IC",9.6,null,"IPP Non-CHP","N","Internal Combustion (PRMVR=IC)",null,{"$f":"IF(B22198=\"CoalST\",MATCH(E22198&\"|\"&F22198,EIA_Units!$BK$6:$BK$22655,0),\"\")","v":""},{"$f":"IF(O22198=\"\",\"\",INDEX(EIA_Units!P22198:'EIA_Units'!$P$6:$P$22655,O22198))","v":""},""]
[null,"EXCLUDE","OK","NextEra-Blackwell Wind, LLC",58209,"WT","WND","WT",59.8,null,"IPP Non-CHP","N","Non Combustion (NUC, WAT, WND, GEO, or SUN)",null,{"$f":"IF(B22199=\"CoalST\",MATCH(E22199&\"|\"&F22199,EIA_Units!$BK$6:$BK$22655,0),\"\")","v":""},{"$f":"IF(O22199=\"\",\"\",INDEX(EIA_Units!P22199:'EIA_Units'!$P$6:$P$22655,O22199))","v":""},""]
[null,"EXCLUDE","CA","Hudson Ranch Power II LLC",58211,"HR2","GEO","ST",55,null,"IPP Non-CHP","N","Non Combustion (NUC, WAT, WND, GEO, or SUN)",null,{"$f":"IF(B22200=\"CoalST\",MATCH(E22200&\"|\"&F22200,EIA_Units!$BK$6:$BK$22655,0),\"\")","v":""},{"$f":"IF(O22200=\"\",\"\",INDEX(EIA_Units!P22200:'EIA_Units'!$P$6:$P$22655,O22200))","v":""},""]
[null,"EXCLUDE","SC","Buzzard Roost GT",58212,"10","NG","GT",17.8,null,"Electric Utility","N","Simple Cycle Turbine (PRMVR=GT or OT) unit under 25MW",null,{"$f":"IF(B22201=\"CoalST\",MATCH(E22201&\"|\"&F22201,EIA_Units!$BK$6:$BK$22655,0),\"\")","v":""},{"$f":"IF(O22201=\"\",\"\",INDEX(EIA_Units!P22201:'EIA_Units'!$P$6:$P$22655,O22201))","v":""},""]
[null,"EXCLUDE","SC","Buzzard Roost GT",58212,"11","NG","GT",17.8,null,"Electric Utility","N","Simple Cycle Turbine (PRMVR=GT or OT) unit under 25MW",null,{"$f":"IF(B22202=\"CoalST\",MATCH(E22202&\"|\"&F22202,EIA_Units!$BK$6:$BK$22655,0),\"\")","v":""},{"$f":"IF(O22202=\"\",\"\",INDEX(EIA_Units!P22202:'EIA_Units'!$P$6:$P$22655,O22202))","v":""},""]
[null,"EXCLUDE","SC","Buzzard Roost GT",58212,"12","NG","GT",17.8,null,"Electric Utility","N","Simple Cycle Turbine (PRMVR=GT or OT) unit under 25MW",null,{"$f":"IF(B22203=\"CoalST\",MATCH(E22203&\"|\"&F22203,EIA_Units!$BK$6:$BK$22655,0),\"\")","v":""},{"$f":"IF(O22203=\"\",\"\",INDEX(EIA_Units!P22203:'EIA_Units'!$P$6:$P$22655,O22203))","v":""},""]
[null,"EXCLUDE","SC","Buzzard Roost GT",58212,"13","NG","GT",17.8,null,"Electric Utility","N","Simple Cycle Turbine (PRMVR=GT or OT) unit under 25MW",null,{"$f":"IF(B22204=\"CoalST\",MATCH(E22204&\"|\"&F22204,EIA_Units!$BK$6:$BK$22655,0),\"\")","v":""},{"$f":"IF(O22204=\"\",\"\",INDEX(EIA_Units!P22204:'EIA_Units'!$P$6:$P$22655,O22204))","v":""},""]
[null,"EXCLUDE","SC","Buzzard Roost GT",58212,"14","NG","GT",17.8,null,"Electric Utility","N","Simple Cycle Turbine (PRMVR=GT or OT) unit under 25MW",null,{"$f":"IF(B22205=\"CoalST\",MATCH(E22205&\"|\"&F22205,EIA_Units!$BK$6:$BK$22655,0),\"\")","v":""},{"$f":"IF(O22205=\"\",\"\",INDEX(EIA_Units!P22205:'EIA_Units'!$P$6:$P$22655,O22205))","v":""},""]
[null,"EXCLUDE","SC","Buzzard Roost GT",58212,"15","NG","GT",17.8,null,"Electric Utility","N","Simple Cycle Turbine (PRMVR=GT or OT) unit under 25MW",null,{"$f":"IF(B22206=\"CoalST\",MATCH(E22206&\"|\"&F22206,EIA_Units!$BK$6:$BK$22655,0),\"\")","v":""},{"$f":"IF(O22206=\"\",\"\",INDEX(EIA_Units!P22206:'EIA_Units'!$P$6:$P$22655,O22206))","v":""},""]
[null,"EXCLUDE","SC","Buzzard Roost GT",58212,"6","NG","GT",22.7,null,"Electric Utility","N","Simple Cycle Turbine (PRMVR=GT or OT) unit under 25MW",null,{"$f":"IF(B22207=\"CoalST\",MATCH(E22207&\"|\"&F22207,EIA_Units!$BK$6:$BK$22655,0),\"\")","v":""},{"$f":"IF(O22207=\"\",\"\",INDEX(EIA_Units!P22207:'EIA_Units'!$P$6:$P$22655,O22207))","v":""},""]
[null,"EXCLUDE","SC","Buzzard Roost GT",58212,"7","NG","GT",22.7,null,"Electric Utility","N","Simple Cycle Turbine (PRMVR=GT or OT) unit under 25MW",null,{"$f":"IF(B22208=\"CoalST\",MATCH(E22208&\"|\"&F22208,EIA_Units!$BK$6:$BK$22655,0),\"\")","v":""},{"$f":"IF(O22208=\"\",\"\",INDEX(EIA_Units!P22208:'EIA_Units'!$P$6:$P$22655,O22208))","v":""},""]
[null,"EXCLUDE","SC","Buzzard Roost GT",58212,"8","NG","GT",22.7,null,"Electric Utility","N","Simple Cycle Turbine (PRMVR=GT or OT) unit under 25MW",null,{"$f":"IF(B22209=\"CoalST\",MATCH(E22209&\"|\"&F22209,EIA_Units!$BK$6:$BK$22655,0),\"\")","v":""},{"$f":"IF(O22209=\"\",\"\",INDEX(EIA_Units!P22209:'EIA_Units'!$P$6:$P$22655,O22209))","v":""},""]
[null,"EXCLUDE","SC","Buzzard Roost GT",58212,"9","NG","GT",22.7,null,"Electric Utility","N","Simple Cycle Turbine (PRMVR=GT or OT) unit under 25MW",null,{"$f":"IF(B22210=\"CoalST\",MATCH(E22210&\"|\"&F22210,EIA_Units!$BK$6:$BK$22655,0),\"\")","v":""},{"$f":"IF(O22210=\"\",\"\",INDEX(EIA_Units!P22210:'EIA_Units'!$P$6:$P$22655,O22210))","v":""},""]
[null,"EXCLUDE","RI","West Greenwich Solar",58214,"WGRI","SUN","PV",1.9,null,"IPP Non-CHP","N","Non Combustion (NUC, WAT, WND, GEO, or SUN)",null,{"$f":"IF(B22211=\"CoalST\",MATCH(E22211&\"|\"&F22211,EIA_Units!$BK$6:$BK$22655,0),\"\")","v":""},{"$f":"IF(O22211=\"\",\"\",INDEX(EIA_Units!P22211:'EIA_Units'!$P$6:$P$22655,O22211))","v":""},""]
[null,"NGCC","NC","Lee Combined Cycle Plant",58215,"1A","NG","CC",221,null,"Electric Utility","Y","",null,{"$f":"IF(B22212=\"CoalST\",MATCH(E22212&\"|\"&F22212,EIA_Units!$BK$6:$BK$22655,0),\"\")","v":""},{"$f":"IF(O22212=\"\",\"\",INDEX(EIA_Units!P22212:'EIA_Units'!$P$6:$P$22655,O22212))","v":""},""]
[null,"NGCC","NC","Lee Combined Cycle Plant",58215,"1B","NG","CC",221,null,"Electric Utility","Y","",null,{"$f":"IF(B22213=\"CoalST\",MATCH(E22213&\"|\"&F22213,EIA_Units!$BK$6:$BK$22655,0),\"\")","v":""},{"$f":"IF(O22213=\"\",\"\",INDEX(EIA_Units!P22213:'EIA_Units'!$P$6:$P$22655,O22213))","v":""},""]
[null,"NGCC","NC","Lee Combined Cycle Plant",58215,"1C","NG","CC",221,null,"Electric Utility","Y","",null,{"$f":"IF(B22214=\"CoalST\",MATCH(E22214&\"|\"&F22214,EIA_Units!$BK$6:$BK$22655,0),\"\")","v":""},{"$f":"IF(O22214=\"\",\"\",INDEX(EIA_Units!P22214:'EIA_Units'!$P$6:$P$22655,O22214))","v":""},""]
[null,"NGCC","NC","Lee Combined Cycle Plant",58215,"ST1","NG","CC",405,null,"Electric Utility","Y","",null,{"$f":"IF(B22215=\"CoalST\",MATCH(E22215&\"|\"&F22215,EIA_Units!$BK$6:$BK$22655,0),\"\")","v":""},{"$f":"IF(O22215=\"\",\"\",INDEX(EIA_Units!P22215:'EIA_Units'!$P$6:$P$22655,O22215))","v":""},{"$f":"IF(O22215=\"\",\"\",2014-P22215)","v":""}]
[null,"EXCLUDE","CA","Grassland 4 Solar Project",58217,"INV4","SUN","PV",1,null,"IPP Non-CHP","N","Non Combustion (NUC, WAT, WND, GEO, or SUN)",null,{"$f":"IF(B22216=\"CoalST\",MATCH(E22216&\"|\"&F22216,EIA_Units!$BK$6:$BK$22655,0),\"\")","v":""},{"$f":"IF(O22216=\"\",\"\",INDEX(EIA_Units!P22216:'EIA_Units'!$P$6:$P$22655,O22216))","v":""},""]
[null,"EXCLUDE","MT","Spion Kop Wind Farm",58218,"SKW25","WND","WT",40,null,"Electric Utility","N","Non Combustion (NUC, WAT, WND, GEO, or SUN)",null,{"$f":"IF(B22217=\"CoalST\",MATCH(E22217&\"|\"&F22217,EIA_Units!$BK$6:$BK$22655,0),\"\")","v":""},{"$f":"IF(O22217=\"\",\"\",INDEX(EIA_Units!P22217:'EIA_Units'!$P$6:$P$22655,O22217))","v":""},""]
[null,"EXCLUDE","WI","GL Dairy Biogas",58219,"1426","OBG","IC",1.4,null,"IPP Non-CHP","N","Internal Combustion (PRMVR=IC)",null,{"$f":"IF(B22218=\"CoalST\",MATCH(E22218&\"|\"&F22218,EIA_Units!$BK$6:$BK$22655,0),\"\")","v":""},{"$f":"IF(O22218=\"\",\"\",INDEX(EIA_Units!P22218:'EIA_Units'!$P$6:$P$22655,O22218))","v":""},""]
[null,"EXCLUDE","WI","GL Dairy Biogas",58219,"633","OBG","IC",0.6,null,"IPP Non-CHP","N","Internal Combustion (PRMVR=IC)",null,{"$f":"IF(B22219=\"CoalST\",MATCH(E22219&\"|\"&F22219,EIA_Units!$BK$6:$BK$22655,0),\"\")","v":""},{"$f":"IF(O22219=\"\",\"\",INDEX(EIA_Units!P22219:'EIA_Units'!$P$6:$P$22655,O22219))","v":""},""]
[null,"EXCLUDE","OH","Haviland Plastic Products",58220,"WTGA","WND","WT",1.5,null,"Industrial Non-CHP","N","Non Combustion (NUC, WAT, WND, GEO, or SUN)",null,{"$f":"IF(B22220=\"CoalST\",MATCH(E22220&\"|\"&F22220,EIA_Units!$BK$6:$BK$22655,0),\"\")","v":""},{"$f":"IF(O22220=\"\",\"\",INDEX(EIA_Units!P22220:'EIA_Units'!$P$6:$P$22655,O22220))","v":""},""]
[null,"EXCLUDE","OH","Haviland Plastic Products",58220,"WTGB","WND","WT",1.5,null,"Industrial Non-CHP","N","Non Combustion (NUC, WAT, WND, GEO, or SUN)",null,{"$f":"IF(B22221=\"CoalST\",MATCH(E22221&\"|\"&F22221,EIA_Units!$BK$6:$BK$22655,0),\"\")","v":""},{"$f":"IF(O22221=\"\",\"\",INDEX(EIA_Units!P22221:'EIA_Units'!$P$6:$P$22655,O22221))","v":""},""]
[null,"EXCLUDE","OH","Haviland Plastic Products",58220,"WTGC","WND","WT",1.5,null,"Industrial Non-CHP","N","Non Combustion (NUC, WAT, WND, GEO, or SUN)",null,{"$f":"IF(B22222=\"CoalST\",MATCH(E22222&\"|\"&F22222,EIA_Units!$BK$6:$BK$22655,0),\"\")","v":""},{"$f":"IF(O22222=\"\",\"\",INDEX(EIA_Units!P22222:'EIA_Units'!$P$6:$P$22655,O22222))","v":""},""]
[null,"EXCLUDE","NY","Oak Tree Farm Dairy Facility",58221,"1","DFO","IC",0.4,null,"Industrial CHP","Y","Internal Combustion (PRMVR=IC)",null,{"$f":"IF(B22223=\"CoalST\",MATCH(E22223&\"|\"&F22223,EIA_Units!$BK$6:$BK$22655,0),\"\")","v":""},{"$f":"IF(O22223=\"\",\"\",INDEX(EIA_Units!P22223:'EIA_Units'!$P$6:$P$22655,O22223))","v":""},""]
[null,"EXCLUDE","NY","Oak Tree Farm Dairy Facility",58221,"2","DFO","IC",0.4,null,"Industrial CHP","Y","Internal Combustion (PRMVR=IC)",null,{"$f":"IF(B22224=\"CoalST\",MATCH(E22224&\"|\"&F22224,EIA_Units!$BK$6:$BK$22655,0),\"\")","v":""},{"$f":"IF(O22224=\"\",\"\",INDEX(EIA_Units!P22224:'EIA_Units'!$P$6:$P$22655,O22224))","v":""},""]
[null,"EXCLUDE","NY","Oak Tree Farm Dairy Facility",58221,"3","DFO","IC",0.4,null,"Industrial CHP","Y","Internal Combustion (PRMVR=IC)",null,{"$f":"IF(B22225=\"CoalST\",MATCH(E22225&\"|\"&F22225,EIA_Units!$BK$6:$BK$22655,0),\"\")","v":""},{"$f":"IF(O22225=\"\",\"\",INDEX(EIA_Units!P22225:'EIA_Units'!$P$6:$P$22655,O22225))","v":""},""]
[null,"EXCLUDE","NY","Oak Tree Farm Dairy Facility",58221,"4","DFO","IC",0.4,null,"Industrial CHP","Y","Internal Combustion (PRMVR=IC)",null,{"$f":"IF(B22226=\"CoalST\",MATCH(E22226&\"|\"&F22226,EIA_Units!$BK$6:$BK$22655,0),\"\")","v":""},{"$f":"IF(O22226=\"\",\"\",INDEX(EIA_Units!P22226:'EIA_Units'!$P$6:$P$22655,O22226))","v":""},""]
[null,"EXCLUDE","CA","Hoag Hospital Cogen Plant",58223,"1","NG","IC",1.5,null,"Commercial CHP","Y","Internal Combustion (PRMVR=IC)",null,{"$f":"IF(B22227=\"CoalST\",MATCH(E22227&\"|\"&F22227,EIA_Units!$BK$6:$BK$22655,0),\"\")","v":""},{"$f":"IF(O22227=\"\",\"\",INDEX(EIA_Units!P22227:'EIA_Units'!$P$6:$P$22655,O22227))","v":""},""]
[null,"EXCLUDE","CA","Hoag Hospital Cogen Plant",58223,"2","NG","IC",1.5,null,"Commercial CHP","Y","Internal Combustion (PRMVR=IC)",null,{"$f":"IF(B22228=\"CoalST\",MATCH(E22228&\"|\"&F22228,EIA_Units!$BK$6:$BK$22655,0),\"\")","v":""},{"$f":"IF(O22228=\"\",\"\",INDEX(EIA_Units!P22228:'EIA_Units'!$P$6:$P$22655,O22228))","v":""},""]
[null,"EXCLUDE","CA","Hoag Hospital Cogen Plant",58223,"3","NG","IC",1.5,null,"Commercial CHP","Y","Internal Combustion (PRMVR=IC)",null,{"$f":"IF(B22229=\"CoalST\",MATCH(E22229&\"|\"&F22229,EIA_Units!$BK$6:$BK$22655,0),\"\")","v":""},{"$f":"IF(O22229=\"\",\"\",INDEX(EIA_Units!P22229:'EIA_Units'!$P$6:$P$22655,O22229))","v":""},""]
[null,"EXCLUDE","CT","CCSU Co-Gen-STBY Gen",58224,"EC#1","NG","IC",1.3,null,"Commercial CHP","Y","Internal Combustion (PRMVR=IC)",null,{"$f":"IF(B22230=\"CoalST\",MATCH(E22230&\"|\"&F22230,EIA_Units!$BK$6:$BK$22655,0),\"\")","v":""},{"$f":"IF(O22230=\"\",\"\",INDEX(EIA_Units!P22230:'EIA_Units'!$P$6:$P$22655,O22230))","v":""},""]
[null,"EXCLUDE","CT","CCSU Co-Gen-STBY Gen",58224,"EC#2","NG","IC",1.3,null,"Commercial CHP","Y","Internal Combustion (PRMVR=IC)",null,{"$f":"IF(B22231=\"CoalST\",MATCH(E22231&\"|\"&F22231,EIA_Units!$BK$6:$BK$22655,0),\"\")","v":""},{"$f":"IF(O22231=\"\",\"\",INDEX(EIA_Units!P22231:'EIA_Units'!$P$6:$P$22655,O22231))","v":""},""]
[null,"EXCLUDE","CT","CCSU Co-Gen-STBY Gen",58224,"GRND","DFO","IC",0.3,null,"Commercial CHP","N","Internal Combustion (PRMVR=IC)",null,{"$f":"IF(B22232=\"CoalST\",MATCH(E22232&\"|\"&F22232,EIA_Units!$BK$6:$BK$22655,0),\"\")","v":""},{"$f":"IF(O22232=\"\",\"\",INDEX(EIA_Units!P22232:'EIA_Units'!$P$6:$P$22655,O22232))","v":""},""]
[null,"EXCLUDE","CT","CCSU Co-Gen-STBY Gen",58224,"MEMH","DFO","IC",0.7,null,"Commercial CHP","N","Internal Combustion (PRMVR=IC)",null,{"$f":"IF(B22233=\"CoalST\",MATCH(E22233&\"|\"&F22233,EIA_Units!$BK$6:$BK$22655,0),\"\")","v":""},{"$f":"IF(O22233=\"\",\"\",INDEX(EIA_Units!P22233:'EIA_Units'!$P$6:$P$22655,O22233))","v":""},""]
[null,"EXCLUDE","CA","Newberry Solar 1 LLC",58226,"1","SUN","PV",1.5,null,"IPP Non-CHP","N","Non Combustion (NUC, WAT, WND, GEO, or SUN)",null,{"$f":"IF(B22234=\"CoalST\",MATCH(E22234&\"|\"&F22234,EIA_Units!$BK$6:$BK$22655,0),\"\")","v":""},{"$f":"IF(O22234=\"\",\"\",INDEX(EIA_Units!P22234:'EIA_Units'!$P$6:$P$22655,O22234))","v":""},""]
[null,"EXCLUDE","CA","SEPV9 Power Plant",58227,"SPV9","SUN","PV",9,null,"IPP Non-CHP","N","Non Combustion (NUC, WAT, WND, GEO, or SUN)",null,{"$f":"IF(B22235=\"CoalST\",MATCH(E22235&\"|\"&F22235,EIA_Units!$BK$6:$BK$22655,0),\"\")","v":""},{"$f":"IF(O22235=\"\",\"\",INDEX(EIA_Units!P22235:'EIA_Units'!$P$6:$P$22655,O22235))","v":""},""]
[null,"EXCLUDE","MN","Lake Marion",58229,"GEN1","DFO","IC",8.8000000000000007,null,"IPP Non-CHP","N","Internal Combustion (PRMVR=IC)",null,{"$f":"IF(B22236=\"CoalST\",MATCH(E22236&\"|\"&F22236,EIA_Units!$BK$6:$BK$22655,0),\"\")","v":""},{"$f":"IF(O22236=\"\",\"\",INDEX(EIA_Units!P22236:'EIA_Units'!$P$6:$P$22655,O22236))","v":""},""]
[null,"EXCLUDE","MN","Hastings",58230,"GEN1","DFO","IC",8.8000000000000007,null,"IPP Non-CHP","N","Internal Combustion (PRMVR=IC)",null,{"$f":"IF(B22237=\"CoalST\",MATCH(E22237&\"|\"&F22237,EIA_Units!$BK$6:$BK$22655,0),\"\")","v":""},{"$f":"IF(O22237=\"\",\"\",INDEX(EIA_Units!P22237:'EIA_Units'!$P$6:$P$22655,O22237))","v":""},""]
[null,"EXCLUDE","PA","Lincoln Financial Field",58231,"GEN1","SUN","PV",2.9,null,"IPP Non-CHP","N","Non Combustion (NUC, WAT, WND, GEO, or SUN)",null,{"$f":"IF(B22238=\"CoalST\",MATCH(E22238&\"|\"&F22238,EIA_Units!$BK$6:$BK$22655,0),\"\")","v":""},{"$f":"IF(O22238=\"\",\"\",INDEX(EIA_Units!P22238:'EIA_Units'!$P$6:$P$22655,O22238))","v":""},""]
[null,"EXCLUDE","CA","SEPV 8",58234,"SPV8","SUN","PV",12,null,"IPP Non-CHP","N","Non Combustion (NUC, WAT, WND, GEO, or SUN)",null,{"$f":"IF(B22239=\"CoalST\",MATCH(E22239&\"|\"&F22239,EIA_Units!$BK$6:$BK$22655,0),\"\")","v":""},{"$f":"IF(O22239=\"\",\"\",INDEX(EIA_Units!P22239:'EIA_Units'!$P$6:$P$22655,O22239))","v":""},""]
[null,"EXCLUDE","NJ","Clayville",58235,"1","NG","GT",73,null,"Electric Utility","N","Status of operation (IP,L,P,T,or U) or Retired before 2012",null,{"$f":"IF(B22240=\"CoalST\",MATCH(E22240&\"|\"&F22240,EIA_Units!$BK$6:$BK$22655,0),\"\")","v":""},{"$f":"IF(O22240=\"\",\"\",INDEX(EIA_Units!P22240:'EIA_Units'!$P$6:$P$22655,O22240))","v":""},""]
[null,"EXCLUDE","IA","Marshalltown Generating Station",58236,"CC1","NG","CC",870,null,"Electric Utility","N","Status of operation (IP,L,P,T,or U) or Retired before 2012",null,{"$f":"IF(B22241=\"CoalST\",MATCH(E22241&\"|\"&F22241,EIA_Units!$BK$6:$BK$22655,0),\"\")","v":""},{"$f":"IF(O22241=\"\",\"\",INDEX(EIA_Units!P22241:'EIA_Units'!$P$6:$P$22655,O22241))","v":""},""]
[null,"EXCLUDE","TX","Pattern Panhandle Wind LLC",58242,"1","WND","WT",322,null,"IPP Non-CHP","N","Non Combustion (NUC, WAT, WND, GEO, or SUN)",null,{"$f":"IF(B22242=\"CoalST\",MATCH(E22242&\"|\"&F22242,EIA_Units!$BK$6:$BK$22655,0),\"\")","v":""},{"$f":"IF(O22242=\"\",\"\",INDEX(EIA_Units!P22242:'EIA_Units'!$P$6:$P$22655,O22242))","v":""},""]
[null,"EXCLUDE","IL","Northeastern Illinois University Cogen",58245,"GEN1","NG","IC",0.8,null,"Commercial CHP","Y","Internal Combustion (PRMVR=IC)",null,{"$f":"IF(B22243=\"CoalST\",MATCH(E22243&\"|\"&F22243,EIA_Units!$BK$6:$BK$22655,0),\"\")","v":""},{"$f":"IF(O22243=\"\",\"\",INDEX(EIA_Units!P22243:'EIA_Units'!$P$6:$P$22655,O22243))","v":""},""]
[null,"EXCLUDE","IL","Northeastern Illinois University Cogen",58245,"GEN2","NG","IC",0.8,null,"Commercial CHP","Y","Internal Combustion (PRMVR=IC)",null,{"$f":"IF(B22244=\"CoalST\",MATCH(E22244&\"|\"&F22244,EIA_Units!$BK$6:$BK$22655,0),\"\")","v":""},{"$f":"IF(O22244=\"\",\"\",INDEX(EIA_Units!P22244:'EIA_Units'!$P$6:$P$22655,O22244))","v":""},""]
[null,"EXCLUDE","IL","Northeastern Illinois University Cogen",58245,"GEN3","NG","IC",0.8,null,"Commercial CHP","Y","Internal Combustion (PRMVR=IC)",null,{"$f":"IF(B22245=\"CoalST\",MATCH(E22245&\"|\"&F22245,EIA_Units!$BK$6:$BK$22655,0),\"\")","v":""},{"$f":"IF(O22245=\"\",\"\",INDEX(EIA_Units!P22245:'EIA_Units'!$P$6:$P$22655,O22245))","v":""},""]
[null,"EXCLUDE","IL","Northeastern Illinois University Cogen",58245,"GEN4","NG","IC",0.8,null,"Commercial CHP","Y","Internal Combustion (PRMVR=IC)",null,{"$f":"IF(B22246=\"CoalST\",MATCH(E22246&\"|\"&F22246,EIA_Units!$BK$6:$BK$22655,0),\"\")","v":""},{"$f":"IF(O22246=\"\",\"\",INDEX(EIA_Units!P22246:'EIA_Units'!$P$6:$P$22655,O22246))","v":""},""]
[null,"EXCLUDE","MD","Millersville LFG",58246,"CAT1","LFG","IC",1.6,null,"IPP Non-CHP","N","Internal Combustion (PRMVR=IC)",null,{"$f":"IF(B22247=\"CoalST\",MATCH(E22247&\"|\"&F22247,EIA_Units!$BK$6:$BK$22655,0),\"\")","v":""},{"$f":"IF(O22247=\"\",\"\",INDEX(EIA_Units!P22247:'EIA_Units'!$P$6:$P$22655,O22247))","v":""},""]
[null,"EXCLUDE","MD","Millersville LFG",58246,"CAT2","LFG","IC",1.6,null,"IPP Non-CHP","N","Internal Combustion (PRMVR=IC)",null,{"$f":"IF(B22248=\"CoalST\",MATCH(E22248&\"|\"&F22248,EIA_Units!$BK$6:$BK$22655,0),\"\")","v":""},{"$f":"IF(O22248=\"\",\"\",INDEX(EIA_Units!P22248:'EIA_Units'!$P$6:$P$22655,O22248))","v":""},""]
[null,"EXCLUDE","CA","Pierce College",58248,"GEN1","SUN","PV",1.9,null,"Commercial Non-CHP","N","Non Combustion (NUC, WAT, WND, GEO, or SUN)",null,{"$f":"IF(B22249=\"CoalST\",MATCH(E22249&\"|\"&F22249,EIA_Units!$BK$6:$BK$22655,0),\"\")","v":""},{"$f":"IF(O22249=\"\",\"\",INDEX(EIA_Units!P22249:'EIA_Units'!$P$6:$P$22655,O22249))","v":""},""]
[null,"EXCLUDE","CA","VA Sepulveda Ambulatory Care Center",58249,"GEN1","SUN","PV",3.5,null,"Commercial Non-CHP","N","Non Combustion (NUC, WAT, WND, GEO, or SUN)",null,{"$f":"IF(B22250=\"CoalST\",MATCH(E22250&\"|\"&F22250,EIA_Units!$BK$6:$BK$22655,0),\"\")","v":""},{"$f":"IF(O22250=\"\",\"\",INDEX(EIA_Units!P22250:'EIA_Units'!$P$6:$P$22655,O22250))","v":""},""]
[null,"EXCLUDE","PA","Tullytown",58250,"GEN1","LFG","IC",1.6,null,"IPP Non-CHP","N","Internal Combustion (PRMVR=IC)",null,{"$f":"IF(B22251=\"CoalST\",MATCH(E22251&\"|\"&F22251,EIA_Units!$BK$6:$BK$22655,0),\"\")","v":""},{"$f":"IF(O22251=\"\",\"\",INDEX(EIA_Units!P22251:'EIA_Units'!$P$6:$P$22655,O22251))","v":""},""]
[null,"EXCLUDE","MD","Alpha Ridge LFG",58252,"JEN1","LFG","IC",1,null,"IPP Non-CHP","N","Internal Combustion (PRMVR=IC)",null,{"$f":"IF(B22252=\"CoalST\",MATCH(E22252&\"|\"&F22252,EIA_Units!$BK$6:$BK$22655,0),\"\")","v":""},{"$f":"IF(O22252=\"\",\"\",INDEX(EIA_Units!P22252:'EIA_Units'!$P$6:$P$22655,O22252))","v":""},""]
[null,"EXCLUDE","CA","CBS Television City",58253,"GEN1","SUN","PV",1.9,null,"Commercial Non-CHP","N","Non Combustion (NUC, WAT, WND, GEO, or SUN)",null,{"$f":"IF(B22253=\"CoalST\",MATCH(E22253&\"|\"&F22253,EIA_Units!$BK$6:$BK$22655,0),\"\")","v":""},{"$f":"IF(O22253=\"\",\"\",INDEX(EIA_Units!P22253:'EIA_Units'!$P$6:$P$22655,O22253))","v":""},""]
[null,"EXCLUDE","MI","Chatham",58254,"CT02R","NG","GT",3.6,null,"Electric Utility","N","Simple Cycle Turbine (PRMVR=GT or OT) unit under 25MW",null,{"$f":"IF(B22254=\"CoalST\",MATCH(E22254&\"|\"&F22254,EIA_Units!$BK$6:$BK$22655,0),\"\")","v":""},{"$f":"IF(O22254=\"\",\"\",INDEX(EIA_Units!P22254:'EIA_Units'!$P$6:$P$22655,O22254))","v":""},""]
[null,"EXCLUDE","MI","Chatham",58254,"CTOIS","NG","GT",3.7,null,"Electric Utility","N","Simple Cycle Turbine (PRMVR=GT or OT) unit under 25MW",null,{"$f":"IF(B22255=\"CoalST\",MATCH(E22255&\"|\"&F22255,EIA_Units!$BK$6:$BK$22655,0),\"\")","v":""},{"$f":"IF(O22255=\"\",\"\",INDEX(EIA_Units!P22255:'EIA_Units'!$P$6:$P$22655,O22255))","v":""},""]
[null,"EXCLUDE","KS","Rubart",58255,"01","NG","IC",10,null,"Electric Utility","N","Internal Combustion (PRMVR=IC)",null,{"$f":"IF(B22256=\"CoalST\",MATCH(E22256&\"|\"&F22256,EIA_Units!$BK$6:$BK$22655,0),\"\")","v":""},{"$f":"IF(O22256=\"\",\"\",INDEX(EIA_Units!P22256:'EIA_Units'!$P$6:$P$22655,O22256))","v":""},""]
[null,"EXCLUDE","KS","Rubart",58255,"02","NG","IC",10,null,"Electric Utility","N","Internal Combustion (PRMVR=IC)",null,{"$f":"IF(B22257=\"CoalST\",MATCH(E22257&\"|\"&F22257,EIA_Units!$BK$6:$BK$22655,0),\"\")","v":""},{"$f":"IF(O22257=\"\",\"\",INDEX(EIA_Units!P22257:'EIA_Units'!$P$6:$P$22655,O22257))","v":""},""]
[null,"EXCLUDE","KS","Rubart",58255,"03","NG","IC",10,null,"Electric Utility","N","Internal Combustion (PRMVR=IC)",null,{"$f":"IF(B22258=\"CoalST\",MATCH(E22258&\"|\"&F22258,EIA_Units!$BK$6:$BK$22655,0),\"\")","v":""},{"$f":"IF(O22258=\"\",\"\",INDEX(EIA_Units!P22258:'EIA_Units'!$P$6:$P$22655,O22258))","v":""},""]
[null,"EXCLUDE","KS","Rubart",58255,"04","NG","IC",10,null,"Electric Utility","N","Internal Combustion (PRMVR=IC)",null,{"$f":"IF(B22259=\"CoalST\",MATCH(E22259&\"|\"&F22259,EIA_Units!$BK$6:$BK$22655,0),\"\")","v":""},{"$f":"IF(O22259=\"\",\"\",INDEX(EIA_Units!P22259:'EIA_Units'!$P$6:$P$22655,O22259))","v":""},""]
[null,"EXCLUDE","KS","Rubart",58255,"05","NG","IC",10,null,"Electric Utility","N","Internal Combustion (PRMVR=IC)",null,{"$f":"IF(B22260=\"CoalST\",MATCH(E22260&\"|\"&F22260,EIA_Units!$BK$6:$BK$22655,0),\"\")","v":""},{"$f":"IF(O22260=\"\",\"\",INDEX(EIA_Units!P22260:'EIA_Units'!$P$6:$P$22655,O22260))","v":""},""]
[null,"EXCLUDE","KS","Rubart",58255,"06","NG","IC",10,null,"Electric Utility","N","Internal Combustion (PRMVR=IC)",null,{"$f":"IF(B22261=\"CoalST\",MATCH(E22261&\"|\"&F22261,EIA_Units!$BK$6:$BK$22655,0),\"\")","v":""},{"$f":"IF(O22261=\"\",\"\",INDEX(EIA_Units!P22261:'EIA_Units'!$P$6:$P$22655,O22261))","v":""},""]
[null,"EXCLUDE","KS","Rubart",58255,"07","NG","IC",10,null,"Electric Utility","N","Internal Combustion (PRMVR=IC)",null,{"$f":"IF(B22262=\"CoalST\",MATCH(E22262&\"|\"&F22262,EIA_Units!$BK$6:$BK$22655,0),\"\")","v":""},{"$f":"IF(O22262=\"\",\"\",INDEX(EIA_Units!P22262:'EIA_Units'!$P$6:$P$22655,O22262))","v":""},""]
[null,"EXCLUDE","KS","Rubart",58255,"08","NG","IC",10,null,"Electric Utility","N","Internal Combustion (PRMVR=IC)",null,{"$f":"IF(B22263=\"CoalST\",MATCH(E22263&\"|\"&F22263,EIA_Units!$BK$6:$BK$22655,0),\"\")","v":""},{"$f":"IF(O22263=\"\",\"\",INDEX(EIA_Units!P22263:'EIA_Units'!$P$6:$P$22655,O22263))","v":""},""]
[null,"EXCLUDE","KS","Rubart",58255,"09","NG","IC",10,null,"Electric Utility","N","Internal Combustion (PRMVR=IC)",null,{"$f":"IF(B22264=\"CoalST\",MATCH(E22264&\"|\"&F22264,EIA_Units!$BK$6:$BK$22655,0),\"\")","v":""},{"$f":"IF(O22264=\"\",\"\",INDEX(EIA_Units!P22264:'EIA_Units'!$P$6:$P$22655,O22264))","v":""},""]
[null,"EXCLUDE","KS","Rubart",58255,"10","NG","IC",10,null,"Electric Utility","N","Internal Combustion (PRMVR=IC)",null,{"$f":"IF(B22265=\"CoalST\",MATCH(E22265&\"|\"&F22265,EIA_Units!$BK$6:$BK$22655,0),\"\")","v":""},{"$f":"IF(O22265=\"\",\"\",INDEX(EIA_Units!P22265:'EIA_Units'!$P$6:$P$22655,O22265))","v":""},""]
[null,"EXCLUDE","KS","Rubart",58255,"11","NG","IC",10,null,"Electric Utility","N","Internal Combustion (PRMVR=IC)",null,{"$f":"IF(B22266=\"CoalST\",MATCH(E22266&\"|\"&F22266,EIA_Units!$BK$6:$BK$22655,0),\"\")","v":""},{"$f":"IF(O22266=\"\",\"\",INDEX(EIA_Units!P22266:'EIA_Units'!$P$6:$P$22655,O22266))","v":""},""]
[null,"EXCLUDE","KS","Rubart",58255,"12","NG","IC",10,null,"Electric Utility","N","Internal Combustion (PRMVR=IC)",null,{"$f":"IF(B22267=\"CoalST\",MATCH(E22267&\"|\"&F22267,EIA_Units!$BK$6:$BK$22655,0),\"\")","v":""},{"$f":"IF(O22267=\"\",\"\",INDEX(EIA_Units!P22267:'EIA_Units'!$P$6:$P$22655,O22267))","v":""},""]
[null,"EXCLUDE","NM","Los Alamos PV Site",58256,"2","MWH","BA",1,null,"Electric Utility","N","Energy Storage Battery or Energy Storage Compressed Air or Flywheel (PRMVR=BA or CE or FW)",null,{"$f":"IF(B22268=\"CoalST\",MATCH(E22268&\"|\"&F22268,EIA_Units!$BK$6:$BK$22655,0),\"\")","v":""},{"$f":"IF(O22268=\"\",\"\",INDEX(EIA_Units!P22268:'EIA_Units'!$P$6:$P$22655,O22268))","v":""},""]
[null,"EXCLUDE","NM","Los Alamos PV Site",58256,"3","MWH","BA",0.8,null,"Electric Utility","N","Energy Storage Battery or Energy Storage Compressed Air or Flywheel (PRMVR=BA or CE or FW)",null,{"$f":"IF(B22269=\"CoalST\",MATCH(E22269&\"|\"&F22269,EIA_Units!$BK$6:$BK$22655,0),\"\")","v":""},{"$f":"IF(O22269=\"\",\"\",INDEX(EIA_Units!P22269:'EIA_Units'!$P$6:$P$22655,O22269))","v":""},""]
[null,"EXCLUDE","SC","Upper Pacolet Hydro",58257,"UP1","WAT","HY",1.1000000000000001,null,"Electric Utility","N","Non Combustion (NUC, WAT, WND, GEO, or SUN)",null,{"$f":"IF(B22270=\"CoalST\",MATCH(E22270&\"|\"&F22270,EIA_Units!$BK$6:$BK$22655,0),\"\")","v":""},{"$f":"IF(O22270=\"\",\"\",INDEX(EIA_Units!P22270:'EIA_Units'!$P$6:$P$22655,O22270))","v":""},""]
[null,"EXCLUDE","CA","Central Utilities Plant LAX 2",58258,"GEN1","NG","GT",4.5999999999999996,null,"Commercial CHP","Y","Simple Cycle Turbine (PRMVR=GT or OT) unit under 25MW",null,{"$f":"IF(B22271=\"CoalST\",MATCH(E22271&\"|\"&F22271,EIA_Units!$BK$6:$BK$22655,0),\"\")","v":""},{"$f":"IF(O22271=\"\",\"\",INDEX(EIA_Units!P22271:'EIA_Units'!$P$6:$P$22655,O22271))","v":""},""]
[null,"EXCLUDE","CA","Central Utilities Plant LAX 2",58258,"GEN2","NG","GT",4.5999999999999996,null,"Commercial CHP","Y","Simple Cycle Turbine (PRMVR=GT or OT) unit under 25MW",null,{"$f":"IF(B22272=\"CoalST\",MATCH(E22272&\"|\"&F22272,EIA_Units!$BK$6:$BK$22655,0),\"\")","v":""},{"$f":"IF(O22272=\"\",\"\",INDEX(EIA_Units!P22272:'EIA_Units'!$P$6:$P$22655,O22272))","v":""},""]
[null,"EXCLUDE","VA","Brunswick County Power Station",58260,"CT01","NG","CC",297.5,null,"Electric Utility","N","Status of operation (IP,L,P,T,or U) or Retired before 2012",null,{"$f":"IF(B22273=\"CoalST\",MATCH(E22273&\"|\"&F22273,EIA_Units!$BK$6:$BK$22655,0),\"\")","v":""},{"$f":"IF(O22273=\"\",\"\",INDEX(EIA_Units!P22273:'EIA_Units'!$P$6:$P$22655,O22273))","v":""},""]
[null,"EXCLUDE","VA","Brunswick County Power Station",58260,"CT02","NG","CC",297.5,null,"Electric Utility","N","Status of operation (IP,L,P,T,or U) or Retired before 2012",null,{"$f":"IF(B22274=\"CoalST\",MATCH(E22274&\"|\"&F22274,EIA_Units!$BK$6:$BK$22655,0),\"\")","v":""},{"$f":"IF(O22274=\"\",\"\",INDEX(EIA_Units!P22274:'EIA_Units'!$P$6:$P$22655,O22274))","v":""},""]
[null,"EXCLUDE","VA","Brunswick County Power Station",58260,"CT03","NG","CC",297.5,null,"Electric Utility","N","Status of operation (IP,L,P,T,or U) or Retired before 2012",null,{"$f":"IF(B22275=\"CoalST\",MATCH(E22275&\"|\"&F22275,EIA_Units!$BK$6:$BK$22655,0),\"\")","v":""},{"$f":"IF(O22275=\"\",\"\",INDEX(EIA_Units!P22275:'EIA_Units'!$P$6:$P$22655,O22275))","v":""},""]
[null,"EXCLUDE","VA","Brunswick County Power Station",58260,"ST01","NG","CC",579.70000000000005,null,"Electric Utility","N","Status of operation (IP,L,P,T,or U) or Retired before 2012",null,{"$f":"IF(B22276=\"CoalST\",MATCH(E22276&\"|\"&F22276,EIA_Units!$BK$6:$BK$22655,0),\"\")","v":""},{"$f":"IF(O22276=\"\",\"\",INDEX(EIA_Units!P22276:'EIA_Units'!$P$6:$P$22655,O22276))","v":""},""]
[null,"EXCLUDE","AZ","Badger 1",58262,"1","SUN","PV",14.8,null,"IPP Non-CHP","N","Non Combustion (NUC, WAT, WND, GEO, or SUN)",null,{"$f":"IF(B22277=\"CoalST\",MATCH(E22277&\"|\"&F22277,EIA_Units!$BK$6:$BK$22655,0),\"\")","v":""},{"$f":"IF(O22277=\"\",\"\",INDEX(EIA_Units!P22277:'EIA_Units'!$P$6:$P$22655,O22277))","v":""},""]
[null,"EXCLUDE","IA","NCAH Central Utility Plant",58265,"C-3","DFO","IC",0.2,null,"Commercial CHP","N","Internal Combustion (PRMVR=IC)",null,{"$f":"IF(B22278=\"CoalST\",MATCH(E22278&\"|\"&F22278,EIA_Units!$BK$6:$BK$22655,0),\"\")","v":""},{"$f":"IF(O22278=\"\",\"\",INDEX(EIA_Units!P22278:'EIA_Units'!$P$6:$P$22655,O22278))","v":""},""]
[null,"EXCLUDE","IA","NCAH Central Utility Plant",58265,"EP-2","DFO","IC",0.6,null,"Commercial CHP","N","Internal Combustion (PRMVR=IC)",null,{"$f":"IF(B22279=\"CoalST\",MATCH(E22279&\"|\"&F22279,EIA_Units!$BK$6:$BK$22655,0),\"\")","v":""},{"$f":"IF(O22279=\"\",\"\",INDEX(EIA_Units!P22279:'EIA_Units'!$P$6:$P$22655,O22279))","v":""},{"$f":"IF(O22279=\"\",\"\",2014-P22279)","v":""}]
[null,"EXCLUDE","IA","NCAH Central Utility Plant",58265,"EP-6","DFO","IC",0.8,null,"Commercial CHP","N","Internal Combustion (PRMVR=IC)",null,{"$f":"IF(B22280=\"CoalST\",MATCH(E22280&\"|\"&F22280,EIA_Units!$BK$6:$BK$22655,0),\"\")","v":""},{"$f":"IF(O22280=\"\",\"\",INDEX(EIA_Units!P22280:'EIA_Units'!$P$6:$P$22655,O22280))","v":""},""]
[null,"EXCLUDE","IA","NCAH Central Utility Plant",58265,"FRZRF","DFO","IC",0.2,null,"Commercial CHP","N","Internal Combustion (PRMVR=IC)",null,{"$f":"IF(B22281=\"CoalST\",MATCH(E22281&\"|\"&F22281,EIA_Units!$BK$6:$BK$22655,0),\"\")","v":""},{"$f":"IF(O22281=\"\",\"\",INDEX(EIA_Units!P22281:'EIA_Units'!$P$6:$P$22655,O22281))","v":""},""]
[null,"EXCLUDE","IA","NCAH Central Utility Plant",58265,"MBGEN","DFO","IC",0.5,null,"Commercial CHP","N","Internal Combustion (PRMVR=IC)",null,{"$f":"IF(B22282=\"CoalST\",MATCH(E22282&\"|\"&F22282,EIA_Units!$BK$6:$BK$22655,0),\"\")","v":""},{"$f":"IF(O22282=\"\",\"\",INDEX(EIA_Units!P22282:'EIA_Units'!$P$6:$P$22655,O22282))","v":""},""]
[null,"EXCLUDE","IA","NCAH Central Utility Plant",58265,"S-13","DFO","IC",2.1,null,"Commercial CHP","N","Internal Combustion (PRMVR=IC)",null,{"$f":"IF(B22283=\"CoalST\",MATCH(E22283&\"|\"&F22283,EIA_Units!$BK$6:$BK$22655,0),\"\")","v":""},{"$f":"IF(O22283=\"\",\"\",INDEX(EIA_Units!P22283:'EIA_Units'!$P$6:$P$22655,O22283))","v":""},""]
[null,"EXCLUDE","IA","NCAH Central Utility Plant",58265,"S-14","DFO","IC",2.1,null,"Commercial CHP","N","Internal Combustion (PRMVR=IC)",null,{"$f":"IF(B22284=\"CoalST\",MATCH(E22284&\"|\"&F22284,EIA_Units!$BK$6:$BK$22655,0),\"\")","v":""},{"$f":"IF(O22284=\"\",\"\",INDEX(EIA_Units!P22284:'EIA_Units'!$P$6:$P$22655,O22284))","v":""},""]
[null,"EXCLUDE","IA","NCAH Central Utility Plant",58265,"S-17","DFO","IC",2,null,"Commercial CHP","N","Internal Combustion (PRMVR=IC)",null,{"$f":"IF(B22285=\"CoalST\",MATCH(E22285&\"|\"&F22285,EIA_Units!$BK$6:$BK$22655,0),\"\")","v":""},{"$f":"IF(O22285=\"\",\"\",INDEX(EIA_Units!P22285:'EIA_Units'!$P$6:$P$22655,O22285))","v":""},""]
[null,"EXCLUDE","IA","NCAH Central Utility Plant",58265,"S-18","DFO","IC",2,null,"Commercial CHP","N","Internal Combustion (PRMVR=IC)",null,{"$f":"IF(B22286=\"CoalST\",MATCH(E22286&\"|\"&F22286,EIA_Units!$BK$6:$BK$22655,0),\"\")","v":""},{"$f":"IF(O22286=\"\",\"\",INDEX(EIA_Units!P22286:'EIA_Units'!$P$6:$P$22655,O22286))","v":""},""]
[null,"EXCLUDE","IA","NCAH Central Utility Plant",58265,"S-19","DFO","IC",2,null,"Commercial CHP","N","Internal Combustion (PRMVR=IC)",null,{"$f":"IF(B22287=\"CoalST\",MATCH(E22287&\"|\"&F22287,EIA_Units!$BK$6:$BK$22655,0),\"\")","v":""},{"$f":"IF(O22287=\"\",\"\",INDEX(EIA_Units!P22287:'EIA_Units'!$P$6:$P$22655,O22287))","v":""},""]
[null,"EXCLUDE","OR","Port Westward Unit 2",58266,"1","NG","IC",18.8,null,"Electric Utility","N","Internal Combustion (PRMVR=IC)",null,{"$f":"IF(B22288=\"CoalST\",MATCH(E22288&\"|\"&F22288,EIA_Units!$BK$6:$BK$22655,0),\"\")","v":""},{"$f":"IF(O22288=\"\",\"\",INDEX(EIA_Units!P22288:'EIA_Units'!$P$6:$P$22655,O22288))","v":""},""]
[null,"EXCLUDE","OR","Port Westward Unit 2",58266,"10","NG","IC",18.8,null,"Electric Utility","N","Internal Combustion (PRMVR=IC)",null,{"$f":"IF(B22289=\"CoalST\",MATCH(E22289&\"|\"&F22289,EIA_Units!$BK$6:$BK$22655,0),\"\")","v":""},{"$f":"IF(O22289=\"\",\"\",INDEX(EIA_Units!P22289:'EIA_Units'!$P$6:$P$22655,O22289))","v":""},""]
[null,"EXCLUDE","OR","Port Westward Unit 2",58266,"11","NG","IC",18.8,null,"Electric Utility","N","Internal Combustion (PRMVR=IC)",null,{"$f":"IF(B22290=\"CoalST\",MATCH(E22290&\"|\"&F22290,EIA_Units!$BK$6:$BK$22655,0),\"\")","v":""},{"$f":"IF(O22290=\"\",\"\",INDEX(EIA_Units!P22290:'EIA_Units'!$P$6:$P$22655,O22290))","v":""},""]
[null,"EXCLUDE","OR","Port Westward Unit 2",58266,"12","NG","IC",18.8,null,"Electric Utility","N","Internal Combustion (PRMVR=IC)",null,{"$f":"IF(B22291=\"CoalST\",MATCH(E22291&\"|\"&F22291,EIA_Units!$BK$6:$BK$22655,0),\"\")","v":""},{"$f":"IF(O22291=\"\",\"\",INDEX(EIA_Units!P22291:'EIA_Units'!$P$6:$P$22655,O22291))","v":""},""]
[null,"EXCLUDE","OR","Port Westward Unit 2",58266,"2","NG","IC",18.8,null,"Electric Utility","N","Internal Combustion (PRMVR=IC)",null,{"$f":"IF(B22292=\"CoalST\",MATCH(E22292&\"|\"&F22292,EIA_Units!$BK$6:$BK$22655,0),\"\")","v":""},{"$f":"IF(O22292=\"\",\"\",INDEX(EIA_Units!P22292:'EIA_Units'!$P$6:$P$22655,O22292))","v":""},""]
[null,"EXCLUDE","OR","Port Westward Unit 2",58266,"3","NG","IC",18.8,null,"Electric Utility","N","Internal Combustion (PRMVR=IC)",null,{"$f":"IF(B22293=\"CoalST\",MATCH(E22293&\"|\"&F22293,EIA_Units!$BK$6:$BK$22655,0),\"\")","v":""},{"$f":"IF(O22293=\"\",\"\",INDEX(EIA_Units!P22293:'EIA_Units'!$P$6:$P$22655,O22293))","v":""},""]
[null,"EXCLUDE","OR","Port Westward Unit 2",58266,"4","NG","IC",18.8,null,"Electric Utility","N","Internal Combustion (PRMVR=IC)",null,{"$f":"IF(B22294=\"CoalST\",MATCH(E22294&\"|\"&F22294,EIA_Units!$BK$6:$BK$22655,0),\"\")","v":""},{"$f":"IF(O22294=\"\",\"\",INDEX(EIA_Units!P22294:'EIA_Units'!$P$6:$P$22655,O22294))","v":""},""]
[null,"EXCLUDE","OR","Port Westward Unit 2",58266,"5","NG","IC",18.8,null,"Electric Utility","N","Internal Combustion (PRMVR=IC)",null,{"$f":"IF(B22295=\"CoalST\",MATCH(E22295&\"|\"&F22295,EIA_Units!$BK$6:$BK$22655,0),\"\")","v":""},{"$f":"IF(O22295=\"\",\"\",INDEX(EIA_Units!P22295:'EIA_Units'!$P$6:$P$22655,O22295))","v":""},""]
[null,"EXCLUDE","OR","Port Westward Unit 2",58266,"6","NG","IC",18.8,null,"Electric Utility","N","Internal Combustion (PRMVR=IC)",null,{"$f":"IF(B22296=\"CoalST\",MATCH(E22296&\"|\"&F22296,EIA_Units!$BK$6:$BK$22655,0),\"\")","v":""},{"$f":"IF(O22296=\"\",\"\",INDEX(EIA_Units!P22296:'EIA_Units'!$P$6:$P$22655,O22296))","v":""},""]
[null,"EXCLUDE","OR","Port Westward Unit 2",58266,"7","NG","IC",18.8,null,"Electric Utility","N","Internal Combustion (PRMVR=IC)",null,{"$f":"IF(B22297=\"CoalST\",MATCH(E22297&\"|\"&F22297,EIA_Units!$BK$6:$BK$22655,0),\"\")","v":""},{"$f":"IF(O22297=\"\",\"\",INDEX(EIA_Units!P22297:'EIA_Units'!$P$6:$P$22655,O22297))","v":""},""]
[null,"EXCLUDE","OR","Port Westward Unit 2",58266,"8","NG","IC",18.8,null,"Electric Utility","N","Internal Combustion (PRMVR=IC)",null,{"$f":"IF(B22298=\"CoalST\",MATCH(E22298&\"|\"&F22298,EIA_Units!$BK$6:$BK$22655,0),\"\")","v":""},{"$f":"IF(O22298=\"\",\"\",INDEX(EIA_Units!P22298:'EIA_Units'!$P$6:$P$22655,O22298))","v":""},""]
[null,"EXCLUDE","OR","Port Westward Unit 2",58266,"9","NG","IC",18.8,null,"Electric Utility","N","Internal Combustion (PRMVR=IC)",null,{"$f":"IF(B22299=\"CoalST\",MATCH(E22299&\"|\"&F22299,EIA_Units!$BK$6:$BK$22655,0),\"\")","v":""},{"$f":"IF(O22299=\"\",\"\",INDEX(EIA_Units!P22299:'EIA_Units'!$P$6:$P$22655,O22299))","v":""},""]
[null,"EXCLUDE","NC","UNC-CH LFG Facility",58268,"LFG1","LFG","IC",1,null,"Commercial Non-CHP","N","Internal Combustion (PRMVR=IC)",null,{"$f":"IF(B22300=\"CoalST\",MATCH(E22300&\"|\"&F22300,EIA_Units!$BK$6:$BK$22655,0),\"\")","v":""},{"$f":"IF(O22300=\"\",\"\",INDEX(EIA_Units!P22300:'EIA_Units'!$P$6:$P$22655,O22300))","v":""},""]
[null,"EXCLUDE","OH","Bay View Backup Power Facility",58269,"G1","DFO","IC",2,null,"Electric Utility","N","Internal Combustion (PRMVR=IC)",null,{"$f":"IF(B22301=\"CoalST\",MATCH(E22301&\"|\"&F22301,EIA_Units!$BK$6:$BK$22655,0),\"\")","v":""},{"$f":"IF(O22301=\"\",\"\",INDEX(EIA_Units!P22301:'EIA_Units'!$P$6:$P$22655,O22301))","v":""},""]
[null,"EXCLUDE","OH","Bay View Backup Power Facility",58269,"G2","NG","IC",2,null,"Electric Utility","N","Internal Combustion (PRMVR=IC)",null,{"$f":"IF(B22302=\"CoalST\",MATCH(E22302&\"|\"&F22302,EIA_Units!$BK$6:$BK$22655,0),\"\")","v":""},{"$f":"IF(O22302=\"\",\"\",INDEX(EIA_Units!P22302:'EIA_Units'!$P$6:$P$22655,O22302))","v":""},""]
[null,"EXCLUDE","OH","Bay View Backup Power Facility",58269,"G3","NG","IC",2,null,"Electric Utility","N","Internal Combustion (PRMVR=IC)",null,{"$f":"IF(B22303=\"CoalST\",MATCH(E22303&\"|\"&F22303,EIA_Units!$BK$6:$BK$22655,0),\"\")","v":""},{"$f":"IF(O22303=\"\",\"\",INDEX(EIA_Units!P22303:'EIA_Units'!$P$6:$P$22655,O22303))","v":""},""]
[null,"EXCLUDE","OH","Bay View Backup Power Facility",58269,"G4","NG","IC",2,null,"Electric Utility","N","Internal Combustion (PRMVR=IC)",null,{"$f":"IF(B22304=\"CoalST\",MATCH(E22304&\"|\"&F22304,EIA_Units!$BK$6:$BK$22655,0),\"\")","v":""},{"$f":"IF(O22304=\"\",\"\",INDEX(EIA_Units!P22304:'EIA_Units'!$P$6:$P$22655,O22304))","v":""},""]
[null,"EXCLUDE","OH","Bay View Backup Power Facility",58269,"G5","NG","IC",2,null,"Electric Utility","N","Internal Combustion (PRMVR=IC)",null,{"$f":"IF(B22305=\"CoalST\",MATCH(E22305&\"|\"&F22305,EIA_Units!$BK$6:$BK$22655,0),\"\")","v":""},{"$f":"IF(O22305=\"\",\"\",INDEX(EIA_Units!P22305:'EIA_Units'!$P$6:$P$22655,O22305))","v":""},""]
[null,"EXCLUDE","OH","Bay View Backup Power Facility",58269,"G6","NG","IC",2,null,"Electric Utility","N","Internal Combustion (PRMVR=IC)",null,{"$f":"IF(B22306=\"CoalST\",MATCH(E22306&\"|\"&F22306,EIA_Units!$BK$6:$BK$22655,0),\"\")","v":""},{"$f":"IF(O22306=\"\",\"\",INDEX(EIA_Units!P22306:'EIA_Units'!$P$6:$P$22655,O22306))","v":""},""]
[null,"EXCLUDE","MA","Mass Midstate Solar 3",58275,"1","SUN","PV",4,null,"IPP Non-CHP","N","Non Combustion (NUC, WAT, WND, GEO, or SUN)",null,{"$f":"IF(B22307=\"CoalST\",MATCH(E22307&\"|\"&F22307,EIA_Units!$BK$6:$BK$22655,0),\"\")","v":""},{"$f":"IF(O22307=\"\",\"\",INDEX(EIA_Units!P22307:'EIA_Units'!$P$6:$P$22655,O22307))","v":""},""]
[null,"EXCLUDE","MA","Mass Midstate Solar 2",58276,"1","SUN","PV",5,null,"IPP Non-CHP","N","Non Combustion (NUC, WAT, WND, GEO, or SUN)",null,{"$f":"IF(B22308=\"CoalST\",MATCH(E22308&\"|\"&F22308,EIA_Units!$BK$6:$BK$22655,0),\"\")","v":""},{"$f":"IF(O22308=\"\",\"\",INDEX(EIA_Units!P22308:'EIA_Units'!$P$6:$P$22655,O22308))","v":""},""]
[null,"EXCLUDE","AK","TNSG North Plant",58278,"13","NG","IC",0.3,null,"Electric Utility","N","Internal Combustion (PRMVR=IC)",null,{"$f":"IF(B22309=\"CoalST\",MATCH(E22309&\"|\"&F22309,EIA_Units!$BK$6:$BK$22655,0),\"\")","v":""},{"$f":"IF(O22309=\"\",\"\",INDEX(EIA_Units!P22309:'EIA_Units'!$P$6:$P$22655,O22309))","v":""},""]
[null,"EXCLUDE","MA","Mass Midstate Solar 1",58279,"1","SUN","PV",5,null,"IPP Non-CHP","N","Non Combustion (NUC, WAT, WND, GEO, or SUN)",null,{"$f":"IF(B22310=\"CoalST\",MATCH(E22310&\"|\"&F22310,EIA_Units!$BK$6:$BK$22655,0),\"\")","v":""},{"$f":"IF(O22310=\"\",\"\",INDEX(EIA_Units!P22310:'EIA_Units'!$P$6:$P$22655,O22310))","v":""},""]
[null,"EXCLUDE","MA","Millbury Solar",58280,"1","SUN","PV",3,null,"IPP Non-CHP","N","Non Combustion (NUC, WAT, WND, GEO, or SUN)",null,{"$f":"IF(B22311=\"CoalST\",MATCH(E22311&\"|\"&F22311,EIA_Units!$BK$6:$BK$22655,0),\"\")","v":""},{"$f":"IF(O22311=\"\",\"\",INDEX(EIA_Units!P22311:'EIA_Units'!$P$6:$P$22655,O22311))","v":""},""]
[null,"EXCLUDE","HI","Mililani South PV",58281,"1","SUN","PV",5,null,"IPP Non-CHP","N","Non Combustion (NUC, WAT, WND, GEO, or SUN)",null,{"$f":"IF(B22312=\"CoalST\",MATCH(E22312&\"|\"&F22312,EIA_Units!$BK$6:$BK$22655,0),\"\")","v":""},{"$f":"IF(O22312=\"\",\"\",INDEX(EIA_Units!P22312:'EIA_Units'!$P$6:$P$22655,O22312))","v":""},""]
[null,"EXCLUDE","MA","Leicester Solar",58282,"1","SUN","PV",5,null,"IPP Non-CHP","N","Non Combustion (NUC, WAT, WND, GEO, or SUN)",null,{"$f":"IF(B22313=\"CoalST\",MATCH(E22313&\"|\"&F22313,EIA_Units!$BK$6:$BK$22655,0),\"\")","v":""},{"$f":"IF(O22313=\"\",\"\",INDEX(EIA_Units!P22313:'EIA_Units'!$P$6:$P$22655,O22313))","v":""},""]
[null,"EXCLUDE","MA","Freetown Solar",58283,"1","SUN","PV",5,null,"IPP Non-CHP","N","Non Combustion (NUC, WAT, WND, GEO, or SUN)",null,{"$f":"IF(B22314=\"CoalST\",MATCH(E22314&\"|\"&F22314,EIA_Units!$BK$6:$BK$22655,0),\"\")","v":""},{"$f":"IF(O22314=\"\",\"\",INDEX(EIA_Units!P22314:'EIA_Units'!$P$6:$P$22655,O22314))","v":""},""]
[null,"EXCLUDE","NM","La Luz Energy Center",58284,"0001","NG","GT",42.3,null,"Electric Utility","N","Status of operation (IP,L,P,T,or U) or Retired before 2012",null,{"$f":"IF(B22315=\"CoalST\",MATCH(E22315&\"|\"&F22315,EIA_Units!$BK$6:$BK$22655,0),\"\")","v":""},{"$f":"IF(O22315=\"\",\"\",INDEX(EIA_Units!P22315:'EIA_Units'!$P$6:$P$22655,O22315))","v":""},""]
[null,"EXCLUDE","NM","La Luz Energy Center",58284,"0002","NG","GT",42.3,null,"Electric Utility","N","Status of operation (IP,L,P,T,or U) or Retired before 2012",null,{"$f":"IF(B22316=\"CoalST\",MATCH(E22316&\"|\"&F22316,EIA_Units!$BK$6:$BK$22655,0),\"\")","v":""},{"$f":"IF(O22316=\"\",\"\",INDEX(EIA_Units!P22316:'EIA_Units'!$P$6:$P$22655,O22316))","v":""},""]
[null,"EXCLUDE","CA","Zuni Road North Solar Farm",58285,"ZNPV","SUN","PV",1.5,null,"IPP Non-CHP","N","Non Combustion (NUC, WAT, WND, GEO, or SUN)",null,{"$f":"IF(B22317=\"CoalST\",MATCH(E22317&\"|\"&F22317,EIA_Units!$BK$6:$BK$22655,0),\"\")","v":""},{"$f":"IF(O22317=\"\",\"\",INDEX(EIA_Units!P22317:'EIA_Units'!$P$6:$P$22655,O22317))","v":""},""]
[null,"EXCLUDE","CA","Zuni Road South Solar Farm",58286,"ZSPV","SUN","PV",1.5,null,"IPP Non-CHP","N","Non Combustion (NUC, WAT, WND, GEO, or SUN)",null,{"$f":"IF(B22318=\"CoalST\",MATCH(E22318&\"|\"&F22318,EIA_Units!$BK$6:$BK$22655,0),\"\")","v":""},{"$f":"IF(O22318=\"\",\"\",INDEX(EIA_Units!P22318:'EIA_Units'!$P$6:$P$22655,O22318))","v":""},""]
[null,"EXCLUDE","CA","Gales A - West",58287,"GWPV","SUN","PV",1.5,null,"IPP Non-CHP","N","Non Combustion (NUC, WAT, WND, GEO, or SUN)",null,{"$f":"IF(B22319=\"CoalST\",MATCH(E22319&\"|\"&F22319,EIA_Units!$BK$6:$BK$22655,0),\"\")","v":""},{"$f":"IF(O22319=\"\",\"\",INDEX(EIA_Units!P22319:'EIA_Units'!$P$6:$P$22655,O22319))","v":""},""]
[null,"EXCLUDE","CA","Gales B - East",58288,"GEPV","SUN","PV",1.5,null,"IPP Non-CHP","N","Non Combustion (NUC, WAT, WND, GEO, or SUN)",null,{"$f":"IF(B22320=\"CoalST\",MATCH(E22320&\"|\"&F22320,EIA_Units!$BK$6:$BK$22655,0),\"\")","v":""},{"$f":"IF(O22320=\"\",\"\",INDEX(EIA_Units!P22320:'EIA_Units'!$P$6:$P$22655,O22320))","v":""},""]
[null,"EXCLUDE","CA","Venable 1 North",58289,"VNPV","SUN","PV",1.5,null,"IPP Non-CHP","N","Non Combustion (NUC, WAT, WND, GEO, or SUN)",null,{"$f":"IF(B22321=\"CoalST\",MATCH(E22321&\"|\"&F22321,EIA_Units!$BK$6:$BK$22655,0),\"\")","v":""},{"$f":"IF(O22321=\"\",\"\",INDEX(EIA_Units!P22321:'EIA_Units'!$P$6:$P$22655,O22321))","v":""},""]
[null,"EXCLUDE","CA","Venable 2 South",58290,"VSPV","SUN","PV",1.5,null,"IPP Non-CHP","N","Non Combustion (NUC, WAT, WND, GEO, or SUN)",null,{"$f":"IF(B22322=\"CoalST\",MATCH(E22322&\"|\"&F22322,EIA_Units!$BK$6:$BK$22655,0),\"\")","v":""},{"$f":"IF(O22322=\"\",\"\",INDEX(EIA_Units!P22322:'EIA_Units'!$P$6:$P$22655,O22322))","v":""},""]
[null,"EXCLUDE","CA","Tehachapi Spindle",58291,"TS1","MWH","FW",20,null,"IPP Non-CHP","N","Energy Storage Battery or Energy Storage Compressed Air or Flywheel (PRMVR=BA or CE or FW)",null,{"$f":"IF(B22323=\"CoalST\",MATCH(E22323&\"|\"&F22323,EIA_Units!$BK$6:$BK$22655,0),\"\")","v":""},{"$f":"IF(O22323=\"\",\"\",INDEX(EIA_Units!P22323:'EIA_Units'!$P$6:$P$22655,O22323))","v":""},""]
[null,"EXCLUDE","AZ","Paradise Valley H.S. PV",58293,"PVH","SUN","PV",1.3,null,"IPP Non-CHP","N","Non Combustion (NUC, WAT, WND, GEO, or SUN)",null,{"$f":"IF(B22324=\"CoalST\",MATCH(E22324&\"|\"&F22324,EIA_Units!$BK$6:$BK$22655,0),\"\")","v":""},{"$f":"IF(O22324=\"\",\"\",INDEX(EIA_Units!P22324:'EIA_Units'!$P$6:$P$22655,O22324))","v":""},""]
[null,"EXCLUDE","NY","SREC Bath LFGTE",58295,"GEN1","LFG","IC",1.6,null,"IPP Non-CHP","N","Internal Combustion (PRMVR=IC)",null,{"$f":"IF(B22325=\"CoalST\",MATCH(E22325&\"|\"&F22325,EIA_Units!$BK$6:$BK$22655,0),\"\")","v":""},{"$f":"IF(O22325=\"\",\"\",INDEX(EIA_Units!P22325:'EIA_Units'!$P$6:$P$22655,O22325))","v":""},""]
[null,"EXCLUDE","NY","SREC Bath LFGTE",58295,"GEN2","LFG","IC",1.6,null,"IPP Non-CHP","N","Internal Combustion (PRMVR=IC)",null,{"$f":"IF(B22326=\"CoalST\",MATCH(E22326&\"|\"&F22326,EIA_Units!$BK$6:$BK$22655,0),\"\")","v":""},{"$f":"IF(O22326=\"\",\"\",INDEX(EIA_Units!P22326:'EIA_Units'!$P$6:$P$22655,O22326))","v":""},""]
[null,"EXCLUDE","CA","Kingsburg Solar",58304,"1","SUN","PV",1.5,null,"IPP Non-CHP","N","Non Combustion (NUC, WAT, WND, GEO, or SUN)",null,{"$f":"IF(B22327=\"CoalST\",MATCH(E22327&\"|\"&F22327,EIA_Units!$BK$6:$BK$22655,0),\"\")","v":""},{"$f":"IF(O22327=\"\",\"\",INDEX(EIA_Units!P22327:'EIA_Units'!$P$6:$P$22655,O22327))","v":""},""]
[null,"EXCLUDE","CA","Kingsburg Solar",58304,"2","SUN","PV",1.5,null,"IPP Non-CHP","N","Non Combustion (NUC, WAT, WND, GEO, or SUN)",null,{"$f":"IF(B22328=\"CoalST\",MATCH(E22328&\"|\"&F22328,EIA_Units!$BK$6:$BK$22655,0),\"\")","v":""},{"$f":"IF(O22328=\"\",\"\",INDEX(EIA_Units!P22328:'EIA_Units'!$P$6:$P$22655,O22328))","v":""},""]
[null,"EXCLUDE","CA","Kingsburg Solar",58304,"3","SUN","PV",0.7,null,"IPP Non-CHP","N","Non Combustion (NUC, WAT, WND, GEO, or SUN)",null,{"$f":"IF(B22329=\"CoalST\",MATCH(E22329&\"|\"&F22329,EIA_Units!$BK$6:$BK$22655,0),\"\")","v":""},{"$f":"IF(O22329=\"\",\"\",INDEX(EIA_Units!P22329:'EIA_Units'!$P$6:$P$22655,O22329))","v":""},""]
[null,"EXCLUDE","CA","Exeter Solar",58306,"1","SUN","PV",1,null,"IPP Non-CHP","N","Non Combustion (NUC, WAT, WND, GEO, or SUN)",null,{"$f":"IF(B22330=\"CoalST\",MATCH(E22330&\"|\"&F22330,EIA_Units!$BK$6:$BK$22655,0),\"\")","v":""},{"$f":"IF(O22330=\"\",\"\",INDEX(EIA_Units!P22330:'EIA_Units'!$P$6:$P$22655,O22330))","v":""},""]
[null,"EXCLUDE","CA","Exeter Solar",58306,"2","SUN","PV",1,null,"IPP Non-CHP","N","Non Combustion (NUC, WAT, WND, GEO, or SUN)",null,{"$f":"IF(B22331=\"CoalST\",MATCH(E22331&\"|\"&F22331,EIA_Units!$BK$6:$BK$22655,0),\"\")","v":""},{"$f":"IF(O22331=\"\",\"\",INDEX(EIA_Units!P22331:'EIA_Units'!$P$6:$P$22655,O22331))","v":""},""]
[null,"EXCLUDE","CA","Exeter Solar",58306,"3","SUN","PV",1.5,null,"IPP Non-CHP","N","Non Combustion (NUC, WAT, WND, GEO, or SUN)",null,{"$f":"IF(B22332=\"CoalST\",MATCH(E22332&\"|\"&F22332,EIA_Units!$BK$6:$BK$22655,0),\"\")","v":""},{"$f":"IF(O22332=\"\",\"\",INDEX(EIA_Units!P22332:'EIA_Units'!$P$6:$P$22655,O22332))","v":""},""]
[null,"EXCLUDE","CA","Ivanhoe Solar",58307,"1","SUN","PV",1.5,null,"IPP Non-CHP","N","Non Combustion (NUC, WAT, WND, GEO, or SUN)",null,{"$f":"IF(B22333=\"CoalST\",MATCH(E22333&\"|\"&F22333,EIA_Units!$BK$6:$BK$22655,0),\"\")","v":""},{"$f":"IF(O22333=\"\",\"\",INDEX(EIA_Units!P22333:'EIA_Units'!$P$6:$P$22655,O22333))","v":""},""]
[null,"EXCLUDE","CA","Ivanhoe Solar",58307,"2","SUN","PV",0.5,null,"IPP Non-CHP","N","Non Combustion (NUC, WAT, WND, GEO, or SUN)",null,{"$f":"IF(B22334=\"CoalST\",MATCH(E22334&\"|\"&F22334,EIA_Units!$BK$6:$BK$22655,0),\"\")","v":""},{"$f":"IF(O22334=\"\",\"\",INDEX(EIA_Units!P22334:'EIA_Units'!$P$6:$P$22655,O22334))","v":""},""]
[null,"EXCLUDE","CA","Ivanhoe Solar",58307,"3","SUN","PV",1.5,null,"IPP Non-CHP","N","Non Combustion (NUC, WAT, WND, GEO, or SUN)",null,{"$f":"IF(B22335=\"CoalST\",MATCH(E22335&\"|\"&F22335,EIA_Units!$BK$6:$BK$22655,0),\"\")","v":""},{"$f":"IF(O22335=\"\",\"\",INDEX(EIA_Units!P22335:'EIA_Units'!$P$6:$P$22655,O22335))","v":""},""]
[null,"EXCLUDE","CA","Lindsay Solar",58308,"1","SUN","PV",1.5,null,"IPP Non-CHP","N","Non Combustion (NUC, WAT, WND, GEO, or SUN)",null,{"$f":"IF(B22336=\"CoalST\",MATCH(E22336&\"|\"&F22336,EIA_Units!$BK$6:$BK$22655,0),\"\")","v":""},{"$f":"IF(O22336=\"\",\"\",INDEX(EIA_Units!P22336:'EIA_Units'!$P$6:$P$22655,O22336))","v":""},""]
[null,"EXCLUDE","CA","Lindsay Solar",58308,"3","SUN","PV",1.5,null,"IPP Non-CHP","N","Non Combustion (NUC, WAT, WND, GEO, or SUN)",null,{"$f":"IF(B22337=\"CoalST\",MATCH(E22337&\"|\"&F22337,EIA_Units!$BK$6:$BK$22655,0),\"\")","v":""},{"$f":"IF(O22337=\"\",\"\",INDEX(EIA_Units!P22337:'EIA_Units'!$P$6:$P$22655,O22337))","v":""},""]
[null,"EXCLUDE","CA","Lindsay Solar",58308,"4","SUN","PV",1,null,"IPP Non-CHP","N","Non Combustion (NUC, WAT, WND, GEO, or SUN)",null,{"$f":"IF(B22338=\"CoalST\",MATCH(E22338&\"|\"&F22338,EIA_Units!$BK$6:$BK$22655,0),\"\")","v":""},{"$f":"IF(O22338=\"\",\"\",INDEX(EIA_Units!P22338:'EIA_Units'!$P$6:$P$22655,O22338))","v":""},""]
[null,"EXCLUDE","CA","Porterville Solar",58309,"1","SUN","PV",1,null,"IPP Non-CHP","N","Non Combustion (NUC, WAT, WND, GEO, or SUN)",null,{"$f":"IF(B22339=\"CoalST\",MATCH(E22339&\"|\"&F22339,EIA_Units!$BK$6:$BK$22655,0),\"\")","v":""},{"$f":"IF(O22339=\"\",\"\",INDEX(EIA_Units!P22339:'EIA_Units'!$P$6:$P$22655,O22339))","v":""},""]
[null,"EXCLUDE","CA","Porterville Solar",58309,"2","SUN","PV",1,null,"IPP Non-CHP","N","Non Combustion (NUC, WAT, WND, GEO, or SUN)",null,{"$f":"IF(B22340=\"CoalST\",MATCH(E22340&\"|\"&F22340,EIA_Units!$BK$6:$BK$22655,0),\"\")","v":""},{"$f":"IF(O22340=\"\",\"\",INDEX(EIA_Units!P22340:'EIA_Units'!$P$6:$P$22655,O22340))","v":""},""]
[null,"EXCLUDE","CA","Porterville Solar",58309,"5","SUN","PV",1.5,null,"IPP Non-CHP","N","Non Combustion (NUC, WAT, WND, GEO, or SUN)",null,{"$f":"IF(B22341=\"CoalST\",MATCH(E22341&\"|\"&F22341,EIA_Units!$BK$6:$BK$22655,0),\"\")","v":""},{"$f":"IF(O22341=\"\",\"\",INDEX(EIA_Units!P22341:'EIA_Units'!$P$6:$P$22655,O22341))","v":""},""]
[null,"EXCLUDE","LA","Lake Charles Plant",58310,"G-1","PC","ST",36.4,null,"Industrial CHP","Y","Commercial/Industrial Unit",null,{"$f":"IF(B22342=\"CoalST\",MATCH(E22342&\"|\"&F22342,EIA_Units!$BK$6:$BK$22655,0),\"\")","v":""},{"$f":"IF(O22342=\"\",\"\",INDEX(EIA_Units!P22342:'EIA_Units'!$P$6:$P$22655,O22342))","v":""},""]
[null,"EXCLUDE","NV","Patua Geothermal Project Phase 1A",58319,"1","GEO","BT",16,null,"IPP Non-CHP","N","Non Combustion (NUC, WAT, WND, GEO, or SUN)",null,{"$f":"IF(B22343=\"CoalST\",MATCH(E22343&\"|\"&F22343,EIA_Units!$BK$6:$BK$22655,0),\"\")","v":""},{"$f":"IF(O22343=\"\",\"\",INDEX(EIA_Units!P22343:'EIA_Units'!$P$6:$P$22655,O22343))","v":""},{"$f":"IF(O22343=\"\",\"\",2014-P22343)","v":""}]
[null,"EXCLUDE","NV","Patua Geothermal Project Phase 1A",58319,"3","GEO","BT",16,null,"IPP Non-CHP","N","Non Combustion (NUC, WAT, WND, GEO, or SUN)",null,{"$f":"IF(B22344=\"CoalST\",MATCH(E22344&\"|\"&F22344,EIA_Units!$BK$6:$BK$22655,0),\"\")","v":""},{"$f":"IF(O22344=\"\",\"\",INDEX(EIA_Units!P22344:'EIA_Units'!$P$6:$P$22655,O22344))","v":""},""]
[null,"EXCLUDE","NV","Patua Geothermal Project Phase 1A",58319,"5","GEO","BT",16,null,"IPP Non-CHP","N","Non Combustion (NUC, WAT, WND, GEO, or SUN)",null,{"$f":"IF(B22345=\"CoalST\",MATCH(E22345&\"|\"&F22345,EIA_Units!$BK$6:$BK$22655,0),\"\")","v":""},{"$f":"IF(O22345=\"\",\"\",INDEX(EIA_Units!P22345:'EIA_Units'!$P$6:$P$22655,O22345))","v":""},""]
[null,"EXCLUDE","CA","G2 Energy Hay Rd",58320,"362","LFG","IC",1.6,null,"IPP Non-CHP","N","Internal Combustion (PRMVR=IC)",null,{"$f":"IF(B22346=\"CoalST\",MATCH(E22346&\"|\"&F22346,EIA_Units!$BK$6:$BK$22655,0),\"\")","v":""},{"$f":"IF(O22346=\"\",\"\",INDEX(EIA_Units!P22346:'EIA_Units'!$P$6:$P$22655,O22346))","v":""},""]
[null,"EXCLUDE","TX","Goldthwaite Wind Energy Facility",58321,"1","WND","WT",150,null,"IPP Non-CHP","N","Non Combustion (NUC, WAT, WND, GEO, or SUN)",null,{"$f":"IF(B22347=\"CoalST\",MATCH(E22347&\"|\"&F22347,EIA_Units!$BK$6:$BK$22655,0),\"\")","v":""},{"$f":"IF(O22347=\"\",\"\",INDEX(EIA_Units!P22347:'EIA_Units'!$P$6:$P$22655,O22347))","v":""},""]
[null,"EXCLUDE","NE","Prairie Breeze",58322,"1","WND","WT",206.5,null,"IPP Non-CHP","N","Non Combustion (NUC, WAT, WND, GEO, or SUN)",null,{"$f":"IF(B22348=\"CoalST\",MATCH(E22348&\"|\"&F22348,EIA_Units!$BK$6:$BK$22655,0),\"\")","v":""},{"$f":"IF(O22348=\"\",\"\",INDEX(EIA_Units!P22348:'EIA_Units'!$P$6:$P$22655,O22348))","v":""},""]
[null,"EXCLUDE","OR","Vansycle II Wind Energy Center",58324,"SIE23","WND","WT",98.9,null,"IPP Non-CHP","N","Non Combustion (NUC, WAT, WND, GEO, or SUN)",null,{"$f":"IF(B22349=\"CoalST\",MATCH(E22349&\"|\"&F22349,EIA_Units!$BK$6:$BK$22655,0),\"\")","v":""},{"$f":"IF(O22349=\"\",\"\",INDEX(EIA_Units!P22349:'EIA_Units'!$P$6:$P$22655,O22349))","v":""},""]
[null,"EXCLUDE","OK","Charles D. Lamb Energy Center",58325,"1","NG","GT",122,null,"Electric Utility","N","Status of operation (IP,L,P,T,or U) or Retired before 2012",null,{"$f":"IF(B22350=\"CoalST\",MATCH(E22350&\"|\"&F22350,EIA_Units!$BK$6:$BK$22655,0),\"\")","v":""},{"$f":"IF(O22350=\"\",\"\",INDEX(EIA_Units!P22350:'EIA_Units'!$P$6:$P$22655,O22350))","v":""},""]
[null,"EXCLUDE","PA","PWD Northeast WPCP Biogas Cogen Plant",58326,"NBG1","OBG","IC",1.4,null,"Commercial Non-CHP","N","Internal Combustion (PRMVR=IC)",null,{"$f":"IF(B22351=\"CoalST\",MATCH(E22351&\"|\"&F22351,EIA_Units!$BK$6:$BK$22655,0),\"\")","v":""},{"$f":"IF(O22351=\"\",\"\",INDEX(EIA_Units!P22351:'EIA_Units'!$P$6:$P$22655,O22351))","v":""},""]
[null,"EXCLUDE","PA","PWD Northeast WPCP Biogas Cogen Plant",58326,"NBG2","OBG","IC",1.4,null,"Commercial Non-CHP","N","Internal Combustion (PRMVR=IC)",null,{"$f":"IF(B22352=\"CoalST\",MATCH(E22352&\"|\"&F22352,EIA_Units!$BK$6:$BK$22655,0),\"\")","v":""},{"$f":"IF(O22352=\"\",\"\",INDEX(EIA_Units!P22352:'EIA_Units'!$P$6:$P$22655,O22352))","v":""},""]
[null,"EXCLUDE","PA","PWD Northeast WPCP Biogas Cogen Plant",58326,"NBG3","OBG","IC",1.4,null,"Commercial Non-CHP","N","Internal Combustion (PRMVR=IC)",null,{"$f":"IF(B22353=\"CoalST\",MATCH(E22353&\"|\"&F22353,EIA_Units!$BK$6:$BK$22655,0),\"\")","v":""},{"$f":"IF(O22353=\"\",\"\",INDEX(EIA_Units!P22353:'EIA_Units'!$P$6:$P$22655,O22353))","v":""},""]
[null,"EXCLUDE","PA","PWD Northeast WPCP Biogas Cogen Plant",58326,"NBG4","OBG","IC",1.4,null,"Commercial Non-CHP","N","Internal Combustion (PRMVR=IC)",null,{"$f":"IF(B22354=\"CoalST\",MATCH(E22354&\"|\"&F22354,EIA_Units!$BK$6:$BK$22655,0),\"\")","v":""},{"$f":"IF(O22354=\"\",\"\",INDEX(EIA_Units!P22354:'EIA_Units'!$P$6:$P$22655,O22354))","v":""},""]
[null,"EXCLUDE","CT","Bradley Energy Center",58327,"UNIT1","NG","IC",1.5,null,"Commercial CHP","Y","Internal Combustion (PRMVR=IC)",null,{"$f":"IF(B22355=\"CoalST\",MATCH(E22355&\"|\"&F22355,EIA_Units!$BK$6:$BK$22655,0),\"\")","v":""},{"$f":"IF(O22355=\"\",\"\",INDEX(EIA_Units!P22355:'EIA_Units'!$P$6:$P$22655,O22355))","v":""},""]
[null,"EXCLUDE","CT","Bradley Energy Center",58327,"UNIT2","NG","IC",1.2,null,"Commercial CHP","N","Internal Combustion (PRMVR=IC)",null,{"$f":"IF(B22356=\"CoalST\",MATCH(E22356&\"|\"&F22356,EIA_Units!$BK$6:$BK$22655,0),\"\")","v":""},{"$f":"IF(O22356=\"\",\"\",INDEX(EIA_Units!P22356:'EIA_Units'!$P$6:$P$22655,O22356))","v":""},""]
[null,"EXCLUDE","CT","Bradley Energy Center",58327,"UNIT3","NG","IC",1.2,null,"Commercial CHP","N","Internal Combustion (PRMVR=IC)",null,{"$f":"IF(B22357=\"CoalST\",MATCH(E22357&\"|\"&F22357,EIA_Units!$BK$6:$BK$22655,0),\"\")","v":""},{"$f":"IF(O22357=\"\",\"\",INDEX(EIA_Units!P22357:'EIA_Units'!$P$6:$P$22655,O22357))","v":""},""]
[null,"EXCLUDE","CT","Bradley Energy Center",58327,"UNIT4","NG","IC",1.9,null,"Commercial CHP","Y","Internal Combustion (PRMVR=IC)",null,{"$f":"IF(B22358=\"CoalST\",MATCH(E22358&\"|\"&F22358,EIA_Units!$BK$6:$BK$22655,0),\"\")","v":""},{"$f":"IF(O22358=\"\",\"\",INDEX(EIA_Units!P22358:'EIA_Units'!$P$6:$P$22655,O22358))","v":""},""]
[null,"EXCLUDE","MD","UMMS at Pocomoke",58329,"PV1","SUN","PV",2.8,null,"IPP Non-CHP","N","Non Combustion (NUC, WAT, WND, GEO, or SUN)",null,{"$f":"IF(B22359=\"CoalST\",MATCH(E22359&\"|\"&F22359,EIA_Units!$BK$6:$BK$22655,0),\"\")","v":""},{"$f":"IF(O22359=\"\",\"\",INDEX(EIA_Units!P22359:'EIA_Units'!$P$6:$P$22655,O22359))","v":""},""]
[null,"EXCLUDE","NC","Fuquay Farm",58331,"1","SUN","PV",5,null,"IPP Non-CHP","N","Non Combustion (NUC, WAT, WND, GEO, or SUN)",null,{"$f":"IF(B22360=\"CoalST\",MATCH(E22360&\"|\"&F22360,EIA_Units!$BK$6:$BK$22655,0),\"\")","v":""},{"$f":"IF(O22360=\"\",\"\",INDEX(EIA_Units!P22360:'EIA_Units'!$P$6:$P$22655,O22360))","v":""},""]
[null,"EXCLUDE","NC","Haynes Farm",58332,"1","SUN","PV",5,null,"IPP Non-CHP","N","Non Combustion (NUC, WAT, WND, GEO, or SUN)",null,{"$f":"IF(B22361=\"CoalST\",MATCH(E22361&\"|\"&F22361,EIA_Units!$BK$6:$BK$22655,0),\"\")","v":""},{"$f":"IF(O22361=\"\",\"\",INDEX(EIA_Units!P22361:'EIA_Units'!$P$6:$P$22655,O22361))","v":""},""]
[null,"EXCLUDE","NC","Lenoir Farm",58333,"1","SUN","PV",5,null,"IPP Non-CHP","N","Non Combustion (NUC, WAT, WND, GEO, or SUN)",null,{"$f":"IF(B22362=\"CoalST\",MATCH(E22362&\"|\"&F22362,EIA_Units!$BK$6:$BK$22655,0),\"\")","v":""},{"$f":"IF(O22362=\"\",\"\",INDEX(EIA_Units!P22362:'EIA_Units'!$P$6:$P$22655,O22362))","v":""},""]
[null,"EXCLUDE","NC","Lenoir Farm 2",58334,"1","SUN","PV",5,null,"IPP Non-CHP","N","Non Combustion (NUC, WAT, WND, GEO, or SUN)",null,{"$f":"IF(B22363=\"CoalST\",MATCH(E22363&\"|\"&F22363,EIA_Units!$BK$6:$BK$22655,0),\"\")","v":""},{"$f":"IF(O22363=\"\",\"\",INDEX(EIA_Units!P22363:'EIA_Units'!$P$6:$P$22655,O22363))","v":""},""]
[null,"EXCLUDE","NC","Marshville Farm",58335,"1","SUN","PV",5,null,"IPP Non-CHP","N","Non Combustion (NUC, WAT, WND, GEO, or SUN)",null,{"$f":"IF(B22364=\"CoalST\",MATCH(E22364&\"|\"&F22364,EIA_Units!$BK$6:$BK$22655,0),\"\")","v":""},{"$f":"IF(O22364=\"\",\"\",INDEX(EIA_Units!P22364:'EIA_Units'!$P$6:$P$22655,O22364))","v":""},""]
[null,"EXCLUDE","NC","Mile Farm",58336,"1","SUN","PV",5,null,"IPP Non-CHP","N","Non Combustion (NUC, WAT, WND, GEO, or SUN)",null,{"$f":"IF(B22365=\"CoalST\",MATCH(E22365&\"|\"&F22365,EIA_Units!$BK$6:$BK$22655,0),\"\")","v":""},{"$f":"IF(O22365=\"\",\"\",INDEX(EIA_Units!P22365:'EIA_Units'!$P$6:$P$22655,O22365))","v":""},""]
[null,"EXCLUDE","NC","Moore Solar Farm",58337,"1","SUN","PV",5,null,"IPP Non-CHP","N","Non Combustion (NUC, WAT, WND, GEO, or SUN)",null,{"$f":"IF(B22366=\"CoalST\",MATCH(E22366&\"|\"&F22366,EIA_Units!$BK$6:$BK$22655,0),\"\")","v":""},{"$f":"IF(O22366=\"\",\"\",INDEX(EIA_Units!P22366:'EIA_Units'!$P$6:$P$22655,O22366))","v":""},""]
[null,"EXCLUDE","NC","Moorings Farm",58338,"1","SUN","PV",5,null,"IPP Non-CHP","N","Non Combustion (NUC, WAT, WND, GEO, or SUN)",null,{"$f":"IF(B22367=\"CoalST\",MATCH(E22367&\"|\"&F22367,EIA_Units!$BK$6:$BK$22655,0),\"\")","v":""},{"$f":"IF(O22367=\"\",\"\",INDEX(EIA_Units!P22367:'EIA_Units'!$P$6:$P$22655,O22367))","v":""},""]
[null,"EXCLUDE","NC","New Bern Farm",58339,"1","SUN","PV",5,null,"IPP Non-CHP","N","Non Combustion (NUC, WAT, WND, GEO, or SUN)",null,{"$f":"IF(B22368=\"CoalST\",MATCH(E22368&\"|\"&F22368,EIA_Units!$BK$6:$BK$22655,0),\"\")","v":""},{"$f":"IF(O22368=\"\",\"\",INDEX(EIA_Units!P22368:'EIA_Units'!$P$6:$P$22655,O22368))","v":""},""]
[null,"EXCLUDE","NC","Roxboro Farm",58340,"1","SUN","PV",5,null,"IPP Non-CHP","N","Non Combustion (NUC, WAT, WND, GEO, or SUN)",null,{"$f":"IF(B22369=\"CoalST\",MATCH(E22369&\"|\"&F22369,EIA_Units!$BK$6:$BK$22655,0),\"\")","v":""},{"$f":"IF(O22369=\"\",\"\",INDEX(EIA_Units!P22369:'EIA_Units'!$P$6:$P$22655,O22369))","v":""},""]
[null,"EXCLUDE","NC","White Cross Farm",58341,"1","SUN","PV",5,null,"IPP Non-CHP","N","Non Combustion (NUC, WAT, WND, GEO, or SUN)",null,{"$f":"IF(B22370=\"CoalST\",MATCH(E22370&\"|\"&F22370,EIA_Units!$BK$6:$BK$22655,0),\"\")","v":""},{"$f":"IF(O22370=\"\",\"\",INDEX(EIA_Units!P22370:'EIA_Units'!$P$6:$P$22655,O22370))","v":""},""]
[null,"EXCLUDE","NC","Wilson Farm 1",58342,"1","SUN","PV",5,null,"IPP Non-CHP","N","Non Combustion (NUC, WAT, WND, GEO, or SUN)",null,{"$f":"IF(B22371=\"CoalST\",MATCH(E22371&\"|\"&F22371,EIA_Units!$BK$6:$BK$22655,0),\"\")","v":""},{"$f":"IF(O22371=\"\",\"\",INDEX(EIA_Units!P22371:'EIA_Units'!$P$6:$P$22655,O22371))","v":""},""]
[null,"EXCLUDE","NC","Yanceyville Farm",58343,"1","SUN","PV",5,null,"IPP Non-CHP","N","Non Combustion (NUC, WAT, WND, GEO, or SUN)",null,{"$f":"IF(B22372=\"CoalST\",MATCH(E22372&\"|\"&F22372,EIA_Units!$BK$6:$BK$22655,0),\"\")","v":""},{"$f":"IF(O22372=\"\",\"\",INDEX(EIA_Units!P22372:'EIA_Units'!$P$6:$P$22655,O22372))","v":""},""]
[null,"EXCLUDE","NC","AM Best Farm",58344,"1","SUN","PV",5,null,"IPP Non-CHP","N","Non Combustion (NUC, WAT, WND, GEO, or SUN)",null,{"$f":"IF(B22373=\"CoalST\",MATCH(E22373&\"|\"&F22373,EIA_Units!$BK$6:$BK$22655,0),\"\")","v":""},{"$f":"IF(O22373=\"\",\"\",INDEX(EIA_Units!P22373:'EIA_Units'!$P$6:$P$22655,O22373))","v":""},""]
[null,"EXCLUDE","NC","Mt Olive Farm 2",58345,"1","SUN","PV",5,null,"IPP Non-CHP","N","Non Combustion (NUC, WAT, WND, GEO, or SUN)",null,{"$f":"IF(B22374=\"CoalST\",MATCH(E22374&\"|\"&F22374,EIA_Units!$BK$6:$BK$22655,0),\"\")","v":""},{"$f":"IF(O22374=\"\",\"\",INDEX(EIA_Units!P22374:'EIA_Units'!$P$6:$P$22655,O22374))","v":""},""]
[null,"EXCLUDE","NC","Dibrell Farm",58346,"1","SUN","PV",5,null,"IPP Non-CHP","N","Non Combustion (NUC, WAT, WND, GEO, or SUN)",null,{"$f":"IF(B22375=\"CoalST\",MATCH(E22375&\"|\"&F22375,EIA_Units!$BK$6:$BK$22655,0),\"\")","v":""},{"$f":"IF(O22375=\"\",\"\",INDEX(EIA_Units!P22375:'EIA_Units'!$P$6:$P$22655,O22375))","v":""},""]
[null,"EXCLUDE","NC","Rock Farm",58347,"1","SUN","PV",5,null,"IPP Non-CHP","N","Non Combustion (NUC, WAT, WND, GEO, or SUN)",null,{"$f":"IF(B22376=\"CoalST\",MATCH(E22376&\"|\"&F22376,EIA_Units!$BK$6:$BK$22655,0),\"\")","v":""},{"$f":"IF(O22376=\"\",\"\",INDEX(EIA_Units!P22376:'EIA_Units'!$P$6:$P$22655,O22376))","v":""},""]
[null,"EXCLUDE","NC","Two Lines Farm",58348,"1","SUN","PV",5,null,"IPP Non-CHP","N","Non Combustion (NUC, WAT, WND, GEO, or SUN)",null,{"$f":"IF(B22377=\"CoalST\",MATCH(E22377&\"|\"&F22377,EIA_Units!$BK$6:$BK$22655,0),\"\")","v":""},{"$f":"IF(O22377=\"\",\"\",INDEX(EIA_Units!P22377:'EIA_Units'!$P$6:$P$22655,O22377))","v":""},""]
[null,"EXCLUDE","NC","Bolton Farm",58349,"1","SUN","PV",5,null,"IPP Non-CHP","N","Non Combustion (NUC, WAT, WND, GEO, or SUN)",null,{"$f":"IF(B22378=\"CoalST\",MATCH(E22378&\"|\"&F22378,EIA_Units!$BK$6:$BK$22655,0),\"\")","v":""},{"$f":"IF(O22378=\"\",\"\",INDEX(EIA_Units!P22378:'EIA_Units'!$P$6:$P$22655,O22378))","v":""},""]
[null,"EXCLUDE","NC","McCallum Farm",58350,"1","SUN","PV",5,null,"IPP Non-CHP","N","Non Combustion (NUC, WAT, WND, GEO, or SUN)",null,{"$f":"IF(B22379=\"CoalST\",MATCH(E22379&\"|\"&F22379,EIA_Units!$BK$6:$BK$22655,0),\"\")","v":""},{"$f":"IF(O22379=\"\",\"\",INDEX(EIA_Units!P22379:'EIA_Units'!$P$6:$P$22655,O22379))","v":""},""]
[null,"EXCLUDE","WA","NPI USA Cogeneration Plant",58352,"G-11","WDS","ST",20,null,"Industrial CHP","Y","Non Fossil fuel type",null,{"$f":"IF(B22380=\"CoalST\",MATCH(E22380&\"|\"&F22380,EIA_Units!$BK$6:$BK$22655,0),\"\")","v":""},{"$f":"IF(O22380=\"\",\"\",INDEX(EIA_Units!P22380:'EIA_Units'!$P$6:$P$22655,O22380))","v":""},""]
[null,"EXCLUDE","CA","Radiance Solar 4",58354,"1","SUN","PV",1.5,null,"IPP Non-CHP","N","Non Combustion (NUC, WAT, WND, GEO, or SUN)",null,{"$f":"IF(B22381=\"CoalST\",MATCH(E22381&\"|\"&F22381,EIA_Units!$BK$6:$BK$22655,0),\"\")","v":""},{"$f":"IF(O22381=\"\",\"\",INDEX(EIA_Units!P22381:'EIA_Units'!$P$6:$P$22655,O22381))","v":""},""]
[null,"EXCLUDE","CA","Radiance Solar 5",58355,"1","SUN","PV",1.5,null,"IPP Non-CHP","N","Non Combustion (NUC, WAT, WND, GEO, or SUN)",null,{"$f":"IF(B22382=\"CoalST\",MATCH(E22382&\"|\"&F22382,EIA_Units!$BK$6:$BK$22655,0),\"\")","v":""},{"$f":"IF(O22382=\"\",\"\",INDEX(EIA_Units!P22382:'EIA_Units'!$P$6:$P$22655,O22382))","v":""},""]
[null,"EXCLUDE","NJ","White Rose Foods Solar Facility",58357,"WR","SUN","PV",4.2,null,"Commercial Non-CHP","N","Non Combustion (NUC, WAT, WND, GEO, or SUN)",null,{"$f":"IF(B22383=\"CoalST\",MATCH(E22383&\"|\"&F22383,EIA_Units!$BK$6:$BK$22655,0),\"\")","v":""},{"$f":"IF(O22383=\"\",\"\",INDEX(EIA_Units!P22383:'EIA_Units'!$P$6:$P$22655,O22383))","v":""},""]
[null,"EXCLUDE","NJ","North Jersey Media Group Solar Facility",58358,"NJMG","SUN","PV",4.0999999999999996,null,"Commercial Non-CHP","N","Non Combustion (NUC, WAT, WND, GEO, or SUN)",null,{"$f":"IF(B22384=\"CoalST\",MATCH(E22384&\"|\"&F22384,EIA_Units!$BK$6:$BK$22655,0),\"\")","v":""},{"$f":"IF(O22384=\"\",\"\",INDEX(EIA_Units!P22384:'EIA_Units'!$P$6:$P$22655,O22384))","v":""},""]
[null,"EXCLUDE","MA","Quittacas Pond Solar",58362,"QPMA","SUN","PV",3.5,null,"IPP Non-CHP","N","Non Combustion (NUC, WAT, WND, GEO, or SUN)",null,{"$f":"IF(B22385=\"CoalST\",MATCH(E22385&\"|\"&F22385,EIA_Units!$BK$6:$BK$22655,0),\"\")","v":""},{"$f":"IF(O22385=\"\",\"\",INDEX(EIA_Units!P22385:'EIA_Units'!$P$6:$P$22655,O22385))","v":""},""]
[null,"EXCLUDE","TX","Majestic II Wind",58363,"WND1","WND","WT",79.599999999999994,null,"IPP Non-CHP","N","Non Combustion (NUC, WAT, WND, GEO, or SUN)",null,{"$f":"IF(B22386=\"CoalST\",MATCH(E22386&\"|\"&F22386,EIA_Units!$BK$6:$BK$22655,0),\"\")","v":""},{"$f":"IF(O22386=\"\",\"\",INDEX(EIA_Units!P22386:'EIA_Units'!$P$6:$P$22655,O22386))","v":""},""]
[null,"EXCLUDE","NJ","Mountain Creek Solar Facility",58364,"MC","SUN","PV",4.5999999999999996,null,"Commercial Non-CHP","N","Non Combustion (NUC, WAT, WND, GEO, or SUN)",null,{"$f":"IF(B22387=\"CoalST\",MATCH(E22387&\"|\"&F22387,EIA_Units!$BK$6:$BK$22655,0),\"\")","v":""},{"$f":"IF(O22387=\"\",\"\",INDEX(EIA_Units!P22387:'EIA_Units'!$P$6:$P$22655,O22387))","v":""},""]
[null,"EXCLUDE","CT","CJTS Energy Center",58365,"UNIT7","NG","FC",0.4,null,"Commercial CHP","N","Fuel Cell (PRMVR=FC)",null,{"$f":"IF(B22388=\"CoalST\",MATCH(E22388&\"|\"&F22388,EIA_Units!$BK$6:$BK$22655,0),\"\")","v":""},{"$f":"IF(O22388=\"\",\"\",INDEX(EIA_Units!P22388:'EIA_Units'!$P$6:$P$22655,O22388))","v":""},""]
[null,"EXCLUDE","CA","Atwell Island",58366,"1","SUN","PV",20.2,null,"IPP Non-CHP","N","Non Combustion (NUC, WAT, WND, GEO, or SUN)",null,{"$f":"IF(B22389=\"CoalST\",MATCH(E22389&\"|\"&F22389,EIA_Units!$BK$6:$BK$22655,0),\"\")","v":""},{"$f":"IF(O22389=\"\",\"\",INDEX(EIA_Units!P22389:'EIA_Units'!$P$6:$P$22655,O22389))","v":""},""]
[null,"EXCLUDE","CA","Gridley Main",58370,"GEN1","SUN","PV",1,null,"IPP Non-CHP","N","Non Combustion (NUC, WAT, WND, GEO, or SUN)",null,{"$f":"IF(B22390=\"CoalST\",MATCH(E22390&\"|\"&F22390,EIA_Units!$BK$6:$BK$22655,0),\"\")","v":""},{"$f":"IF(O22390=\"\",\"\",INDEX(EIA_Units!P22390:'EIA_Units'!$P$6:$P$22655,O22390))","v":""},""]
[null,"EXCLUDE","CA","Gridley Main Two",58371,"GEN1","SUN","PV",2.5,null,"IPP Non-CHP","N","Non Combustion (NUC, WAT, WND, GEO, or SUN)",null,{"$f":"IF(B22391=\"CoalST\",MATCH(E22391&\"|\"&F22391,EIA_Units!$BK$6:$BK$22655,0),\"\")","v":""},{"$f":"IF(O22391=\"\",\"\",INDEX(EIA_Units!P22391:'EIA_Units'!$P$6:$P$22655,O22391))","v":""},""]
[null,"EXCLUDE","TX","Blue Summit Wind LLC",58372,"GEN1","WND","WT",135.4,null,"IPP Non-CHP","N","Non Combustion (NUC, WAT, WND, GEO, or SUN)",null,{"$f":"IF(B22392=\"CoalST\",MATCH(E22392&\"|\"&F22392,EIA_Units!$BK$6:$BK$22655,0),\"\")","v":""},{"$f":"IF(O22392=\"\",\"\",INDEX(EIA_Units!P22392:'EIA_Units'!$P$6:$P$22655,O22392))","v":""},""]
[null,"EXCLUDE","CA","White River Solar",58373,"WRCA","SUN","PV",20,null,"IPP Non-CHP","N","Non Combustion (NUC, WAT, WND, GEO, or SUN)",null,{"$f":"IF(B22393=\"CoalST\",MATCH(E22393&\"|\"&F22393,EIA_Units!$BK$6:$BK$22655,0),\"\")","v":""},{"$f":"IF(O22393=\"\",\"\",INDEX(EIA_Units!P22393:'EIA_Units'!$P$6:$P$22655,O22393))","v":""},""]
[null,"EXCLUDE","CA","Corcoran Solar",58374,"CSCA","SUN","PV",20,null,"IPP Non-CHP","N","Non Combustion (NUC, WAT, WND, GEO, or SUN)",null,{"$f":"IF(B22394=\"CoalST\",MATCH(E22394&\"|\"&F22394,EIA_Units!$BK$6:$BK$22655,0),\"\")","v":""},{"$f":"IF(O22394=\"\",\"\",INDEX(EIA_Units!P22394:'EIA_Units'!$P$6:$P$22655,O22394))","v":""},""]
[null,"EXCLUDE","IL","Triton East and West Cogen",58375,"1","NG","IC",0.8,null,"Commercial Non-CHP","N","Internal Combustion (PRMVR=IC)",null,{"$f":"IF(B22395=\"CoalST\",MATCH(E22395&\"|\"&F22395,EIA_Units!$BK$6:$BK$22655,0),\"\")","v":""},{"$f":"IF(O22395=\"\",\"\",INDEX(EIA_Units!P22395:'EIA_Units'!$P$6:$P$22655,O22395))","v":""},""]
[null,"EXCLUDE","IL","Triton East and West Cogen",58375,"2","NG","IC",0.8,null,"Commercial Non-CHP","N","Internal Combustion (PRMVR=IC)",null,{"$f":"IF(B22396=\"CoalST\",MATCH(E22396&\"|\"&F22396,EIA_Units!$BK$6:$BK$22655,0),\"\")","v":""},{"$f":"IF(O22396=\"\",\"\",INDEX(EIA_Units!P22396:'EIA_Units'!$P$6:$P$22655,O22396))","v":""},""]
[null,"EXCLUDE","IL","Triton East and West Cogen",58375,"3","NG","IC",0.8,null,"Commercial Non-CHP","N","Internal Combustion (PRMVR=IC)",null,{"$f":"IF(B22397=\"CoalST\",MATCH(E22397&\"|\"&F22397,EIA_Units!$BK$6:$BK$22655,0),\"\")","v":""},{"$f":"IF(O22397=\"\",\"\",INDEX(EIA_Units!P22397:'EIA_Units'!$P$6:$P$22655,O22397))","v":""},""]
[null,"EXCLUDE","IL","Triton East and West Cogen",58375,"4","NG","IC",0.8,null,"Commercial Non-CHP","N","Internal Combustion (PRMVR=IC)",null,{"$f":"IF(B22398=\"CoalST\",MATCH(E22398&\"|\"&F22398,EIA_Units!$BK$6:$BK$22655,0),\"\")","v":""},{"$f":"IF(O22398=\"\",\"\",INDEX(EIA_Units!P22398:'EIA_Units'!$P$6:$P$22655,O22398))","v":""},""]
[null,"EXCLUDE","IL","Triton East and West Cogen",58375,"5","NG","IC",0.4,null,"Commercial Non-CHP","N","Internal Combustion (PRMVR=IC)",null,{"$f":"IF(B22399=\"CoalST\",MATCH(E22399&\"|\"&F22399,EIA_Units!$BK$6:$BK$22655,0),\"\")","v":""},{"$f":"IF(O22399=\"\",\"\",INDEX(EIA_Units!P22399:'EIA_Units'!$P$6:$P$22655,O22399))","v":""},""]
[null,"EXCLUDE","CA","Oakley Solar Project",58376,"1","SUN","PV",1.5,null,"IPP Non-CHP","N","Non Combustion (NUC, WAT, WND, GEO, or SUN)",null,{"$f":"IF(B22400=\"CoalST\",MATCH(E22400&\"|\"&F22400,EIA_Units!$BK$6:$BK$22655,0),\"\")","v":""},{"$f":"IF(O22400=\"\",\"\",INDEX(EIA_Units!P22400:'EIA_Units'!$P$6:$P$22655,O22400))","v":""},""]
[null,"EXCLUDE","IL","Rochelle Energy Center",58377,"REC1","LFG","IC",1.6,null,"IPP Non-CHP","N","Internal Combustion (PRMVR=IC)",null,{"$f":"IF(B22401=\"CoalST\",MATCH(E22401&\"|\"&F22401,EIA_Units!$BK$6:$BK$22655,0),\"\")","v":""},{"$f":"IF(O22401=\"\",\"\",INDEX(EIA_Units!P22401:'EIA_Units'!$P$6:$P$22655,O22401))","v":""},""]
[null,"EXCLUDE","IL","Rochelle Energy Center",58377,"REC2","LFG","IC",1.6,null,"IPP Non-CHP","N","Internal Combustion (PRMVR=IC)",null,{"$f":"IF(B22402=\"CoalST\",MATCH(E22402&\"|\"&F22402,EIA_Units!$BK$6:$BK$22655,0),\"\")","v":""},{"$f":"IF(O22402=\"\",\"\",INDEX(EIA_Units!P22402:'EIA_Units'!$P$6:$P$22655,O22402))","v":""},""]
[null,"EXCLUDE","IL","Rochelle Energy Center",58377,"REC3","LFG","IC",1.6,null,"IPP Non-CHP","N","Internal Combustion (PRMVR=IC)",null,{"$f":"IF(B22403=\"CoalST\",MATCH(E22403&\"|\"&F22403,EIA_Units!$BK$6:$BK$22655,0),\"\")","v":""},{"$f":"IF(O22403=\"\",\"\",INDEX(EIA_Units!P22403:'EIA_Units'!$P$6:$P$22655,O22403))","v":""},""]
[null,"EXCLUDE","TX","W.A. Parish Carbon Capture Plant",58378,"GT2","NG","GT",102.7,null,"IPP Non-CHP","N","Status of operation (IP,L,P,T,or U) or Retired before 2012",null,{"$f":"IF(B22404=\"CoalST\",MATCH(E22404&\"|\"&F22404,EIA_Units!$BK$6:$BK$22655,0),\"\")","v":""},{"$f":"IF(O22404=\"\",\"\",INDEX(EIA_Units!P22404:'EIA_Units'!$P$6:$P$22655,O22404))","v":""},""]
[null,"EXCLUDE","CA","Cold Canyon 1",58379,"W3998","LFG","IC",1.5,null,"IPP Non-CHP","N","Internal Combustion (PRMVR=IC)",null,{"$f":"IF(B22405=\"CoalST\",MATCH(E22405&\"|\"&F22405,EIA_Units!$BK$6:$BK$22655,0),\"\")","v":""},{"$f":"IF(O22405=\"\",\"\",INDEX(EIA_Units!P22405:'EIA_Units'!$P$6:$P$22655,O22405))","v":""},""]
[null,"EXCLUDE","AK","JBER Landfill Gas Power Plant",58380,"1","LFG","IC",2.2999999999999998,null,"Commercial Non-CHP","N","Internal Combustion (PRMVR=IC)",null,{"$f":"IF(B22406=\"CoalST\",MATCH(E22406&\"|\"&F22406,EIA_Units!$BK$6:$BK$22655,0),\"\")","v":""},{"$f":"IF(O22406=\"\",\"\",INDEX(EIA_Units!P22406:'EIA_Units'!$P$6:$P$22655,O22406))","v":""},""]
[null,"EXCLUDE","AK","JBER Landfill Gas Power Plant",58380,"2","LFG","IC",2.2999999999999998,null,"Commercial Non-CHP","N","Internal Combustion (PRMVR=IC)",null,{"$f":"IF(B22407=\"CoalST\",MATCH(E22407&\"|\"&F22407,EIA_Units!$BK$6:$BK$22655,0),\"\")","v":""},{"$f":"IF(O22407=\"\",\"\",INDEX(EIA_Units!P22407:'EIA_Units'!$P$6:$P$22655,O22407))","v":""},{"$f":"IF(O22407=\"\",\"\",2014-P22407)","v":""}]
[null,"EXCLUDE","AK","JBER Landfill Gas Power Plant",58380,"3","LFG","IC",2.2999999999999998,null,"Commercial Non-CHP","N","Internal Combustion (PRMVR=IC)",null,{"$f":"IF(B22408=\"CoalST\",MATCH(E22408&\"|\"&F22408,EIA_Units!$BK$6:$BK$22655,0),\"\")","v":""},{"$f":"IF(O22408=\"\",\"\",INDEX(EIA_Units!P22408:'EIA_Units'!$P$6:$P$22655,O22408))","v":""},""]
[null,"EXCLUDE","AK","JBER Landfill Gas Power Plant",58380,"4","LFG","IC",2.2999999999999998,null,"Commercial Non-CHP","N","Internal Combustion (PRMVR=IC)",null,{"$f":"IF(B22409=\"CoalST\",MATCH(E22409&\"|\"&F22409,EIA_Units!$BK$6:$BK$22655,0),\"\")","v":""},{"$f":"IF(O22409=\"\",\"\",INDEX(EIA_Units!P22409:'EIA_Units'!$P$6:$P$22655,O22409))","v":""},""]
[null,"EXCLUDE","AK","JBER Landfill Gas Power Plant",58380,"5","LFG","IC",2.2999999999999998,null,"Commercial Non-CHP","N","Internal Combustion (PRMVR=IC)",null,{"$f":"IF(B22410=\"CoalST\",MATCH(E22410&\"|\"&F22410,EIA_Units!$BK$6:$BK$22655,0),\"\")","v":""},{"$f":"IF(O22410=\"\",\"\",INDEX(EIA_Units!P22410:'EIA_Units'!$P$6:$P$22655,O22410))","v":""},""]
[null,"EXCLUDE","OH","Bryan Solar Field",58381,"1","SUN","PV",2.1,null,"Electric Utility","N","Non Combustion (NUC, WAT, WND, GEO, or SUN)",null,{"$f":"IF(B22411=\"CoalST\",MATCH(E22411&\"|\"&F22411,EIA_Units!$BK$6:$BK$22655,0),\"\")","v":""},{"$f":"IF(O22411=\"\",\"\",INDEX(EIA_Units!P22411:'EIA_Units'!$P$6:$P$22655,O22411))","v":""},""]
[null,"EXCLUDE","OR","Threemile Digester",58382,"GEN1","OBG","IC",1.6,null,"IPP CHP","Y","Internal Combustion (PRMVR=IC)",null,{"$f":"IF(B22412=\"CoalST\",MATCH(E22412&\"|\"&F22412,EIA_Units!$BK$6:$BK$22655,0),\"\")","v":""},{"$f":"IF(O22412=\"\",\"\",INDEX(EIA_Units!P22412:'EIA_Units'!$P$6:$P$22655,O22412))","v":""},""]
[null,"EXCLUDE","OR","Threemile Digester",58382,"GEN2","OBG","IC",1.6,null,"IPP CHP","Y","Internal Combustion (PRMVR=IC)",null,{"$f":"IF(B22413=\"CoalST\",MATCH(E22413&\"|\"&F22413,EIA_Units!$BK$6:$BK$22655,0),\"\")","v":""},{"$f":"IF(O22413=\"\",\"\",INDEX(EIA_Units!P22413:'EIA_Units'!$P$6:$P$22655,O22413))","v":""},""]
[null,"EXCLUDE","OR","Threemile Digester",58382,"GEN3","OBG","IC",1.6,null,"IPP CHP","Y","Internal Combustion (PRMVR=IC)",null,{"$f":"IF(B22414=\"CoalST\",MATCH(E22414&\"|\"&F22414,EIA_Units!$BK$6:$BK$22655,0),\"\")","v":""},{"$f":"IF(O22414=\"\",\"\",INDEX(EIA_Units!P22414:'EIA_Units'!$P$6:$P$22655,O22414))","v":""},""]
[null,"EXCLUDE","AZ","Hyder II",58383,"PV1","SUN","PV",18,null,"Electric Utility","N","Non Combustion (NUC, WAT, WND, GEO, or SUN)",null,{"$f":"IF(B22415=\"CoalST\",MATCH(E22415&\"|\"&F22415,EIA_Units!$BK$6:$BK$22655,0),\"\")","v":""},{"$f":"IF(O22415=\"\",\"\",INDEX(EIA_Units!P22415:'EIA_Units'!$P$6:$P$22655,O22415))","v":""},""]
[null,"EXCLUDE","ID","Fargo Drop",58384,"GEN1","WAT","HY",1.1000000000000001,null,"IPP Non-CHP","N","Non Combustion (NUC, WAT, WND, GEO, or SUN)",null,{"$f":"IF(B22416=\"CoalST\",MATCH(E22416&\"|\"&F22416,EIA_Units!$BK$6:$BK$22655,0),\"\")","v":""},{"$f":"IF(O22416=\"\",\"\",INDEX(EIA_Units!P22416:'EIA_Units'!$P$6:$P$22655,O22416))","v":""},""]
[null,"EXCLUDE","MA","Northbridge Solar",58385,"NSMA","SUN","PV",1.9,null,"IPP Non-CHP","N","Non Combustion (NUC, WAT, WND, GEO, or SUN)",null,{"$f":"IF(B22417=\"CoalST\",MATCH(E22417&\"|\"&F22417,EIA_Units!$BK$6:$BK$22655,0),\"\")","v":""},{"$f":"IF(O22417=\"\",\"\",INDEX(EIA_Units!P22417:'EIA_Units'!$P$6:$P$22655,O22417))","v":""},""]
[null,"EXCLUDE","OH","CU Solar Plant",58386,"CU","SUN","PV",1.8,null,"IPP Non-CHP","N","Non Combustion (NUC, WAT, WND, GEO, or SUN)",null,{"$f":"IF(B22418=\"CoalST\",MATCH(E22418&\"|\"&F22418,EIA_Units!$BK$6:$BK$22655,0),\"\")","v":""},{"$f":"IF(O22418=\"\",\"\",INDEX(EIA_Units!P22418:'EIA_Units'!$P$6:$P$22655,O22418))","v":""},""]
[null,"EXCLUDE","MA","CES Sterling LLC",58387,"1","SUN","PV",2.4,null,"IPP Non-CHP","N","Non Combustion (NUC, WAT, WND, GEO, or SUN)",null,{"$f":"IF(B22419=\"CoalST\",MATCH(E22419&\"|\"&F22419,EIA_Units!$BK$6:$BK$22655,0),\"\")","v":""},{"$f":"IF(O22419=\"\",\"\",INDEX(EIA_Units!P22419:'EIA_Units'!$P$6:$P$22655,O22419))","v":""},""]
[null,"EXCLUDE","CA","Solar Star 1",58388,"AVS1","SUN","PV",318,null,"IPP Non-CHP","N","Non Combustion (NUC, WAT, WND, GEO, or SUN)",null,{"$f":"IF(B22420=\"CoalST\",MATCH(E22420&\"|\"&F22420,EIA_Units!$BK$6:$BK$22655,0),\"\")","v":""},{"$f":"IF(O22420=\"\",\"\",INDEX(EIA_Units!P22420:'EIA_Units'!$P$6:$P$22655,O22420))","v":""},""]
[null,"EXCLUDE","CA","Solar Star 2",58389,"AVS2","SUN","PV",279,null,"IPP Non-CHP","N","Non Combustion (NUC, WAT, WND, GEO, or SUN)",null,{"$f":"IF(B22421=\"CoalST\",MATCH(E22421&\"|\"&F22421,EIA_Units!$BK$6:$BK$22655,0),\"\")","v":""},{"$f":"IF(O22421=\"\",\"\",INDEX(EIA_Units!P22421:'EIA_Units'!$P$6:$P$22655,O22421))","v":""},""]
[null,"EXCLUDE","NC","Jordan Hydroelectric Project",58390,"EMOD","WAT","HY",2.2000000000000002,null,"IPP Non-CHP","N","Non Combustion (NUC, WAT, WND, GEO, or SUN)",null,{"$f":"IF(B22422=\"CoalST\",MATCH(E22422&\"|\"&F22422,EIA_Units!$BK$6:$BK$22655,0),\"\")","v":""},{"$f":"IF(O22422=\"\",\"\",INDEX(EIA_Units!P22422:'EIA_Units'!$P$6:$P$22655,O22422))","v":""},""]
[null,"EXCLUDE","NC","Jordan Hydroelectric Project",58390,"WMOD","WAT","HY",2.2000000000000002,null,"IPP Non-CHP","N","Non Combustion (NUC, WAT, WND, GEO, or SUN)",null,{"$f":"IF(B22423=\"CoalST\",MATCH(E22423&\"|\"&F22423,EIA_Units!$BK$6:$BK$22655,0),\"\")","v":""},{"$f":"IF(O22423=\"\",\"\",INDEX(EIA_Units!P22423:'EIA_Units'!$P$6:$P$22655,O22423))","v":""},""]
[null,"EXCLUDE","IN","IND Solar Farm 1st Phase",58391,"1","SUN","PV",10,null,"IPP Non-CHP","N","Non Combustion (NUC, WAT, WND, GEO, or SUN)",null,{"$f":"IF(B22424=\"CoalST\",MATCH(E22424&\"|\"&F22424,EIA_Units!$BK$6:$BK$22655,0),\"\")","v":""},{"$f":"IF(O22424=\"\",\"\",INDEX(EIA_Units!P22424:'EIA_Units'!$P$6:$P$22655,O22424))","v":""},""]
[null,"EXCLUDE","MT","Flint Creek Hydroelectric LLC",58392,"GEN1","WAT","HY",2,null,"IPP Non-CHP","N","Non Combustion (NUC, WAT, WND, GEO, or SUN)",null,{"$f":"IF(B22425=\"CoalST\",MATCH(E22425&\"|\"&F22425,EIA_Units!$BK$6:$BK$22655,0),\"\")","v":""},{"$f":"IF(O22425=\"\",\"\",INDEX(EIA_Units!P22425:'EIA_Units'!$P$6:$P$22655,O22425))","v":""},""]
[null,"NGCC","UT","Lake Side 2",58393,"CT21","NG","CC",185.4,null,"Electric Utility","N","",null,{"$f":"IF(B22426=\"CoalST\",MATCH(E22426&\"|\"&F22426,EIA_Units!$BK$6:$BK$22655,0),\"\")","v":""},{"$f":"IF(O22426=\"\",\"\",INDEX(EIA_Units!P22426:'EIA_Units'!$P$6:$P$22655,O22426))","v":""},""]
[null,"NGCC","UT","Lake Side 2",58393,"CT22","NG","CC",185.4,null,"Electric Utility","N","",null,{"$f":"IF(B22427=\"CoalST\",MATCH(E22427&\"|\"&F22427,EIA_Units!$BK$6:$BK$22655,0),\"\")","v":""},{"$f":"IF(O22427=\"\",\"\",INDEX(EIA_Units!P22427:'EIA_Units'!$P$6:$P$22655,O22427))","v":""},""]
[null,"NGCC","UT","Lake Side 2",58393,"ST2","NG","CC",284.39999999999998,null,"Electric Utility","N","",null,{"$f":"IF(B22428=\"CoalST\",MATCH(E22428&\"|\"&F22428,EIA_Units!$BK$6:$BK$22655,0),\"\")","v":""},{"$f":"IF(O22428=\"\",\"\",INDEX(EIA_Units!P22428:'EIA_Units'!$P$6:$P$22655,O22428))","v":""},""]
[null,"EXCLUDE","CA","Alta Wind X",58394,"AW10","WND","WT",138,null,"IPP Non-CHP","N","Non Combustion (NUC, WAT, WND, GEO, or SUN)",null,{"$f":"IF(B22429=\"CoalST\",MATCH(E22429&\"|\"&F22429,EIA_Units!$BK$6:$BK$22655,0),\"\")","v":""},{"$f":"IF(O22429=\"\",\"\",INDEX(EIA_Units!P22429:'EIA_Units'!$P$6:$P$22655,O22429))","v":""},""]
[null,"EXCLUDE","CA","Alta Wind XI",58395,"AW11","WND","WT",90,null,"IPP Non-CHP","N","Non Combustion (NUC, WAT, WND, GEO, or SUN)",null,{"$f":"IF(B22430=\"CoalST\",MATCH(E22430&\"|\"&F22430,EIA_Units!$BK$6:$BK$22655,0),\"\")","v":""},{"$f":"IF(O22430=\"\",\"\",INDEX(EIA_Units!P22430:'EIA_Units'!$P$6:$P$22655,O22430))","v":""},""]
[null,"EXCLUDE","OR","Troutdale Energy Center",58396,"PLGEN","NG","CC",652,null,"IPP Non-CHP","N","Status of operation (IP,L,P,T,or U) or Retired before 2012",null,{"$f":"IF(B22431=\"CoalST\",MATCH(E22431&\"|\"&F22431,EIA_Units!$BK$6:$BK$22655,0),\"\")","v":""},{"$f":"IF(O22431=\"\",\"\",INDEX(EIA_Units!P22431:'EIA_Units'!$P$6:$P$22655,O22431))","v":""},""]
[null,"EXCLUDE","CA","Ameresco Johnson Canyon",58397,"ENG1","LFG","IC",1.4,null,"IPP Non-CHP","N","Internal Combustion (PRMVR=IC)",null,{"$f":"IF(B22432=\"CoalST\",MATCH(E22432&\"|\"&F22432,EIA_Units!$BK$6:$BK$22655,0),\"\")","v":""},{"$f":"IF(O22432=\"\",\"\",INDEX(EIA_Units!P22432:'EIA_Units'!$P$6:$P$22655,O22432))","v":""},""]
[null,"EXCLUDE","CA","Heber Solar",58398,"1","SUN","PV",10.9,null,"IPP Non-CHP","N","Non Combustion (NUC, WAT, WND, GEO, or SUN)",null,{"$f":"IF(B22433=\"CoalST\",MATCH(E22433&\"|\"&F22433,EIA_Units!$BK$6:$BK$22655,0),\"\")","v":""},{"$f":"IF(O22433=\"\",\"\",INDEX(EIA_Units!P22433:'EIA_Units'!$P$6:$P$22655,O22433))","v":""},""]
[null,"EXCLUDE","NY","Synergy Biogas",58399,"1","OBG","IC",1.4,null,"Commercial Non-CHP","N","Internal Combustion (PRMVR=IC)",null,{"$f":"IF(B22434=\"CoalST\",MATCH(E22434&\"|\"&F22434,EIA_Units!$BK$6:$BK$22655,0),\"\")","v":""},{"$f":"IF(O22434=\"\",\"\",INDEX(EIA_Units!P22434:'EIA_Units'!$P$6:$P$22655,O22434))","v":""},""]
[null,"EXCLUDE","SC","Central Energy Facility",58400,"GT01","NG","GT",5.5,null,"Commercial Non-CHP","N","Simple Cycle Turbine (PRMVR=GT or OT) unit under 25MW",null,{"$f":"IF(B22435=\"CoalST\",MATCH(E22435&\"|\"&F22435,EIA_Units!$BK$6:$BK$22655,0),\"\")","v":""},{"$f":"IF(O22435=\"\",\"\",INDEX(EIA_Units!P22435:'EIA_Units'!$P$6:$P$22655,O22435))","v":""},""]
[null,"EXCLUDE","SC","Central Energy Facility",58400,"GT02","NG","GT",4.5,null,"Commercial Non-CHP","N","Simple Cycle Turbine (PRMVR=GT or OT) unit under 25MW",null,{"$f":"IF(B22436=\"CoalST\",MATCH(E22436&\"|\"&F22436,EIA_Units!$BK$6:$BK$22655,0),\"\")","v":""},{"$f":"IF(O22436=\"\",\"\",INDEX(EIA_Units!P22436:'EIA_Units'!$P$6:$P$22655,O22436))","v":""},""]
[null,"EXCLUDE","TN","Volkswagen Solar System",58401,"1","SUN","PV",9.6,null,"IPP Non-CHP","N","Non Combustion (NUC, WAT, WND, GEO, or SUN)",null,{"$f":"IF(B22437=\"CoalST\",MATCH(E22437&\"|\"&F22437,EIA_Units!$BK$6:$BK$22655,0),\"\")","v":""},{"$f":"IF(O22437=\"\",\"\",INDEX(EIA_Units!P22437:'EIA_Units'!$P$6:$P$22655,O22437))","v":""},""]
[null,"EXCLUDE","NJ","Solar Star New Jersey NJ LLC",58402,"1","SUN","PV",1.5,null,"IPP Non-CHP","N","Non Combustion (NUC, WAT, WND, GEO, or SUN)",null,{"$f":"IF(B22438=\"CoalST\",MATCH(E22438&\"|\"&F22438,EIA_Units!$BK$6:$BK$22655,0),\"\")","v":""},{"$f":"IF(O22438=\"\",\"\",INDEX(EIA_Units!P22438:'EIA_Units'!$P$6:$P$22655,O22438))","v":""},""]
[null,"EXCLUDE","MA","Bellingham PV",58403,"SO032","SUN","PV",3,null,"IPP Non-CHP","N","Non Combustion (NUC, WAT, WND, GEO, or SUN)",null,{"$f":"IF(B22439=\"CoalST\",MATCH(E22439&\"|\"&F22439,EIA_Units!$BK$6:$BK$22655,0),\"\")","v":""},{"$f":"IF(O22439=\"\",\"\",INDEX(EIA_Units!P22439:'EIA_Units'!$P$6:$P$22655,O22439))","v":""},""]
[null,"EXCLUDE","TX","Pantex",58404,"1","WND","WT",11.5,null,"Commercial Non-CHP","N","Non Combustion (NUC, WAT, WND, GEO, or SUN)",null,{"$f":"IF(B22440=\"CoalST\",MATCH(E22440&\"|\"&F22440,EIA_Units!$BK$6:$BK$22655,0),\"\")","v":""},{"$f":"IF(O22440=\"\",\"\",INDEX(EIA_Units!P22440:'EIA_Units'!$P$6:$P$22655,O22440))","v":""},""]
[null,"EXCLUDE","AK","ESS Battery",58405,"1","MWH","BA",3,null,"Electric Utility","N","Energy Storage Battery or Energy Storage Compressed Air or Flywheel (PRMVR=BA or CE or FW)",null,{"$f":"IF(B22441=\"CoalST\",MATCH(E22441&\"|\"&F22441,EIA_Units!$BK$6:$BK$22655,0),\"\")","v":""},{"$f":"IF(O22441=\"\",\"\",INDEX(EIA_Units!P22441:'EIA_Units'!$P$6:$P$22655,O22441))","v":""},""]
[null,"EXCLUDE","OK","Chilocco Wind Farm",58406,"1","WND","WT",76.5,null,"IPP Non-CHP","N","Non Combustion (NUC, WAT, WND, GEO, or SUN)",null,{"$f":"IF(B22442=\"CoalST\",MATCH(E22442&\"|\"&F22442,EIA_Units!$BK$6:$BK$22655,0),\"\")","v":""},{"$f":"IF(O22442=\"\",\"\",INDEX(EIA_Units!P22442:'EIA_Units'!$P$6:$P$22655,O22442))","v":""},""]
[null,"EXCLUDE","OK","Chilocco Wind Farm",58406,"2","WND","WT",76.5,null,"IPP Non-CHP","N","Non Combustion (NUC, WAT, WND, GEO, or SUN)",null,{"$f":"IF(B22443=\"CoalST\",MATCH(E22443&\"|\"&F22443,EIA_Units!$BK$6:$BK$22655,0),\"\")","v":""},{"$f":"IF(O22443=\"\",\"\",INDEX(EIA_Units!P22443:'EIA_Units'!$P$6:$P$22655,O22443))","v":""},""]
[null,"EXCLUDE","IA","Luther College Wind Project",58407,"WTG01","WND","WT",1.6,null,"IPP Non-CHP","N","Non Combustion (NUC, WAT, WND, GEO, or SUN)",null,{"$f":"IF(B22444=\"CoalST\",MATCH(E22444&\"|\"&F22444,EIA_Units!$BK$6:$BK$22655,0),\"\")","v":""},{"$f":"IF(O22444=\"\",\"\",INDEX(EIA_Units!P22444:'EIA_Units'!$P$6:$P$22655,O22444))","v":""},""]
[null,"EXCLUDE","MD","Maryland Solar",58408,"MSH1","SUN","PV",27,null,"IPP Non-CHP","N","Non Combustion (NUC, WAT, WND, GEO, or SUN)",null,{"$f":"IF(B22445=\"CoalST\",MATCH(E22445&\"|\"&F22445,EIA_Units!$BK$6:$BK$22655,0),\"\")","v":""},{"$f":"IF(O22445=\"\",\"\",INDEX(EIA_Units!P22445:'EIA_Units'!$P$6:$P$22655,O22445))","v":""},""]
[null,"EXCLUDE","PA","Good Spring NGCC",58409,"GT1","NG","CC",225,null,"IPP CHP","Y","Status of operation (IP,L,P,T,or U) or Retired before 2012",null,{"$f":"IF(B22446=\"CoalST\",MATCH(E22446&\"|\"&F22446,EIA_Units!$BK$6:$BK$22655,0),\"\")","v":""},{"$f":"IF(O22446=\"\",\"\",INDEX(EIA_Units!P22446:'EIA_Units'!$P$6:$P$22655,O22446))","v":""},""]
[null,"EXCLUDE","PA","Good Spring NGCC",58409,"HRSG1","NG","CC",108,null,"IPP CHP","Y","Status of operation (IP,L,P,T,or U) or Retired before 2012",null,{"$f":"IF(B22447=\"CoalST\",MATCH(E22447&\"|\"&F22447,EIA_Units!$BK$6:$BK$22655,0),\"\")","v":""},{"$f":"IF(O22447=\"\",\"\",INDEX(EIA_Units!P22447:'EIA_Units'!$P$6:$P$22655,O22447))","v":""},""]
[null,"EXCLUDE","MA","Marshfield PV",58410,"SO032","SUN","PV",3,null,"IPP Non-CHP","N","Non Combustion (NUC, WAT, WND, GEO, or SUN)",null,{"$f":"IF(B22448=\"CoalST\",MATCH(E22448&\"|\"&F22448,EIA_Units!$BK$6:$BK$22655,0),\"\")","v":""},{"$f":"IF(O22448=\"\",\"\",INDEX(EIA_Units!P22448:'EIA_Units'!$P$6:$P$22655,O22448))","v":""},""]
[null,"EXCLUDE","MA","Orange PV",58411,"SO023","SUN","PV",2,null,"IPP Non-CHP","N","Non Combustion (NUC, WAT, WND, GEO, or SUN)",null,{"$f":"IF(B22449=\"CoalST\",MATCH(E22449&\"|\"&F22449,EIA_Units!$BK$6:$BK$22655,0),\"\")","v":""},{"$f":"IF(O22449=\"\",\"\",INDEX(EIA_Units!P22449:'EIA_Units'!$P$6:$P$22655,O22449))","v":""},""]
[null,"EXCLUDE","MA","Maynard PV",58412,"SO026","SUN","PV",1,null,"IPP Non-CHP","N","Non Combustion (NUC, WAT, WND, GEO, or SUN)",null,{"$f":"IF(B22450=\"CoalST\",MATCH(E22450&\"|\"&F22450,EIA_Units!$BK$6:$BK$22655,0),\"\")","v":""},{"$f":"IF(O22450=\"\",\"\",INDEX(EIA_Units!P22450:'EIA_Units'!$P$6:$P$22655,O22450))","v":""},""]
[null,"EXCLUDE","AZ","Copper Crossing Gen Station",58413,"CCGS1","NG","GT",101,null,"Electric Utility","N","Status of operation (IP,L,P,T,or U) or Retired before 2012",null,{"$f":"IF(B22451=\"CoalST\",MATCH(E22451&\"|\"&F22451,EIA_Units!$BK$6:$BK$22655,0),\"\")","v":""},{"$f":"IF(O22451=\"\",\"\",INDEX(EIA_Units!P22451:'EIA_Units'!$P$6:$P$22655,O22451))","v":""},""]
[null,"EXCLUDE","AZ","Copper Crossing Gen Station",58413,"CCGS2","NG","GT",101,null,"Electric Utility","N","Status of operation (IP,L,P,T,or U) or Retired before 2012",null,{"$f":"IF(B22452=\"CoalST\",MATCH(E22452&\"|\"&F22452,EIA_Units!$BK$6:$BK$22655,0),\"\")","v":""},{"$f":"IF(O22452=\"\",\"\",INDEX(EIA_Units!P22452:'EIA_Units'!$P$6:$P$22655,O22452))","v":""},""]
[null,"EXCLUDE","IA","NLMU Wind",58414,"NLMU","WND","WT",1.5,null,"Electric Utility","N","Non Combustion (NUC, WAT, WND, GEO, or SUN)",null,{"$f":"IF(B22453=\"CoalST\",MATCH(E22453&\"|\"&F22453,EIA_Units!$BK$6:$BK$22655,0),\"\")","v":""},{"$f":"IF(O22453=\"\",\"\",INDEX(EIA_Units!P22453:'EIA_Units'!$P$6:$P$22655,O22453))","v":""},""]
[null,"EXCLUDE","CA","Agincourt Solar Project",58415,"1","SUN","PV",10,null,"IPP Non-CHP","N","Non Combustion (NUC, WAT, WND, GEO, or SUN)",null,{"$f":"IF(B22454=\"CoalST\",MATCH(E22454&\"|\"&F22454,EIA_Units!$BK$6:$BK$22655,0),\"\")","v":""},{"$f":"IF(O22454=\"\",\"\",INDEX(EIA_Units!P22454:'EIA_Units'!$P$6:$P$22655,O22454))","v":""},""]
[null,"EXCLUDE","IN","Headwaters Wind Farm LLC",58416,"1","WND","WT",100,null,"IPP Non-CHP","N","Non Combustion (NUC, WAT, WND, GEO, or SUN)",null,{"$f":"IF(B22455=\"CoalST\",MATCH(E22455&\"|\"&F22455,EIA_Units!$BK$6:$BK$22655,0),\"\")","v":""},{"$f":"IF(O22455=\"\",\"\",INDEX(EIA_Units!P22455:'EIA_Units'!$P$6:$P$22655,O22455))","v":""},""]
[null,"EXCLUDE","CA","Marathon Solar Project",58417,"CP1","SUN","PV",20,null,"IPP Non-CHP","N","Non Combustion (NUC, WAT, WND, GEO, or SUN)",null,{"$f":"IF(B22456=\"CoalST\",MATCH(E22456&\"|\"&F22456,EIA_Units!$BK$6:$BK$22655,0),\"\")","v":""},{"$f":"IF(O22456=\"\",\"\",INDEX(EIA_Units!P22456:'EIA_Units'!$P$6:$P$22655,O22456))","v":""},""]
[null,"EXCLUDE","CA","Victor Dry Farm Ranch A",58418,"1","SUN","PV",5,null,"IPP Non-CHP","N","Non Combustion (NUC, WAT, WND, GEO, or SUN)",null,{"$f":"IF(B22457=\"CoalST\",MATCH(E22457&\"|\"&F22457,EIA_Units!$BK$6:$BK$22655,0),\"\")","v":""},{"$f":"IF(O22457=\"\",\"\",INDEX(EIA_Units!P22457:'EIA_Units'!$P$6:$P$22655,O22457))","v":""},""]
[null,"EXCLUDE","CA","Victor Dry Farm Ranch B",58419,"1","SUN","PV",5,null,"IPP Non-CHP","N","Non Combustion (NUC, WAT, WND, GEO, or SUN)",null,{"$f":"IF(B22458=\"CoalST\",MATCH(E22458&\"|\"&F22458,EIA_Units!$BK$6:$BK$22655,0),\"\")","v":""},{"$f":"IF(O22458=\"\",\"\",INDEX(EIA_Units!P22458:'EIA_Units'!$P$6:$P$22655,O22458))","v":""},""]
[null,"EXCLUDE","PA","Moxie Liberty Generation Plant",58420,"GEN1","NG","CC",435,null,"IPP Non-CHP","N","Status of operation (IP,L,P,T,or U) or Retired before 2012",null,{"$f":"IF(B22459=\"CoalST\",MATCH(E22459&\"|\"&F22459,EIA_Units!$BK$6:$BK$22655,0),\"\")","v":""},{"$f":"IF(O22459=\"\",\"\",INDEX(EIA_Units!P22459:'EIA_Units'!$P$6:$P$22655,O22459))","v":""},""]
[null,"EXCLUDE","PA","Moxie Liberty Generation Plant",58420,"GEN2","NG","CC",435,null,"IPP Non-CHP","N","Status of operation (IP,L,P,T,or U) or Retired before 2012",null,{"$f":"IF(B22460=\"CoalST\",MATCH(E22460&\"|\"&F22460,EIA_Units!$BK$6:$BK$22655,0),\"\")","v":""},{"$f":"IF(O22460=\"\",\"\",INDEX(EIA_Units!P22460:'EIA_Units'!$P$6:$P$22655,O22460))","v":""},""]
[null,"EXCLUDE","MO","Missouri Center for Waste to Energy",58421,"320","LFG","IC",1,null,"IPP Non-CHP","N","Internal Combustion (PRMVR=IC)",null,{"$f":"IF(B22461=\"CoalST\",MATCH(E22461&\"|\"&F22461,EIA_Units!$BK$6:$BK$22655,0),\"\")","v":""},{"$f":"IF(O22461=\"\",\"\",INDEX(EIA_Units!P22461:'EIA_Units'!$P$6:$P$22655,O22461))","v":""},""]
[null,"EXCLUDE","MO","Missouri Center for Waste to Energy",58421,"420","LFG","IC",1.4,null,"IPP Non-CHP","N","Internal Combustion (PRMVR=IC)",null,{"$f":"IF(B22462=\"CoalST\",MATCH(E22462&\"|\"&F22462,EIA_Units!$BK$6:$BK$22655,0),\"\")","v":""},{"$f":"IF(O22462=\"\",\"\",INDEX(EIA_Units!P22462:'EIA_Units'!$P$6:$P$22655,O22462))","v":""},""]
[null,"EXCLUDE","CA","CSU Northridge Plant",58422,"63","NG","FC",0.3,null,"Commercial CHP","Y","Fuel Cell (PRMVR=FC)",null,{"$f":"IF(B22463=\"CoalST\",MATCH(E22463&\"|\"&F22463,EIA_Units!$BK$6:$BK$22655,0),\"\")","v":""},{"$f":"IF(O22463=\"\",\"\",INDEX(EIA_Units!P22463:'EIA_Units'!$P$6:$P$22655,O22463))","v":""},""]
[null,"EXCLUDE","CA","CSU Northridge Plant",58422,"64","NG","FC",0.3,null,"Commercial CHP","Y","Fuel Cell (PRMVR=FC)",null,{"$f":"IF(B22464=\"CoalST\",MATCH(E22464&\"|\"&F22464,EIA_Units!$BK$6:$BK$22655,0),\"\")","v":""},{"$f":"IF(O22464=\"\",\"\",INDEX(EIA_Units!P22464:'EIA_Units'!$P$6:$P$22655,O22464))","v":""},""]
[null,"EXCLUDE","CA","CSU Northridge Plant",58422,"65","NG","FC",0.3,null,"Commercial CHP","Y","Fuel Cell (PRMVR=FC)",null,{"$f":"IF(B22465=\"CoalST\",MATCH(E22465&\"|\"&F22465,EIA_Units!$BK$6:$BK$22655,0),\"\")","v":""},{"$f":"IF(O22465=\"\",\"\",INDEX(EIA_Units!P22465:'EIA_Units'!$P$6:$P$22655,O22465))","v":""},""]
[null,"EXCLUDE","CA","CSU Northridge Plant",58422,"67","NG","FC",0.3,null,"Commercial CHP","Y","Fuel Cell (PRMVR=FC)",null,{"$f":"IF(B22466=\"CoalST\",MATCH(E22466&\"|\"&F22466,EIA_Units!$BK$6:$BK$22655,0),\"\")","v":""},{"$f":"IF(O22466=\"\",\"\",INDEX(EIA_Units!P22466:'EIA_Units'!$P$6:$P$22655,O22466))","v":""},""]
[null,"EXCLUDE","CA","CSU Northridge Plant",58422,"B2PV","SUN","PV",0.3,null,"Commercial CHP","N","Non Combustion (NUC, WAT, WND, GEO, or SUN)",null,{"$f":"IF(B22467=\"CoalST\",MATCH(E22467&\"|\"&F22467,EIA_Units!$BK$6:$BK$22655,0),\"\")","v":""},{"$f":"IF(O22467=\"\",\"\",INDEX(EIA_Units!P22467:'EIA_Units'!$P$6:$P$22655,O22467))","v":""},""]
[null,"EXCLUDE","CA","CSU Northridge Plant",58422,"CP1","NG","GT",0.2,null,"Commercial CHP","Y","Simple Cycle Turbine (PRMVR=GT or OT) unit under 25MW",null,{"$f":"IF(B22468=\"CoalST\",MATCH(E22468&\"|\"&F22468,EIA_Units!$BK$6:$BK$22655,0),\"\")","v":""},{"$f":"IF(O22468=\"\",\"\",INDEX(EIA_Units!P22468:'EIA_Units'!$P$6:$P$22655,O22468))","v":""},""]
[null,"EXCLUDE","CA","CSU Northridge Plant",58422,"E6PV","SUN","PV",0.2,null,"Commercial CHP","N","Non Combustion (NUC, WAT, WND, GEO, or SUN)",null,{"$f":"IF(B22469=\"CoalST\",MATCH(E22469&\"|\"&F22469,EIA_Units!$BK$6:$BK$22655,0),\"\")","v":""},{"$f":"IF(O22469=\"\",\"\",INDEX(EIA_Units!P22469:'EIA_Units'!$P$6:$P$22655,O22469))","v":""},""]
[null,"EXCLUDE","MA","Southbridge PV",58423,"SO022","SUN","PV",3,null,"IPP Non-CHP","N","Non Combustion (NUC, WAT, WND, GEO, or SUN)",null,{"$f":"IF(B22470=\"CoalST\",MATCH(E22470&\"|\"&F22470,EIA_Units!$BK$6:$BK$22655,0),\"\")","v":""},{"$f":"IF(O22470=\"\",\"\",INDEX(EIA_Units!P22470:'EIA_Units'!$P$6:$P$22655,O22470))","v":""},""]
[null,"EXCLUDE","TX","Harbor Wind LLC",58424,"1","WND","WT",9,null,"IPP Non-CHP","N","Non Combustion (NUC, WAT, WND, GEO, or SUN)",null,{"$f":"IF(B22471=\"CoalST\",MATCH(E22471&\"|\"&F22471,EIA_Units!$BK$6:$BK$22655,0),\"\")","v":""},{"$f":"IF(O22471=\"\",\"\",INDEX(EIA_Units!P22471:'EIA_Units'!$P$6:$P$22655,O22471))","v":""},{"$f":"IF(O22471=\"\",\"\",2014-P22471)","v":""}]
[null,"EXCLUDE","AK","Fire Island Wind",58425,"WT1","WND","WT",18,null,"IPP Non-CHP","N","Non Combustion (NUC, WAT, WND, GEO, or SUN)",null,{"$f":"IF(B22472=\"CoalST\",MATCH(E22472&\"|\"&F22472,EIA_Units!$BK$6:$BK$22655,0),\"\")","v":""},{"$f":"IF(O22472=\"\",\"\",INDEX(EIA_Units!P22472:'EIA_Units'!$P$6:$P$22655,O22472))","v":""},""]
[null,"EXCLUDE","PA","Moxie Patriot Generation Plant",58426,"GEN1","NG","CC",435,null,"IPP Non-CHP","N","Status of operation (IP,L,P,T,or U) or Retired before 2012",null,{"$f":"IF(B22473=\"CoalST\",MATCH(E22473&\"|\"&F22473,EIA_Units!$BK$6:$BK$22655,0),\"\")","v":""},{"$f":"IF(O22473=\"\",\"\",INDEX(EIA_Units!P22473:'EIA_Units'!$P$6:$P$22655,O22473))","v":""},""]
[null,"EXCLUDE","PA","Moxie Patriot Generation Plant",58426,"GEN2","NG","CC",435,null,"IPP Non-CHP","N","Status of operation (IP,L,P,T,or U) or Retired before 2012",null,{"$f":"IF(B22474=\"CoalST\",MATCH(E22474&\"|\"&F22474,EIA_Units!$BK$6:$BK$22655,0),\"\")","v":""},{"$f":"IF(O22474=\"\",\"\",INDEX(EIA_Units!P22474:'EIA_Units'!$P$6:$P$22655,O22474))","v":""},""]
[null,"Exclude","MI","Lansing BWL REO Town Plant",58427,"CTG1","NG","GT",42,null,"Electric Utility","Y","Low utilization CT",null,{"$f":"IF(B22475=\"CoalST\",MATCH(E22475&\"|\"&F22475,EIA_Units!$BK$6:$BK$22655,0),\"\")","v":""},{"$f":"IF(O22475=\"\",\"\",INDEX(EIA_Units!P22475:'EIA_Units'!$P$6:$P$22655,O22475))","v":""},""]
[null,"Exclude","MI","Lansing BWL REO Town Plant",58427,"CTG2","NG","GT",42,null,"Electric Utility","Y","Low utilization CT",null,{"$f":"IF(B22476=\"CoalST\",MATCH(E22476&\"|\"&F22476,EIA_Units!$BK$6:$BK$22655,0),\"\")","v":""},{"$f":"IF(O22476=\"\",\"\",INDEX(EIA_Units!P22476:'EIA_Units'!$P$6:$P$22655,O22476))","v":""},""]
[null,"EXCLUDE","MI","Lansing BWL REO Town Plant",58427,"ST","NG","ST",14,null,"Electric Utility","Y","Steam unit (PRMVR=ST) under 25MW/250 MMBtu/hr",null,{"$f":"IF(B22477=\"CoalST\",MATCH(E22477&\"|\"&F22477,EIA_Units!$BK$6:$BK$22655,0),\"\")","v":""},{"$f":"IF(O22477=\"\",\"\",INDEX(EIA_Units!P22477:'EIA_Units'!$P$6:$P$22655,O22477))","v":""},""]
[null,"EXCLUDE","LA","LSU Cogen",58428,"1-02","NG","GT",19.600000000000001,null,"Commercial CHP","Y","Simple Cycle Turbine (PRMVR=GT or OT) unit under 25MW",null,{"$f":"IF(B22478=\"CoalST\",MATCH(E22478&\"|\"&F22478,EIA_Units!$BK$6:$BK$22655,0),\"\")","v":""},{"$f":"IF(O22478=\"\",\"\",INDEX(EIA_Units!P22478:'EIA_Units'!$P$6:$P$22655,O22478))","v":""},""]
[null,"EXCLUDE","CA","Sunshine Gas Producers",58429,"1","LFG","GT",4.5999999999999996,null,"IPP Non-CHP","N","Non Fossil fuel type",null,{"$f":"IF(B22479=\"CoalST\",MATCH(E22479&\"|\"&F22479,EIA_Units!$BK$6:$BK$22655,0),\"\")","v":""},{"$f":"IF(O22479=\"\",\"\",INDEX(EIA_Units!P22479:'EIA_Units'!$P$6:$P$22655,O22479))","v":""},""]
[null,"EXCLUDE","CA","Sunshine Gas Producers",58429,"2","LFG","GT",4.5999999999999996,null,"IPP Non-CHP","N","Non Fossil fuel type",null,{"$f":"IF(B22480=\"CoalST\",MATCH(E22480&\"|\"&F22480,EIA_Units!$BK$6:$BK$22655,0),\"\")","v":""},{"$f":"IF(O22480=\"\",\"\",INDEX(EIA_Units!P22480:'EIA_Units'!$P$6:$P$22655,O22480))","v":""},""]
[null,"EXCLUDE","CA","Sunshine Gas Producers",58429,"3","LFG","GT",4.5999999999999996,null,"IPP Non-CHP","N","Non Fossil fuel type",null,{"$f":"IF(B22481=\"CoalST\",MATCH(E22481&\"|\"&F22481,EIA_Units!$BK$6:$BK$22655,0),\"\")","v":""},{"$f":"IF(O22481=\"\",\"\",INDEX(EIA_Units!P22481:'EIA_Units'!$P$6:$P$22655,O22481))","v":""},""]
[null,"EXCLUDE","CA","Sunshine Gas Producers",58429,"4","LFG","GT",4.5999999999999996,null,"IPP Non-CHP","N","Non Fossil fuel type",null,{"$f":"IF(B22482=\"CoalST\",MATCH(E22482&\"|\"&F22482,EIA_Units!$BK$6:$BK$22655,0),\"\")","v":""},{"$f":"IF(O22482=\"\",\"\",INDEX(EIA_Units!P22482:'EIA_Units'!$P$6:$P$22655,O22482))","v":""},""]
[null,"EXCLUDE","CA","Sunshine Gas Producers",58429,"5","LFG","GT",4.5999999999999996,null,"IPP Non-CHP","N","Non Fossil fuel type",null,{"$f":"IF(B22483=\"CoalST\",MATCH(E22483&\"|\"&F22483,EIA_Units!$BK$6:$BK$22655,0),\"\")","v":""},{"$f":"IF(O22483=\"\",\"\",INDEX(EIA_Units!P22483:'EIA_Units'!$P$6:$P$22655,O22483))","v":""},""]
[null,"EXCLUDE","CA","Centinela Solar Energy",58430,"CSE1","SUN","PV",34.200000000000003,null,"IPP Non-CHP","N","Non Combustion (NUC, WAT, WND, GEO, or SUN)",null,{"$f":"IF(B22484=\"CoalST\",MATCH(E22484&\"|\"&F22484,EIA_Units!$BK$6:$BK$22655,0),\"\")","v":""},{"$f":"IF(O22484=\"\",\"\",INDEX(EIA_Units!P22484:'EIA_Units'!$P$6:$P$22655,O22484))","v":""},""]
[null,"EXCLUDE","CA","Centinela Solar Energy",58430,"CSE2","SUN","PV",26.6,null,"IPP Non-CHP","N","Non Combustion (NUC, WAT, WND, GEO, or SUN)",null,{"$f":"IF(B22485=\"CoalST\",MATCH(E22485&\"|\"&F22485,EIA_Units!$BK$6:$BK$22655,0),\"\")","v":""},{"$f":"IF(O22485=\"\",\"\",INDEX(EIA_Units!P22485:'EIA_Units'!$P$6:$P$22655,O22485))","v":""},""]
[null,"EXCLUDE","CA","Centinela Solar Energy",58430,"CSE3","SUN","PV",34.200000000000003,null,"IPP Non-CHP","N","Non Combustion (NUC, WAT, WND, GEO, or SUN)",null,{"$f":"IF(B22486=\"CoalST\",MATCH(E22486&\"|\"&F22486,EIA_Units!$BK$6:$BK$22655,0),\"\")","v":""},{"$f":"IF(O22486=\"\",\"\",INDEX(EIA_Units!P22486:'EIA_Units'!$P$6:$P$22655,O22486))","v":""},""]
[null,"EXCLUDE","CA","Centinela Solar Energy",58430,"CSE4","SUN","PV",34.200000000000003,null,"IPP Non-CHP","N","Non Combustion (NUC, WAT, WND, GEO, or SUN)",null,{"$f":"IF(B22487=\"CoalST\",MATCH(E22487&\"|\"&F22487,EIA_Units!$BK$6:$BK$22655,0),\"\")","v":""},{"$f":"IF(O22487=\"\",\"\",INDEX(EIA_Units!P22487:'EIA_Units'!$P$6:$P$22655,O22487))","v":""},""]
[null,"EXCLUDE","CA","Centinela Solar Energy",58430,"CSE5","SUN","PV",19,null,"IPP Non-CHP","N","Non Combustion (NUC, WAT, WND, GEO, or SUN)",null,{"$f":"IF(B22488=\"CoalST\",MATCH(E22488&\"|\"&F22488,EIA_Units!$BK$6:$BK$22655,0),\"\")","v":""},{"$f":"IF(O22488=\"\",\"\",INDEX(EIA_Units!P22488:'EIA_Units'!$P$6:$P$22655,O22488))","v":""},""]
[null,"EXCLUDE","CA","Centinela Solar Energy",58430,"CSE6","SUN","PV",26.6,null,"IPP Non-CHP","N","Non Combustion (NUC, WAT, WND, GEO, or SUN)",null,{"$f":"IF(B22489=\"CoalST\",MATCH(E22489&\"|\"&F22489,EIA_Units!$BK$6:$BK$22655,0),\"\")","v":""},{"$f":"IF(O22489=\"\",\"\",INDEX(EIA_Units!P22489:'EIA_Units'!$P$6:$P$22655,O22489))","v":""},""]
[null,"EXCLUDE","TN","West Tennessee Solar Farm",58431,"SNVA","SUN","PV",4.2,null,"IPP Non-CHP","N","Non Combustion (NUC, WAT, WND, GEO, or SUN)",null,{"$f":"IF(B22490=\"CoalST\",MATCH(E22490&\"|\"&F22490,EIA_Units!$BK$6:$BK$22655,0),\"\")","v":""},{"$f":"IF(O22490=\"\",\"\",INDEX(EIA_Units!P22490:'EIA_Units'!$P$6:$P$22655,O22490))","v":""},""]
[null,"EXCLUDE","CA","Houweling Nurseries",58432,"COG1","NG","IC",4.4000000000000004,null,"IPP CHP","Y","Internal Combustion (PRMVR=IC)",null,{"$f":"IF(B22491=\"CoalST\",MATCH(E22491&\"|\"&F22491,EIA_Units!$BK$6:$BK$22655,0),\"\")","v":""},{"$f":"IF(O22491=\"\",\"\",INDEX(EIA_Units!P22491:'EIA_Units'!$P$6:$P$22655,O22491))","v":""},""]
[null,"EXCLUDE","CA","Houweling Nurseries",58432,"COG2","NG","IC",4.4000000000000004,null,"IPP CHP","Y","Internal Combustion (PRMVR=IC)",null,{"$f":"IF(B22492=\"CoalST\",MATCH(E22492&\"|\"&F22492,EIA_Units!$BK$6:$BK$22655,0),\"\")","v":""},{"$f":"IF(O22492=\"\",\"\",INDEX(EIA_Units!P22492:'EIA_Units'!$P$6:$P$22655,O22492))","v":""},""]
[null,"EXCLUDE","CA","Houweling Nurseries",58432,"COG3","NG","IC",4.4000000000000004,null,"IPP CHP","Y","Internal Combustion (PRMVR=IC)",null,{"$f":"IF(B22493=\"CoalST\",MATCH(E22493&\"|\"&F22493,EIA_Units!$BK$6:$BK$22655,0),\"\")","v":""},{"$f":"IF(O22493=\"\",\"\",INDEX(EIA_Units!P22493:'EIA_Units'!$P$6:$P$22655,O22493))","v":""},""]
[null,"EXCLUDE","DE","Red Lion Energy Center",58433,"RED1","NG","FC",5.8,null,"IPP Non-CHP","N","Fuel Cell (PRMVR=FC)",null,{"$f":"IF(B22494=\"CoalST\",MATCH(E22494&\"|\"&F22494,EIA_Units!$BK$6:$BK$22655,0),\"\")","v":""},{"$f":"IF(O22494=\"\",\"\",INDEX(EIA_Units!P22494:'EIA_Units'!$P$6:$P$22655,O22494))","v":""},""]
[null,"EXCLUDE","DE","Red Lion Energy Center",58433,"RED2","NG","FC",6.4,null,"IPP Non-CHP","N","Fuel Cell (PRMVR=FC)",null,{"$f":"IF(B22495=\"CoalST\",MATCH(E22495&\"|\"&F22495,EIA_Units!$BK$6:$BK$22655,0),\"\")","v":""},{"$f":"IF(O22495=\"\",\"\",INDEX(EIA_Units!P22495:'EIA_Units'!$P$6:$P$22655,O22495))","v":""},""]
[null,"EXCLUDE","DE","Red Lion Energy Center",58433,"RED3","NG","FC",3.7,null,"IPP Non-CHP","N","Fuel Cell (PRMVR=FC)",null,{"$f":"IF(B22496=\"CoalST\",MATCH(E22496&\"|\"&F22496,EIA_Units!$BK$6:$BK$22655,0),\"\")","v":""},{"$f":"IF(O22496=\"\",\"\",INDEX(EIA_Units!P22496:'EIA_Units'!$P$6:$P$22655,O22496))","v":""},""]
[null,"EXCLUDE","DE","Red Lion Energy Center",58433,"RED4","NG","FC",3.7,null,"IPP Non-CHP","N","Fuel Cell (PRMVR=FC)",null,{"$f":"IF(B22497=\"CoalST\",MATCH(E22497&\"|\"&F22497,EIA_Units!$BK$6:$BK$22655,0),\"\")","v":""},{"$f":"IF(O22497=\"\",\"\",INDEX(EIA_Units!P22497:'EIA_Units'!$P$6:$P$22655,O22497))","v":""},""]
[null,"EXCLUDE","DE","Red Lion Energy Center",58433,"RED5","NG","FC",3.7,null,"IPP Non-CHP","N","Fuel Cell (PRMVR=FC)",null,{"$f":"IF(B22498=\"CoalST\",MATCH(E22498&\"|\"&F22498,EIA_Units!$BK$6:$BK$22655,0),\"\")","v":""},{"$f":"IF(O22498=\"\",\"\",INDEX(EIA_Units!P22498:'EIA_Units'!$P$6:$P$22655,O22498))","v":""},""]
[null,"EXCLUDE","DE","Red Lion Energy Center",58433,"RED6","NG","FC",3.7,null,"IPP Non-CHP","N","Fuel Cell (PRMVR=FC)",null,{"$f":"IF(B22499=\"CoalST\",MATCH(E22499&\"|\"&F22499,EIA_Units!$BK$6:$BK$22655,0),\"\")","v":""},{"$f":"IF(O22499=\"\",\"\",INDEX(EIA_Units!P22499:'EIA_Units'!$P$6:$P$22655,O22499))","v":""},""]
[null,"EXCLUDE","IA","Red Rock Hydro Plant",58434,"1","WAT","HY",18.2,null,"Electric Utility","N","Non Combustion (NUC, WAT, WND, GEO, or SUN)",null,{"$f":"IF(B22500=\"CoalST\",MATCH(E22500&\"|\"&F22500,EIA_Units!$BK$6:$BK$22655,0),\"\")","v":""},{"$f":"IF(O22500=\"\",\"\",INDEX(EIA_Units!P22500:'EIA_Units'!$P$6:$P$22655,O22500))","v":""},""]
[null,"EXCLUDE","IA","Red Rock Hydro Plant",58434,"2","WAT","HY",18.2,null,"Electric Utility","N","Non Combustion (NUC, WAT, WND, GEO, or SUN)",null,{"$f":"IF(B22501=\"CoalST\",MATCH(E22501&\"|\"&F22501,EIA_Units!$BK$6:$BK$22655,0),\"\")","v":""},{"$f":"IF(O22501=\"\",\"\",INDEX(EIA_Units!P22501:'EIA_Units'!$P$6:$P$22655,O22501))","v":""},""]
[null,"EXCLUDE","CA","Ameresco Vasco Road",58435,"ENG1","LFG","IC",2.2000000000000002,null,"IPP Non-CHP","N","Internal Combustion (PRMVR=IC)",null,{"$f":"IF(B22502=\"CoalST\",MATCH(E22502&\"|\"&F22502,EIA_Units!$BK$6:$BK$22655,0),\"\")","v":""},{"$f":"IF(O22502=\"\",\"\",INDEX(EIA_Units!P22502:'EIA_Units'!$P$6:$P$22655,O22502))","v":""},""]
[null,"EXCLUDE","CA","Ameresco Vasco Road",58435,"ENG2","LFG","IC",2.2000000000000002,null,"IPP Non-CHP","N","Internal Combustion (PRMVR=IC)",null,{"$f":"IF(B22503=\"CoalST\",MATCH(E22503&\"|\"&F22503,EIA_Units!$BK$6:$BK$22655,0),\"\")","v":""},{"$f":"IF(O22503=\"\",\"\",INDEX(EIA_Units!P22503:'EIA_Units'!$P$6:$P$22655,O22503))","v":""},""]
[null,"EXCLUDE","CA","Ameresco San Joaquin",58436,"ENG1","LFG","IC",2.2000000000000002,null,"IPP Non-CHP","N","Internal Combustion (PRMVR=IC)",null,{"$f":"IF(B22504=\"CoalST\",MATCH(E22504&\"|\"&F22504,EIA_Units!$BK$6:$BK$22655,0),\"\")","v":""},{"$f":"IF(O22504=\"\",\"\",INDEX(EIA_Units!P22504:'EIA_Units'!$P$6:$P$22655,O22504))","v":""},""]
[null,"EXCLUDE","CA","Ameresco San Joaquin",58436,"ENG2","LFG","IC",2.2000000000000002,null,"IPP Non-CHP","N","Internal Combustion (PRMVR=IC)",null,{"$f":"IF(B22505=\"CoalST\",MATCH(E22505&\"|\"&F22505,EIA_Units!$BK$6:$BK$22655,0),\"\")","v":""},{"$f":"IF(O22505=\"\",\"\",INDEX(EIA_Units!P22505:'EIA_Units'!$P$6:$P$22655,O22505))","v":""},""]
[null,"EXCLUDE","CA","Ameresco Forward",58437,"ENG1","LFG","IC",2.2000000000000002,null,"IPP Non-CHP","N","Internal Combustion (PRMVR=IC)",null,{"$f":"IF(B22506=\"CoalST\",MATCH(E22506&\"|\"&F22506,EIA_Units!$BK$6:$BK$22655,0),\"\")","v":""},{"$f":"IF(O22506=\"\",\"\",INDEX(EIA_Units!P22506:'EIA_Units'!$P$6:$P$22655,O22506))","v":""},""]
[null,"EXCLUDE","CA","Ameresco Forward",58437,"ENG2","LFG","IC",2.2000000000000002,null,"IPP Non-CHP","N","Internal Combustion (PRMVR=IC)",null,{"$f":"IF(B22507=\"CoalST\",MATCH(E22507&\"|\"&F22507,EIA_Units!$BK$6:$BK$22655,0),\"\")","v":""},{"$f":"IF(O22507=\"\",\"\",INDEX(EIA_Units!P22507:'EIA_Units'!$P$6:$P$22655,O22507))","v":""},""]
[null,"EXCLUDE","SD","Spearfish Hydro",58438,"TURB1","WAT","HY",2,null,"Electric Utility","N","Non Combustion (NUC, WAT, WND, GEO, or SUN)",null,{"$f":"IF(B22508=\"CoalST\",MATCH(E22508&\"|\"&F22508,EIA_Units!$BK$6:$BK$22655,0),\"\")","v":""},{"$f":"IF(O22508=\"\",\"\",INDEX(EIA_Units!P22508:'EIA_Units'!$P$6:$P$22655,O22508))","v":""},""]
[null,"EXCLUDE","SD","Spearfish Hydro",58438,"TURB2","WAT","HY",2,null,"Electric Utility","N","Non Combustion (NUC, WAT, WND, GEO, or SUN)",null,{"$f":"IF(B22509=\"CoalST\",MATCH(E22509&\"|\"&F22509,EIA_Units!$BK$6:$BK$22655,0),\"\")","v":""},{"$f":"IF(O22509=\"\",\"\",INDEX(EIA_Units!P22509:'EIA_Units'!$P$6:$P$22655,O22509))","v":""},""]
[null,"EXCLUDE","OH","Collinwood BioEnergy Facility",58439,"CBE01","OBG","IC",1,null,"Industrial Non-CHP","N","Internal Combustion (PRMVR=IC)",null,{"$f":"IF(B22510=\"CoalST\",MATCH(E22510&\"|\"&F22510,EIA_Units!$BK$6:$BK$22655,0),\"\")","v":""},{"$f":"IF(O22510=\"\",\"\",INDEX(EIA_Units!P22510:'EIA_Units'!$P$6:$P$22655,O22510))","v":""},""]
[null,"EXCLUDE","CA","CBS Studio Center",58440,"9560","NG","FC",0.4,null,"Commercial Non-CHP","N","Fuel Cell (PRMVR=FC)",null,{"$f":"IF(B22511=\"CoalST\",MATCH(E22511&\"|\"&F22511,EIA_Units!$BK$6:$BK$22655,0),\"\")","v":""},{"$f":"IF(O22511=\"\",\"\",INDEX(EIA_Units!P22511:'EIA_Units'!$P$6:$P$22655,O22511))","v":""},""]
[null,"EXCLUDE","CA","CBS Studio Center",58440,"9580","NG","FC",0.4,null,"Commercial Non-CHP","N","Fuel Cell (PRMVR=FC)",null,{"$f":"IF(B22512=\"CoalST\",MATCH(E22512&\"|\"&F22512,EIA_Units!$BK$6:$BK$22655,0),\"\")","v":""},{"$f":"IF(O22512=\"\",\"\",INDEX(EIA_Units!P22512:'EIA_Units'!$P$6:$P$22655,O22512))","v":""},""]
[null,"EXCLUDE","CA","CBS Studio Center",58440,"9581","NG","FC",0.4,null,"Commercial Non-CHP","N","Fuel Cell (PRMVR=FC)",null,{"$f":"IF(B22513=\"CoalST\",MATCH(E22513&\"|\"&F22513,EIA_Units!$BK$6:$BK$22655,0),\"\")","v":""},{"$f":"IF(O22513=\"\",\"\",INDEX(EIA_Units!P22513:'EIA_Units'!$P$6:$P$22655,O22513))","v":""},""]
[null,"EXCLUDE","CA","CBS Studio Center",58440,"9583","NG","FC",0.4,null,"Commercial Non-CHP","N","Fuel Cell (PRMVR=FC)",null,{"$f":"IF(B22514=\"CoalST\",MATCH(E22514&\"|\"&F22514,EIA_Units!$BK$6:$BK$22655,0),\"\")","v":""},{"$f":"IF(O22514=\"\",\"\",INDEX(EIA_Units!P22514:'EIA_Units'!$P$6:$P$22655,O22514))","v":""},""]
[null,"EXCLUDE","CA","CBS Studio Center",58440,"9585","NG","FC",0.4,null,"Commercial Non-CHP","N","Fuel Cell (PRMVR=FC)",null,{"$f":"IF(B22515=\"CoalST\",MATCH(E22515&\"|\"&F22515,EIA_Units!$BK$6:$BK$22655,0),\"\")","v":""},{"$f":"IF(O22515=\"\",\"\",INDEX(EIA_Units!P22515:'EIA_Units'!$P$6:$P$22655,O22515))","v":""},""]
[null,"EXCLUDE","CA","CBS Studio Center",58440,"9587","NG","FC",0.4,null,"Commercial Non-CHP","N","Fuel Cell (PRMVR=FC)",null,{"$f":"IF(B22516=\"CoalST\",MATCH(E22516&\"|\"&F22516,EIA_Units!$BK$6:$BK$22655,0),\"\")","v":""},{"$f":"IF(O22516=\"\",\"\",INDEX(EIA_Units!P22516:'EIA_Units'!$P$6:$P$22655,O22516))","v":""},""]
[null,"EXCLUDE","WA","Swauk Wind LLC",58441,"SW","WND","WT",4.3,null,"IPP Non-CHP","N","Non Combustion (NUC, WAT, WND, GEO, or SUN)",null,{"$f":"IF(B22517=\"CoalST\",MATCH(E22517&\"|\"&F22517,EIA_Units!$BK$6:$BK$22655,0),\"\")","v":""},{"$f":"IF(O22517=\"\",\"\",INDEX(EIA_Units!P22517:'EIA_Units'!$P$6:$P$22655,O22517))","v":""},""]
[null,"EXCLUDE","NJ","ACI Energy Partners LLC",58442,"GEN1","NG","GT",7.8,null,"IPP CHP","Y","Simple Cycle Turbine (PRMVR=GT or OT) unit under 25MW",null,{"$f":"IF(B22518=\"CoalST\",MATCH(E22518&\"|\"&F22518,EIA_Units!$BK$6:$BK$22655,0),\"\")","v":""},{"$f":"IF(O22518=\"\",\"\",INDEX(EIA_Units!P22518:'EIA_Units'!$P$6:$P$22655,O22518))","v":""},""]
[null,"EXCLUDE","PA","Martin Limestone Solar Array",58443,"GEN1","SUN","PV",1,null,"IPP Non-CHP","N","Non Combustion (NUC, WAT, WND, GEO, or SUN)",null,{"$f":"IF(B22519=\"CoalST\",MATCH(E22519&\"|\"&F22519,EIA_Units!$BK$6:$BK$22655,0),\"\")","v":""},{"$f":"IF(O22519=\"\",\"\",INDEX(EIA_Units!P22519:'EIA_Units'!$P$6:$P$22655,O22519))","v":""},""]
[null,"EXCLUDE","IA","Junction Hilltop Wind Farm",58444,"JHW","WND","WT",8,null,"IPP Non-CHP","N","Non Combustion (NUC, WAT, WND, GEO, or SUN)",null,{"$f":"IF(B22520=\"CoalST\",MATCH(E22520&\"|\"&F22520,EIA_Units!$BK$6:$BK$22655,0),\"\")","v":""},{"$f":"IF(O22520=\"\",\"\",INDEX(EIA_Units!P22520:'EIA_Units'!$P$6:$P$22655,O22520))","v":""},""]
[null,"EXCLUDE","CA","Arrache 4006",58445,"1","SUN","PV",1,null,"IPP Non-CHP","N","Non Combustion (NUC, WAT, WND, GEO, or SUN)",null,{"$f":"IF(B22521=\"CoalST\",MATCH(E22521&\"|\"&F22521,EIA_Units!$BK$6:$BK$22655,0),\"\")","v":""},{"$f":"IF(O22521=\"\",\"\",INDEX(EIA_Units!P22521:'EIA_Units'!$P$6:$P$22655,O22521))","v":""},""]
[null,"EXCLUDE","CA","Arrache 4006",58445,"2","SUN","PV",1,null,"IPP Non-CHP","N","Non Combustion (NUC, WAT, WND, GEO, or SUN)",null,{"$f":"IF(B22522=\"CoalST\",MATCH(E22522&\"|\"&F22522,EIA_Units!$BK$6:$BK$22655,0),\"\")","v":""},{"$f":"IF(O22522=\"\",\"\",INDEX(EIA_Units!P22522:'EIA_Units'!$P$6:$P$22655,O22522))","v":""},""]
[null,"EXCLUDE","CA","Arrache 4013",58446,"1","SUN","PV",1.5,null,"IPP Non-CHP","N","Non Combustion (NUC, WAT, WND, GEO, or SUN)",null,{"$f":"IF(B22523=\"CoalST\",MATCH(E22523&\"|\"&F22523,EIA_Units!$BK$6:$BK$22655,0),\"\")","v":""},{"$f":"IF(O22523=\"\",\"\",INDEX(EIA_Units!P22523:'EIA_Units'!$P$6:$P$22655,O22523))","v":""},""]
[null,"EXCLUDE","CA","Arrache 8083",58447,"1","SUN","PV",1.5,null,"IPP Non-CHP","N","Non Combustion (NUC, WAT, WND, GEO, or SUN)",null,{"$f":"IF(B22524=\"CoalST\",MATCH(E22524&\"|\"&F22524,EIA_Units!$BK$6:$BK$22655,0),\"\")","v":""},{"$f":"IF(O22524=\"\",\"\",INDEX(EIA_Units!P22524:'EIA_Units'!$P$6:$P$22655,O22524))","v":""},""]
[null,"EXCLUDE","CA","Arrache 8083",58447,"2","SUN","PV",1.5,null,"IPP Non-CHP","N","Non Combustion (NUC, WAT, WND, GEO, or SUN)",null,{"$f":"IF(B22525=\"CoalST\",MATCH(E22525&\"|\"&F22525,EIA_Units!$BK$6:$BK$22655,0),\"\")","v":""},{"$f":"IF(O22525=\"\",\"\",INDEX(EIA_Units!P22525:'EIA_Units'!$P$6:$P$22655,O22525))","v":""},""]
[null,"EXCLUDE","CA","Arrache 8083",58447,"3","SUN","PV",1,null,"IPP Non-CHP","N","Non Combustion (NUC, WAT, WND, GEO, or SUN)",null,{"$f":"IF(B22526=\"CoalST\",MATCH(E22526&\"|\"&F22526,EIA_Units!$BK$6:$BK$22655,0),\"\")","v":""},{"$f":"IF(O22526=\"\",\"\",INDEX(EIA_Units!P22526:'EIA_Units'!$P$6:$P$22655,O22526))","v":""},""]
[null,"EXCLUDE","CA","Nunn",58448,"1","SUN","PV",1,null,"IPP Non-CHP","N","Non Combustion (NUC, WAT, WND, GEO, or SUN)",null,{"$f":"IF(B22527=\"CoalST\",MATCH(E22527&\"|\"&F22527,EIA_Units!$BK$6:$BK$22655,0),\"\")","v":""},{"$f":"IF(O22527=\"\",\"\",INDEX(EIA_Units!P22527:'EIA_Units'!$P$6:$P$22655,O22527))","v":""},""]
[null,"EXCLUDE","CA","Rutan",58449,"1","SUN","PV",1.5,null,"IPP Non-CHP","N","Non Combustion (NUC, WAT, WND, GEO, or SUN)",null,{"$f":"IF(B22528=\"CoalST\",MATCH(E22528&\"|\"&F22528,EIA_Units!$BK$6:$BK$22655,0),\"\")","v":""},{"$f":"IF(O22528=\"\",\"\",INDEX(EIA_Units!P22528:'EIA_Units'!$P$6:$P$22655,O22528))","v":""},""]
[null,"EXCLUDE","CA","Rutan",58449,"2","SUN","PV",1.5,null,"IPP Non-CHP","N","Non Combustion (NUC, WAT, WND, GEO, or SUN)",null,{"$f":"IF(B22529=\"CoalST\",MATCH(E22529&\"|\"&F22529,EIA_Units!$BK$6:$BK$22655,0),\"\")","v":""},{"$f":"IF(O22529=\"\",\"\",INDEX(EIA_Units!P22529:'EIA_Units'!$P$6:$P$22655,O22529))","v":""},""]
[null,"EXCLUDE","CA","Rutan",58449,"3","SUN","PV",1,null,"IPP Non-CHP","N","Non Combustion (NUC, WAT, WND, GEO, or SUN)",null,{"$f":"IF(B22530=\"CoalST\",MATCH(E22530&\"|\"&F22530,EIA_Units!$BK$6:$BK$22655,0),\"\")","v":""},{"$f":"IF(O22530=\"\",\"\",INDEX(EIA_Units!P22530:'EIA_Units'!$P$6:$P$22655,O22530))","v":""},""]
[null,"EXCLUDE","CA","Vinam",58450,"1","SUN","PV",1.5,null,"IPP Non-CHP","N","Non Combustion (NUC, WAT, WND, GEO, or SUN)",null,{"$f":"IF(B22531=\"CoalST\",MATCH(E22531&\"|\"&F22531,EIA_Units!$BK$6:$BK$22655,0),\"\")","v":""},{"$f":"IF(O22531=\"\",\"\",INDEX(EIA_Units!P22531:'EIA_Units'!$P$6:$P$22655,O22531))","v":""},""]
[null,"EXCLUDE","CA","Ma",58451,"1","SUN","PV",1.5,null,"IPP Non-CHP","N","Non Combustion (NUC, WAT, WND, GEO, or SUN)",null,{"$f":"IF(B22532=\"CoalST\",MATCH(E22532&\"|\"&F22532,EIA_Units!$BK$6:$BK$22655,0),\"\")","v":""},{"$f":"IF(O22532=\"\",\"\",INDEX(EIA_Units!P22532:'EIA_Units'!$P$6:$P$22655,O22532))","v":""},""]
[null,"EXCLUDE","CA","Horn",58452,"1","SUN","PV",1.5,null,"IPP Non-CHP","N","Non Combustion (NUC, WAT, WND, GEO, or SUN)",null,{"$f":"IF(B22533=\"CoalST\",MATCH(E22533&\"|\"&F22533,EIA_Units!$BK$6:$BK$22655,0),\"\")","v":""},{"$f":"IF(O22533=\"\",\"\",INDEX(EIA_Units!P22533:'EIA_Units'!$P$6:$P$22655,O22533))","v":""},""]
[null,"EXCLUDE","NC","Dixon Dairy Road Solar",58453,"1","SUN","PV",4,null,"IPP Non-CHP","N","Non Combustion (NUC, WAT, WND, GEO, or SUN)",null,{"$f":"IF(B22534=\"CoalST\",MATCH(E22534&\"|\"&F22534,EIA_Units!$BK$6:$BK$22655,0),\"\")","v":""},{"$f":"IF(O22534=\"\",\"\",INDEX(EIA_Units!P22534:'EIA_Units'!$P$6:$P$22655,O22534))","v":""},""]
[null,"EXCLUDE","CA","Watts 3115",58454,"1","SUN","PV",1.5,null,"IPP Non-CHP","N","Non Combustion (NUC, WAT, WND, GEO, or SUN)",null,{"$f":"IF(B22535=\"CoalST\",MATCH(E22535&\"|\"&F22535,EIA_Units!$BK$6:$BK$22655,0),\"\")","v":""},{"$f":"IF(O22535=\"\",\"\",INDEX(EIA_Units!P22535:'EIA_Units'!$P$6:$P$22655,O22535))","v":""},{"$f":"IF(O22535=\"\",\"\",2014-P22535)","v":""}]
[null,"EXCLUDE","CA","Watts 3115",58454,"2","SUN","PV",0.5,null,"IPP Non-CHP","N","Non Combustion (NUC, WAT, WND, GEO, or SUN)",null,{"$f":"IF(B22536=\"CoalST\",MATCH(E22536&\"|\"&F22536,EIA_Units!$BK$6:$BK$22655,0),\"\")","v":""},{"$f":"IF(O22536=\"\",\"\",INDEX(EIA_Units!P22536:'EIA_Units'!$P$6:$P$22655,O22536))","v":""},""]
[null,"EXCLUDE","OR","45 Mile Hydroelectric Project",58455,"0001","WAT","HY",1,null,"IPP Non-CHP","N","Non Combustion (NUC, WAT, WND, GEO, or SUN)",null,{"$f":"IF(B22537=\"CoalST\",MATCH(E22537&\"|\"&F22537,EIA_Units!$BK$6:$BK$22655,0),\"\")","v":""},{"$f":"IF(O22537=\"\",\"\",INDEX(EIA_Units!P22537:'EIA_Units'!$P$6:$P$22655,O22537))","v":""},""]
[null,"EXCLUDE","OR","45 Mile Hydroelectric Project",58455,"0002","WAT","HY",1,null,"IPP Non-CHP","N","Non Combustion (NUC, WAT, WND, GEO, or SUN)",null,{"$f":"IF(B22538=\"CoalST\",MATCH(E22538&\"|\"&F22538,EIA_Units!$BK$6:$BK$22655,0),\"\")","v":""},{"$f":"IF(O22538=\"\",\"\",INDEX(EIA_Units!P22538:'EIA_Units'!$P$6:$P$22655,O22538))","v":""},""]
[null,"EXCLUDE","OR","45 Mile Hydroelectric Project",58455,"0003","WAT","HY",1,null,"IPP Non-CHP","N","Non Combustion (NUC, WAT, WND, GEO, or SUN)",null,{"$f":"IF(B22539=\"CoalST\",MATCH(E22539&\"|\"&F22539,EIA_Units!$BK$6:$BK$22655,0),\"\")","v":""},{"$f":"IF(O22539=\"\",\"\",INDEX(EIA_Units!P22539:'EIA_Units'!$P$6:$P$22655,O22539))","v":""},""]
[null,"EXCLUDE","IA","Cumberland Rose",58456,"1","WND","WT",1.6,null,"IPP Non-CHP","N","Non Combustion (NUC, WAT, WND, GEO, or SUN)",null,{"$f":"IF(B22540=\"CoalST\",MATCH(E22540&\"|\"&F22540,EIA_Units!$BK$6:$BK$22655,0),\"\")","v":""},{"$f":"IF(O22540=\"\",\"\",INDEX(EIA_Units!P22540:'EIA_Units'!$P$6:$P$22655,O22540))","v":""},""]
[null,"EXCLUDE","IA","Fontanelle",58457,"1","WND","WT",1.6,null,"IPP Non-CHP","N","Non Combustion (NUC, WAT, WND, GEO, or SUN)",null,{"$f":"IF(B22541=\"CoalST\",MATCH(E22541&\"|\"&F22541,EIA_Units!$BK$6:$BK$22655,0),\"\")","v":""},{"$f":"IF(O22541=\"\",\"\",INDEX(EIA_Units!P22541:'EIA_Units'!$P$6:$P$22655,O22541))","v":""},""]
[null,"EXCLUDE","IA","Greenfield",58458,"1","WND","WT",1.6,null,"Electric Utility","N","Non Combustion (NUC, WAT, WND, GEO, or SUN)",null,{"$f":"IF(B22542=\"CoalST\",MATCH(E22542&\"|\"&F22542,EIA_Units!$BK$6:$BK$22655,0),\"\")","v":""},{"$f":"IF(O22542=\"\",\"\",INDEX(EIA_Units!P22542:'EIA_Units'!$P$6:$P$22655,O22542))","v":""},""]
[null,"EXCLUDE","IA","Meadow Ridge",58459,"1","WND","WT",1.6,null,"IPP Non-CHP","N","Non Combustion (NUC, WAT, WND, GEO, or SUN)",null,{"$f":"IF(B22543=\"CoalST\",MATCH(E22543&\"|\"&F22543,EIA_Units!$BK$6:$BK$22655,0),\"\")","v":""},{"$f":"IF(O22543=\"\",\"\",INDEX(EIA_Units!P22543:'EIA_Units'!$P$6:$P$22655,O22543))","v":""},""]
[null,"EXCLUDE","IA","Sky Volt",58460,"1","WND","WT",1.6,null,"IPP Non-CHP","N","Non Combustion (NUC, WAT, WND, GEO, or SUN)",null,{"$f":"IF(B22544=\"CoalST\",MATCH(E22544&\"|\"&F22544,EIA_Units!$BK$6:$BK$22655,0),\"\")","v":""},{"$f":"IF(O22544=\"\",\"\",INDEX(EIA_Units!P22544:'EIA_Units'!$P$6:$P$22655,O22544))","v":""},""]
[null,"EXCLUDE","IA","Wiota",58461,"1","WND","WT",1.6,null,"IPP Non-CHP","N","Non Combustion (NUC, WAT, WND, GEO, or SUN)",null,{"$f":"IF(B22545=\"CoalST\",MATCH(E22545&\"|\"&F22545,EIA_Units!$BK$6:$BK$22655,0),\"\")","v":""},{"$f":"IF(O22545=\"\",\"\",INDEX(EIA_Units!P22545:'EIA_Units'!$P$6:$P$22655,O22545))","v":""},""]
[null,"EXCLUDE","CA","McCoy Solar Energy Project",58462,"1","SUN","PV",250,null,"IPP Non-CHP","N","Non Combustion (NUC, WAT, WND, GEO, or SUN)",null,{"$f":"IF(B22546=\"CoalST\",MATCH(E22546&\"|\"&F22546,EIA_Units!$BK$6:$BK$22655,0),\"\")","v":""},{"$f":"IF(O22546=\"\",\"\",INDEX(EIA_Units!P22546:'EIA_Units'!$P$6:$P$22655,O22546))","v":""},""]
[null,"EXCLUDE","MD","Herbert Farm Solar",58463,"1","SUN","PV",5.5,null,"Electric Utility","N","Non Combustion (NUC, WAT, WND, GEO, or SUN)",null,{"$f":"IF(B22547=\"CoalST\",MATCH(E22547&\"|\"&F22547,EIA_Units!$BK$6:$BK$22655,0),\"\")","v":""},{"$f":"IF(O22547=\"\",\"\",INDEX(EIA_Units!P22547:'EIA_Units'!$P$6:$P$22655,O22547))","v":""},""]
[null,"EXCLUDE","NM","Broadview Energy Prime LLC",58464,"0001","WND","WT",9.9,null,"IPP Non-CHP","N","Non Combustion (NUC, WAT, WND, GEO, or SUN)",null,{"$f":"IF(B22548=\"CoalST\",MATCH(E22548&\"|\"&F22548,EIA_Units!$BK$6:$BK$22655,0),\"\")","v":""},{"$f":"IF(O22548=\"\",\"\",INDEX(EIA_Units!P22548:'EIA_Units'!$P$6:$P$22655,O22548))","v":""},""]
[null,"EXCLUDE","NM","Broadview Energy Prime 2 LLC",58465,"0002","WND","WT",9.9,null,"IPP Non-CHP","N","Non Combustion (NUC, WAT, WND, GEO, or SUN)",null,{"$f":"IF(B22549=\"CoalST\",MATCH(E22549&\"|\"&F22549,EIA_Units!$BK$6:$BK$22655,0),\"\")","v":""},{"$f":"IF(O22549=\"\",\"\",INDEX(EIA_Units!P22549:'EIA_Units'!$P$6:$P$22655,O22549))","v":""},""]
[null,"EXCLUDE","AZ","Mesa Solar Array",58466,"MSA1","SUN","PV",4,null,"IPP Non-CHP","N","Non Combustion (NUC, WAT, WND, GEO, or SUN)",null,{"$f":"IF(B22550=\"CoalST\",MATCH(E22550&\"|\"&F22550,EIA_Units!$BK$6:$BK$22655,0),\"\")","v":""},{"$f":"IF(O22550=\"\",\"\",INDEX(EIA_Units!P22550:'EIA_Units'!$P$6:$P$22655,O22550))","v":""},""]
[null,"EXCLUDE","CA","Campo Verde Solar",58467,"CVS1","SUN","PV",147.4,null,"IPP Non-CHP","N","Non Combustion (NUC, WAT, WND, GEO, or SUN)",null,{"$f":"IF(B22551=\"CoalST\",MATCH(E22551&\"|\"&F22551,EIA_Units!$BK$6:$BK$22655,0),\"\")","v":""},{"$f":"IF(O22551=\"\",\"\",INDEX(EIA_Units!P22551:'EIA_Units'!$P$6:$P$22655,O22551))","v":""},""]
[null,"EXCLUDE","CA","Imperial Solar Energy Center South",58468,"IVS1","SUN","PV",81.900000000000006,null,"IPP Non-CHP","N","Non Combustion (NUC, WAT, WND, GEO, or SUN)",null,{"$f":"IF(B22552=\"CoalST\",MATCH(E22552&\"|\"&F22552,EIA_Units!$BK$6:$BK$22655,0),\"\")","v":""},{"$f":"IF(O22552=\"\",\"\",INDEX(EIA_Units!P22552:'EIA_Units'!$P$6:$P$22655,O22552))","v":""},""]
[null,"EXCLUDE","CA","Imperial Solar Energy Center South",58468,"IVS2","SUN","PV",81.900000000000006,null,"IPP Non-CHP","N","Non Combustion (NUC, WAT, WND, GEO, or SUN)",null,{"$f":"IF(B22553=\"CoalST\",MATCH(E22553&\"|\"&F22553,EIA_Units!$BK$6:$BK$22655,0),\"\")","v":""},{"$f":"IF(O22553=\"\",\"\",INDEX(EIA_Units!P22553:'EIA_Units'!$P$6:$P$22655,O22553))","v":""},""]
[null,"EXCLUDE","HI","HNL Emergency Power Facility",58469,"AP1","OBL","IC",2.5,null,"Electric Utility","N","Internal Combustion (PRMVR=IC)",null,{"$f":"IF(B22554=\"CoalST\",MATCH(E22554&\"|\"&F22554,EIA_Units!$BK$6:$BK$22655,0),\"\")","v":""},{"$f":"IF(O22554=\"\",\"\",INDEX(EIA_Units!P22554:'EIA_Units'!$P$6:$P$22655,O22554))","v":""},""]
[null,"EXCLUDE","HI","HNL Emergency Power Facility",58469,"AP2","OBL","IC",2.5,null,"Electric Utility","N","Internal Combustion (PRMVR=IC)",null,{"$f":"IF(B22555=\"CoalST\",MATCH(E22555&\"|\"&F22555,EIA_Units!$BK$6:$BK$22655,0),\"\")","v":""},{"$f":"IF(O22555=\"\",\"\",INDEX(EIA_Units!P22555:'EIA_Units'!$P$6:$P$22655,O22555))","v":""},""]
[null,"EXCLUDE","HI","HNL Emergency Power Facility",58469,"AP3","OBL","IC",2.5,null,"Electric Utility","N","Internal Combustion (PRMVR=IC)",null,{"$f":"IF(B22556=\"CoalST\",MATCH(E22556&\"|\"&F22556,EIA_Units!$BK$6:$BK$22655,0),\"\")","v":""},{"$f":"IF(O22556=\"\",\"\",INDEX(EIA_Units!P22556:'EIA_Units'!$P$6:$P$22655,O22556))","v":""},""]
[null,"EXCLUDE","HI","HNL Emergency Power Facility",58469,"AP4","OBL","IC",2.5,null,"Electric Utility","N","Internal Combustion (PRMVR=IC)",null,{"$f":"IF(B22557=\"CoalST\",MATCH(E22557&\"|\"&F22557,EIA_Units!$BK$6:$BK$22655,0),\"\")","v":""},{"$f":"IF(O22557=\"\",\"\",INDEX(EIA_Units!P22557:'EIA_Units'!$P$6:$P$22655,O22557))","v":""},""]
[null,"EXCLUDE","OR","C-Drop Hyrdo",58470,"GEN1","WAT","HY",1.1000000000000001,null,"IPP Non-CHP","N","Non Combustion (NUC, WAT, WND, GEO, or SUN)",null,{"$f":"IF(B22558=\"CoalST\",MATCH(E22558&\"|\"&F22558,EIA_Units!$BK$6:$BK$22655,0),\"\")","v":""},{"$f":"IF(O22558=\"\",\"\",INDEX(EIA_Units!P22558:'EIA_Units'!$P$6:$P$22655,O22558))","v":""},""]
[null,"EXCLUDE","TX","Ector County Energy Center",58471,"CTG1","NG","GT",173,null,"IPP Non-CHP","N","Status of operation (IP,L,P,T,or U) or Retired before 2012",null,{"$f":"IF(B22559=\"CoalST\",MATCH(E22559&\"|\"&F22559,EIA_Units!$BK$6:$BK$22655,0),\"\")","v":""},{"$f":"IF(O22559=\"\",\"\",INDEX(EIA_Units!P22559:'EIA_Units'!$P$6:$P$22655,O22559))","v":""},""]
[null,"EXCLUDE","TX","Ector County Energy Center",58471,"CTG2","NG","GT",173,null,"IPP Non-CHP","N","Status of operation (IP,L,P,T,or U) or Retired before 2012",null,{"$f":"IF(B22560=\"CoalST\",MATCH(E22560&\"|\"&F22560,EIA_Units!$BK$6:$BK$22655,0),\"\")","v":""},{"$f":"IF(O22560=\"\",\"\",INDEX(EIA_Units!P22560:'EIA_Units'!$P$6:$P$22655,O22560))","v":""},""]
[null,"EXCLUDE","DE","Bruce A Henry Solar Farm",58473,"BHSF","SUN","PV",4,null,"Electric Utility","N","Non Combustion (NUC, WAT, WND, GEO, or SUN)",null,{"$f":"IF(B22561=\"CoalST\",MATCH(E22561&\"|\"&F22561,EIA_Units!$BK$6:$BK$22655,0),\"\")","v":""},{"$f":"IF(O22561=\"\",\"\",INDEX(EIA_Units!P22561:'EIA_Units'!$P$6:$P$22655,O22561))","v":""},""]
[null,"EXCLUDE","KS","Buffalo Dunes Wind Project",58474,"GE1","WND","WT",249.8,null,"IPP Non-CHP","N","Non Combustion (NUC, WAT, WND, GEO, or SUN)",null,{"$f":"IF(B22562=\"CoalST\",MATCH(E22562&\"|\"&F22562,EIA_Units!$BK$6:$BK$22655,0),\"\")","v":""},{"$f":"IF(O22562=\"\",\"\",INDEX(EIA_Units!P22562:'EIA_Units'!$P$6:$P$22655,O22562))","v":""},""]
[null,"EXCLUDE","OH","Battery Utility of Ohio",58475,"BOU","MWH","BA",4,null,"IPP Non-CHP","N","Energy Storage Battery or Energy Storage Compressed Air or Flywheel (PRMVR=BA or CE or FW)",null,{"$f":"IF(B22563=\"CoalST\",MATCH(E22563&\"|\"&F22563,EIA_Units!$BK$6:$BK$22655,0),\"\")","v":""},{"$f":"IF(O22563=\"\",\"\",INDEX(EIA_Units!P22563:'EIA_Units'!$P$6:$P$22655,O22563))","v":""},""]
[null,"EXCLUDE","PA","Dart Container Corp",58476,"LFGT1","LFG","GT",5.6,null,"Industrial CHP","Y","Non Fossil fuel type",null,{"$f":"IF(B22564=\"CoalST\",MATCH(E22564&\"|\"&F22564,EIA_Units!$BK$6:$BK$22655,0),\"\")","v":""},{"$f":"IF(O22564=\"\",\"\",INDEX(EIA_Units!P22564:'EIA_Units'!$P$6:$P$22655,O22564))","v":""},""]
[null,"EXCLUDE","PA","Dart Container Corp",58476,"LFGT2","LFG","GT",5.6,null,"Industrial CHP","N","Non Fossil fuel type",null,{"$f":"IF(B22565=\"CoalST\",MATCH(E22565&\"|\"&F22565,EIA_Units!$BK$6:$BK$22655,0),\"\")","v":""},{"$f":"IF(O22565=\"\",\"\",INDEX(EIA_Units!P22565:'EIA_Units'!$P$6:$P$22655,O22565))","v":""},""]
[null,"EXCLUDE","NV","Las Vegas WPCF Solar Plant",58477,"1","SUN","PV",3.3,null,"IPP Non-CHP","N","Non Combustion (NUC, WAT, WND, GEO, or SUN)",null,{"$f":"IF(B22566=\"CoalST\",MATCH(E22566&\"|\"&F22566,EIA_Units!$BK$6:$BK$22655,0),\"\")","v":""},{"$f":"IF(O22566=\"\",\"\",INDEX(EIA_Units!P22566:'EIA_Units'!$P$6:$P$22655,O22566))","v":""},""]
[null,"EXCLUDE","LA","Morgan City CC Youngs Road",58478,"LEPA1","NG","CC",84,null,"Electric Utility","N","Status of operation (IP,L,P,T,or U) or Retired before 2012",null,{"$f":"IF(B22567=\"CoalST\",MATCH(E22567&\"|\"&F22567,EIA_Units!$BK$6:$BK$22655,0),\"\")","v":""},{"$f":"IF(O22567=\"\",\"\",INDEX(EIA_Units!P22567:'EIA_Units'!$P$6:$P$22655,O22567))","v":""},""]
[null,"EXCLUDE","NM","SEV NM Phase 2",58479,"NMP2","SUN","PV",2.5,null,"IPP Non-CHP","N","Non Combustion (NUC, WAT, WND, GEO, or SUN)",null,{"$f":"IF(B22568=\"CoalST\",MATCH(E22568&\"|\"&F22568,EIA_Units!$BK$6:$BK$22655,0),\"\")","v":""},{"$f":"IF(O22568=\"\",\"\",INDEX(EIA_Units!P22568:'EIA_Units'!$P$6:$P$22655,O22568))","v":""},""]
[null,"EXCLUDE","NC","Plymouth Solar LLC",58480,"1","SUN","PV",5,null,"IPP Non-CHP","N","Non Combustion (NUC, WAT, WND, GEO, or SUN)",null,{"$f":"IF(B22569=\"CoalST\",MATCH(E22569&\"|\"&F22569,EIA_Units!$BK$6:$BK$22655,0),\"\")","v":""},{"$f":"IF(O22569=\"\",\"\",INDEX(EIA_Units!P22569:'EIA_Units'!$P$6:$P$22655,O22569))","v":""},""]
[null,"EXCLUDE","CO","CSU Pueblo",58481,"CSU1","SUN","PV",1,null,"Commercial Non-CHP","N","Non Combustion (NUC, WAT, WND, GEO, or SUN)",null,{"$f":"IF(B22570=\"CoalST\",MATCH(E22570&\"|\"&F22570,EIA_Units!$BK$6:$BK$22655,0),\"\")","v":""},{"$f":"IF(O22570=\"\",\"\",INDEX(EIA_Units!P22570:'EIA_Units'!$P$6:$P$22655,O22570))","v":""},""]
[null,"EXCLUDE","GA","Azalea Solar Power Facility",58482,"1","SUN","PV",7.7,null,"IPP Non-CHP","N","Non Combustion (NUC, WAT, WND, GEO, or SUN)",null,{"$f":"IF(B22571=\"CoalST\",MATCH(E22571&\"|\"&F22571,EIA_Units!$BK$6:$BK$22655,0),\"\")","v":""},{"$f":"IF(O22571=\"\",\"\",INDEX(EIA_Units!P22571:'EIA_Units'!$P$6:$P$22655,O22571))","v":""},""]
[null,"EXCLUDE","NJ","Tinton Falls Solar Farm",58483,"UNIT1","SUN","PV",16,null,"IPP Non-CHP","N","Non Combustion (NUC, WAT, WND, GEO, or SUN)",null,{"$f":"IF(B22572=\"CoalST\",MATCH(E22572&\"|\"&F22572,EIA_Units!$BK$6:$BK$22655,0),\"\")","v":""},{"$f":"IF(O22572=\"\",\"\",INDEX(EIA_Units!P22572:'EIA_Units'!$P$6:$P$22655,O22572))","v":""},""]
[null,"EXCLUDE","GA","MAS ASB Cogen Plant",58484,"1","LFG","IC",2.2000000000000002,null,"Industrial Non-CHP","N","Internal Combustion (PRMVR=IC)",null,{"$f":"IF(B22573=\"CoalST\",MATCH(E22573&\"|\"&F22573,EIA_Units!$BK$6:$BK$22655,0),\"\")","v":""},{"$f":"IF(O22573=\"\",\"\",INDEX(EIA_Units!P22573:'EIA_Units'!$P$6:$P$22655,O22573))","v":""},""]
[null,"EXCLUDE","GA","MAS ASB Cogen Plant",58484,"2","LFG","IC",2.2000000000000002,null,"Industrial Non-CHP","N","Internal Combustion (PRMVR=IC)",null,{"$f":"IF(B22574=\"CoalST\",MATCH(E22574&\"|\"&F22574,EIA_Units!$BK$6:$BK$22655,0),\"\")","v":""},{"$f":"IF(O22574=\"\",\"\",INDEX(EIA_Units!P22574:'EIA_Units'!$P$6:$P$22655,O22574))","v":""},""]
[null,"EXCLUDE","GA","MAS ASB Cogen Plant",58484,"3","LFG","IC",2.2000000000000002,null,"Industrial Non-CHP","N","Internal Combustion (PRMVR=IC)",null,{"$f":"IF(B22575=\"CoalST\",MATCH(E22575&\"|\"&F22575,EIA_Units!$BK$6:$BK$22655,0),\"\")","v":""},{"$f":"IF(O22575=\"\",\"\",INDEX(EIA_Units!P22575:'EIA_Units'!$P$6:$P$22655,O22575))","v":""},""]
[null,"EXCLUDE","GA","Upson Rocky Creek Solar Plant",58485,"PV1","SUN","PV",1,null,"IPP Non-CHP","N","Non Combustion (NUC, WAT, WND, GEO, or SUN)",null,{"$f":"IF(B22576=\"CoalST\",MATCH(E22576&\"|\"&F22576,EIA_Units!$BK$6:$BK$22655,0),\"\")","v":""},{"$f":"IF(O22576=\"\",\"\",INDEX(EIA_Units!P22576:'EIA_Units'!$P$6:$P$22655,O22576))","v":""},""]
[null,"EXCLUDE","AZ","Picture Rocks Solar, LLC",58486,"1","SUN","PV",20,null,"IPP Non-CHP","N","Non Combustion (NUC, WAT, WND, GEO, or SUN)",null,{"$f":"IF(B22577=\"CoalST\",MATCH(E22577&\"|\"&F22577,EIA_Units!$BK$6:$BK$22655,0),\"\")","v":""},{"$f":"IF(O22577=\"\",\"\",INDEX(EIA_Units!P22577:'EIA_Units'!$P$6:$P$22655,O22577))","v":""},""]
[null,"EXCLUDE","NC","Granville Solar PV Power Project",58487,"1","SUN","PV",2.5,null,"IPP Non-CHP","N","Non Combustion (NUC, WAT, WND, GEO, or SUN)",null,{"$f":"IF(B22578=\"CoalST\",MATCH(E22578&\"|\"&F22578,EIA_Units!$BK$6:$BK$22655,0),\"\")","v":""},{"$f":"IF(O22578=\"\",\"\",INDEX(EIA_Units!P22578:'EIA_Units'!$P$6:$P$22655,O22578))","v":""},""]
[null,"EXCLUDE","TX","Bryan Solar, LLC",58488,"1","SUN","PV",10,null,"IPP Non-CHP","N","Non Combustion (NUC, WAT, WND, GEO, or SUN)",null,{"$f":"IF(B22579=\"CoalST\",MATCH(E22579&\"|\"&F22579,EIA_Units!$BK$6:$BK$22655,0),\"\")","v":""},{"$f":"IF(O22579=\"\",\"\",INDEX(EIA_Units!P22579:'EIA_Units'!$P$6:$P$22655,O22579))","v":""},""]
[null,"EXCLUDE","NV","Apex Solar PV Power Project",58489,"1","SUN","PV",20,null,"IPP Non-CHP","N","Non Combustion (NUC, WAT, WND, GEO, or SUN)",null,{"$f":"IF(B22580=\"CoalST\",MATCH(E22580&\"|\"&F22580,EIA_Units!$BK$6:$BK$22655,0),\"\")","v":""},{"$f":"IF(O22580=\"\",\"\",INDEX(EIA_Units!P22580:'EIA_Units'!$P$6:$P$22655,O22580))","v":""},""]
[null,"EXCLUDE","NV","Spectrum Solar PV Power Project",58490,"1","SUN","PV",30,null,"IPP Non-CHP","N","Non Combustion (NUC, WAT, WND, GEO, or SUN)",null,{"$f":"IF(B22581=\"CoalST\",MATCH(E22581&\"|\"&F22581,EIA_Units!$BK$6:$BK$22655,0),\"\")","v":""},{"$f":"IF(O22581=\"\",\"\",INDEX(EIA_Units!P22581:'EIA_Units'!$P$6:$P$22655,O22581))","v":""},""]
[null,"EXCLUDE","NC","Sandy Cross Solar, LLC",58491,"SANDY","SUN","PV",1.2,null,"IPP Non-CHP","N","Non Combustion (NUC, WAT, WND, GEO, or SUN)",null,{"$f":"IF(B22582=\"CoalST\",MATCH(E22582&\"|\"&F22582,EIA_Units!$BK$6:$BK$22655,0),\"\")","v":""},{"$f":"IF(O22582=\"\",\"\",INDEX(EIA_Units!P22582:'EIA_Units'!$P$6:$P$22655,O22582))","v":""},""]
[null,"EXCLUDE","NC","Ararat Rock Solar, LLC",58492,"ARARR","SUN","PV",3.5,null,"IPP Non-CHP","N","Non Combustion (NUC, WAT, WND, GEO, or SUN)",null,{"$f":"IF(B22583=\"CoalST\",MATCH(E22583&\"|\"&F22583,EIA_Units!$BK$6:$BK$22655,0),\"\")","v":""},{"$f":"IF(O22583=\"\",\"\",INDEX(EIA_Units!P22583:'EIA_Units'!$P$6:$P$22655,O22583))","v":""},""]
[null,"EXCLUDE","NC","Progress Solar 1, LLC",58493,"PRO1","SUN","PV",4,null,"IPP Non-CHP","N","Non Combustion (NUC, WAT, WND, GEO, or SUN)",null,{"$f":"IF(B22584=\"CoalST\",MATCH(E22584&\"|\"&F22584,EIA_Units!$BK$6:$BK$22655,0),\"\")","v":""},{"$f":"IF(O22584=\"\",\"\",INDEX(EIA_Units!P22584:'EIA_Units'!$P$6:$P$22655,O22584))","v":""},""]
[null,"EXCLUDE","NC","Progress Solar II, LLC",58494,"PROG2","SUN","PV",3.5,null,"IPP Non-CHP","N","Non Combustion (NUC, WAT, WND, GEO, or SUN)",null,{"$f":"IF(B22585=\"CoalST\",MATCH(E22585&\"|\"&F22585,EIA_Units!$BK$6:$BK$22655,0),\"\")","v":""},{"$f":"IF(O22585=\"\",\"\",INDEX(EIA_Units!P22585:'EIA_Units'!$P$6:$P$22655,O22585))","v":""},""]
[null,"EXCLUDE","NC","Progress Solar III, LLC",58495,"PROG3","SUN","PV",3.5,null,"IPP Non-CHP","N","Non Combustion (NUC, WAT, WND, GEO, or SUN)",null,{"$f":"IF(B22586=\"CoalST\",MATCH(E22586&\"|\"&F22586,EIA_Units!$BK$6:$BK$22655,0),\"\")","v":""},{"$f":"IF(O22586=\"\",\"\",INDEX(EIA_Units!P22586:'EIA_Units'!$P$6:$P$22655,O22586))","v":""},""]
[null,"EXCLUDE","IN","Lincoln Solar",58496,"PV2","SUN","PV",1.5,null,"IPP Non-CHP","N","Non Combustion (NUC, WAT, WND, GEO, or SUN)",null,{"$f":"IF(B22587=\"CoalST\",MATCH(E22587&\"|\"&F22587,EIA_Units!$BK$6:$BK$22655,0),\"\")","v":""},{"$f":"IF(O22587=\"\",\"\",INDEX(EIA_Units!P22587:'EIA_Units'!$P$6:$P$22655,O22587))","v":""},""]
[null,"EXCLUDE","PA","L&S Sweetners",58497,"GEN1","LFG","IC",1.6,null,"IPP Non-CHP","N","Internal Combustion (PRMVR=IC)",null,{"$f":"IF(B22588=\"CoalST\",MATCH(E22588&\"|\"&F22588,EIA_Units!$BK$6:$BK$22655,0),\"\")","v":""},{"$f":"IF(O22588=\"\",\"\",INDEX(EIA_Units!P22588:'EIA_Units'!$P$6:$P$22655,O22588))","v":""},""]
[null,"EXCLUDE","PA","L&S Sweetners",58497,"GEN2","LFG","IC",1.6,null,"IPP Non-CHP","N","Internal Combustion (PRMVR=IC)",null,{"$f":"IF(B22589=\"CoalST\",MATCH(E22589&\"|\"&F22589,EIA_Units!$BK$6:$BK$22655,0),\"\")","v":""},{"$f":"IF(O22589=\"\",\"\",INDEX(EIA_Units!P22589:'EIA_Units'!$P$6:$P$22655,O22589))","v":""},""]
[null,"EXCLUDE","CA","Rosamond One",58498,"RONE","SUN","PV",20,null,"IPP Non-CHP","N","Non Combustion (NUC, WAT, WND, GEO, or SUN)",null,{"$f":"IF(B22590=\"CoalST\",MATCH(E22590&\"|\"&F22590,EIA_Units!$BK$6:$BK$22655,0),\"\")","v":""},{"$f":"IF(O22590=\"\",\"\",INDEX(EIA_Units!P22590:'EIA_Units'!$P$6:$P$22655,O22590))","v":""},""]
[null,"EXCLUDE","CA","Rosamond Two",58499,"RTWO","SUN","PV",20,null,"IPP Non-CHP","N","Non Combustion (NUC, WAT, WND, GEO, or SUN)",null,{"$f":"IF(B22591=\"CoalST\",MATCH(E22591&\"|\"&F22591,EIA_Units!$BK$6:$BK$22655,0),\"\")","v":""},{"$f":"IF(O22591=\"\",\"\",INDEX(EIA_Units!P22591:'EIA_Units'!$P$6:$P$22655,O22591))","v":""},""]
[null,"EXCLUDE","CA","Rio Grande",58500,"RIO","SUN","PV",5,null,"IPP Non-CHP","N","Non Combustion (NUC, WAT, WND, GEO, or SUN)",null,{"$f":"IF(B22592=\"CoalST\",MATCH(E22592&\"|\"&F22592,EIA_Units!$BK$6:$BK$22655,0),\"\")","v":""},{"$f":"IF(O22592=\"\",\"\",INDEX(EIA_Units!P22592:'EIA_Units'!$P$6:$P$22655,O22592))","v":""},""]
[null,"EXCLUDE","AZ","Gillespie 1",58501,"GILL1","SUN","PV",15,null,"IPP Non-CHP","N","Non Combustion (NUC, WAT, WND, GEO, or SUN)",null,{"$f":"IF(B22593=\"CoalST\",MATCH(E22593&\"|\"&F22593,EIA_Units!$BK$6:$BK$22655,0),\"\")","v":""},{"$f":"IF(O22593=\"\",\"\",INDEX(EIA_Units!P22593:'EIA_Units'!$P$6:$P$22655,O22593))","v":""},""]
[null,"EXCLUDE","CA","Columbia 3",58502,"COL3","SUN","PV",10,null,"IPP Non-CHP","N","Non Combustion (NUC, WAT, WND, GEO, or SUN)",null,{"$f":"IF(B22594=\"CoalST\",MATCH(E22594&\"|\"&F22594,EIA_Units!$BK$6:$BK$22655,0),\"\")","v":""},{"$f":"IF(O22594=\"\",\"\",INDEX(EIA_Units!P22594:'EIA_Units'!$P$6:$P$22655,O22594))","v":""},""]
[null,"EXCLUDE","OR","Carty Generating Station",58503,"GEN1","NG","CC",500,null,"Electric Utility","N","Status of operation (IP,L,P,T,or U) or Retired before 2012",null,{"$f":"IF(B22595=\"CoalST\",MATCH(E22595&\"|\"&F22595,EIA_Units!$BK$6:$BK$22655,0),\"\")","v":""},{"$f":"IF(O22595=\"\",\"\",INDEX(EIA_Units!P22595:'EIA_Units'!$P$6:$P$22655,O22595))","v":""},""]
[null,"EXCLUDE","NJ","Livingston Solar Farm",58504,"LVSF","SUN","PV",1.2,null,"Commercial Non-CHP","N","Non Combustion (NUC, WAT, WND, GEO, or SUN)",null,{"$f":"IF(B22596=\"CoalST\",MATCH(E22596&\"|\"&F22596,EIA_Units!$BK$6:$BK$22655,0),\"\")","v":""},{"$f":"IF(O22596=\"\",\"\",INDEX(EIA_Units!P22596:'EIA_Units'!$P$6:$P$22655,O22596))","v":""},""]
[null,"EXCLUDE","NJ","Livingston Solar Canopies",58505,"LVSC","SUN","PV",6.6,null,"Commercial Non-CHP","N","Non Combustion (NUC, WAT, WND, GEO, or SUN)",null,{"$f":"IF(B22597=\"CoalST\",MATCH(E22597&\"|\"&F22597,EIA_Units!$BK$6:$BK$22655,0),\"\")","v":""},{"$f":"IF(O22597=\"\",\"\",INDEX(EIA_Units!P22597:'EIA_Units'!$P$6:$P$22655,O22597))","v":""},""]
[null,"EXCLUDE","CA","Chuckawalla Solar",58506,"0937","SUN","PV",4,null,"IPP Non-CHP","N","Non Combustion (NUC, WAT, WND, GEO, or SUN)",null,{"$f":"IF(B22598=\"CoalST\",MATCH(E22598&\"|\"&F22598,EIA_Units!$BK$6:$BK$22655,0),\"\")","v":""},{"$f":"IF(O22598=\"\",\"\",INDEX(EIA_Units!P22598:'EIA_Units'!$P$6:$P$22655,O22598))","v":""},""]
[null,"EXCLUDE","NY","Montefieor Medical Center Moses Division",58507,"ES006","NG","GT",3.5,null,"Commercial CHP","N","Simple Cycle Turbine (PRMVR=GT or OT) unit under 25MW",null,{"$f":"IF(B22599=\"CoalST\",MATCH(E22599&\"|\"&F22599,EIA_Units!$BK$6:$BK$22655,0),\"\")","v":""},{"$f":"IF(O22599=\"\",\"\",INDEX(EIA_Units!P22599:'EIA_Units'!$P$6:$P$22655,O22599))","v":""},{"$f":"IF(O22599=\"\",\"\",2014-P22599)","v":""}]
[null,"EXCLUDE","NY","Montefieor Medical Center Moses Division",58507,"S0001","NG","IC",1.6,null,"Commercial CHP","Y","Internal Combustion (PRMVR=IC)",null,{"$f":"IF(B22600=\"CoalST\",MATCH(E22600&\"|\"&F22600,EIA_Units!$BK$6:$BK$22655,0),\"\")","v":""},{"$f":"IF(O22600=\"\",\"\",INDEX(EIA_Units!P22600:'EIA_Units'!$P$6:$P$22655,O22600))","v":""},""]
[null,"EXCLUDE","NY","Montefieor Medical Center Moses Division",58507,"S0002","NG","IC",1.6,null,"Commercial CHP","Y","Internal Combustion (PRMVR=IC)",null,{"$f":"IF(B22601=\"CoalST\",MATCH(E22601&\"|\"&F22601,EIA_Units!$BK$6:$BK$22655,0),\"\")","v":""},{"$f":"IF(O22601=\"\",\"\",INDEX(EIA_Units!P22601:'EIA_Units'!$P$6:$P$22655,O22601))","v":""},""]
[null,"EXCLUDE","NY","Montefieor Medical Center Moses Division",58507,"S0003","NG","IC",1.6,null,"Commercial CHP","Y","Internal Combustion (PRMVR=IC)",null,{"$f":"IF(B22602=\"CoalST\",MATCH(E22602&\"|\"&F22602,EIA_Units!$BK$6:$BK$22655,0),\"\")","v":""},{"$f":"IF(O22602=\"\",\"\",INDEX(EIA_Units!P22602:'EIA_Units'!$P$6:$P$22655,O22602))","v":""},""]
[null,"EXCLUDE","CA","Bear Creek Solar",58508,"PV3","SUN","PV",1.5,null,"IPP Non-CHP","N","Non Combustion (NUC, WAT, WND, GEO, or SUN)",null,{"$f":"IF(B22603=\"CoalST\",MATCH(E22603&\"|\"&F22603,EIA_Units!$BK$6:$BK$22655,0),\"\")","v":""},{"$f":"IF(O22603=\"\",\"\",INDEX(EIA_Units!P22603:'EIA_Units'!$P$6:$P$22655,O22603))","v":""},""]
[null,"EXCLUDE","CA","Vintner Solar",58509,"PV4","SUN","PV",1.5,null,"IPP Non-CHP","N","Non Combustion (NUC, WAT, WND, GEO, or SUN)",null,{"$f":"IF(B22604=\"CoalST\",MATCH(E22604&\"|\"&F22604,EIA_Units!$BK$6:$BK$22655,0),\"\")","v":""},{"$f":"IF(O22604=\"\",\"\",INDEX(EIA_Units!P22604:'EIA_Units'!$P$6:$P$22655,O22604))","v":""},""]
[null,"EXCLUDE","CA","Kettleman Solar Project",58510,"PV5","SUN","PV",1,null,"IPP Non-CHP","N","Non Combustion (NUC, WAT, WND, GEO, or SUN)",null,{"$f":"IF(B22605=\"CoalST\",MATCH(E22605&\"|\"&F22605,EIA_Units!$BK$6:$BK$22655,0),\"\")","v":""},{"$f":"IF(O22605=\"\",\"\",INDEX(EIA_Units!P22605:'EIA_Units'!$P$6:$P$22655,O22605))","v":""},""]
[null,"EXCLUDE","AK","Delta Wind Farm",58511,"EWT1","WND","WT",0.9,null,"IPP Non-CHP","N","Non Combustion (NUC, WAT, WND, GEO, or SUN)",null,{"$f":"IF(B22606=\"CoalST\",MATCH(E22606&\"|\"&F22606,EIA_Units!$BK$6:$BK$22655,0),\"\")","v":""},{"$f":"IF(O22606=\"\",\"\",INDEX(EIA_Units!P22606:'EIA_Units'!$P$6:$P$22655,O22606))","v":""},""]
[null,"EXCLUDE","AK","Delta Wind Farm",58511,"EWT2","WND","WT",0.9,null,"IPP Non-CHP","N","Non Combustion (NUC, WAT, WND, GEO, or SUN)",null,{"$f":"IF(B22607=\"CoalST\",MATCH(E22607&\"|\"&F22607,EIA_Units!$BK$6:$BK$22655,0),\"\")","v":""},{"$f":"IF(O22607=\"\",\"\",INDEX(EIA_Units!P22607:'EIA_Units'!$P$6:$P$22655,O22607))","v":""},""]
[null,"EXCLUDE","AK","Delta Wind Farm",58511,"NW1","WND","WT",0.1,null,"IPP Non-CHP","N","Non Combustion (NUC, WAT, WND, GEO, or SUN)",null,{"$f":"IF(B22608=\"CoalST\",MATCH(E22608&\"|\"&F22608,EIA_Units!$BK$6:$BK$22655,0),\"\")","v":""},{"$f":"IF(O22608=\"\",\"\",INDEX(EIA_Units!P22608:'EIA_Units'!$P$6:$P$22655,O22608))","v":""},""]
[null,"EXCLUDE","NJ","Cornerstone Power Vineland I LLC",58512,"PV1","SUN","PV",3.1,null,"IPP Non-CHP","N","Non Combustion (NUC, WAT, WND, GEO, or SUN)",null,{"$f":"IF(B22609=\"CoalST\",MATCH(E22609&\"|\"&F22609,EIA_Units!$BK$6:$BK$22655,0),\"\")","v":""},{"$f":"IF(O22609=\"\",\"\",INDEX(EIA_Units!P22609:'EIA_Units'!$P$6:$P$22655,O22609))","v":""},""]
[null,"EXCLUDE","CA","Ironwood Solar LLC",58513,"0937","SUN","PV",4,null,"IPP Non-CHP","N","Non Combustion (NUC, WAT, WND, GEO, or SUN)",null,{"$f":"IF(B22610=\"CoalST\",MATCH(E22610&\"|\"&F22610,EIA_Units!$BK$6:$BK$22655,0),\"\")","v":""},{"$f":"IF(O22610=\"\",\"\",INDEX(EIA_Units!P22610:'EIA_Units'!$P$6:$P$22655,O22610))","v":""},""]
[null,"EXCLUDE","CA","Desert Hot Springs Solar",58514,"DHCA","SUN","PV",2.2999999999999998,null,"IPP Non-CHP","N","Non Combustion (NUC, WAT, WND, GEO, or SUN)",null,{"$f":"IF(B22611=\"CoalST\",MATCH(E22611&\"|\"&F22611,EIA_Units!$BK$6:$BK$22655,0),\"\")","v":""},{"$f":"IF(O22611=\"\",\"\",INDEX(EIA_Units!P22611:'EIA_Units'!$P$6:$P$22655,O22611))","v":""},""]
[null,"EXCLUDE","TN","Chattanooga Metropolitan Airport Solar",58515,"GEN1","SUN","PV",1,null,"Commercial Non-CHP","N","Non Combustion (NUC, WAT, WND, GEO, or SUN)",null,{"$f":"IF(B22612=\"CoalST\",MATCH(E22612&\"|\"&F22612,EIA_Units!$BK$6:$BK$22655,0),\"\")","v":""},{"$f":"IF(O22612=\"\",\"\",INDEX(EIA_Units!P22612:'EIA_Units'!$P$6:$P$22655,O22612))","v":""},""]
[null,"EXCLUDE","TN","Chattanooga Metropolitan Airport Solar",58515,"GEN2","SUN","PV",1.1000000000000001,null,"Commercial Non-CHP","N","Non Combustion (NUC, WAT, WND, GEO, or SUN)",null,{"$f":"IF(B22613=\"CoalST\",MATCH(E22613&\"|\"&F22613,EIA_Units!$BK$6:$BK$22655,0),\"\")","v":""},{"$f":"IF(O22613=\"\",\"\",INDEX(EIA_Units!P22613:'EIA_Units'!$P$6:$P$22655,O22613))","v":""},""]
[null,"EXCLUDE","AZ","Union HS at Casa Grande",58516,"PV1","SUN","PV",1.6,null,"IPP Non-CHP","N","Non Combustion (NUC, WAT, WND, GEO, or SUN)",null,{"$f":"IF(B22614=\"CoalST\",MATCH(E22614&\"|\"&F22614,EIA_Units!$BK$6:$BK$22655,0),\"\")","v":""},{"$f":"IF(O22614=\"\",\"\",INDEX(EIA_Units!P22614:'EIA_Units'!$P$6:$P$22655,O22614))","v":""},""]
[null,"EXCLUDE","AZ","Vista Grande HS at Casa Grande",58517,"PV1","SUN","PV",1.8,null,"IPP Non-CHP","N","Non Combustion (NUC, WAT, WND, GEO, or SUN)",null,{"$f":"IF(B22615=\"CoalST\",MATCH(E22615&\"|\"&F22615,EIA_Units!$BK$6:$BK$22655,0),\"\")","v":""},{"$f":"IF(O22615=\"\",\"\",INDEX(EIA_Units!P22615:'EIA_Units'!$P$6:$P$22655,O22615))","v":""},""]
[null,"EXCLUDE","NC","WSACC Power Generation Facility",58518,"1","SLW","ST",1.9,null,"IPP Non-CHP","N","Non Fossil fuel type",null,{"$f":"IF(B22616=\"CoalST\",MATCH(E22616&\"|\"&F22616,EIA_Units!$BK$6:$BK$22655,0),\"\")","v":""},{"$f":"IF(O22616=\"\",\"\",INDEX(EIA_Units!P22616:'EIA_Units'!$P$6:$P$22655,O22616))","v":""},""]
[null,"EXCLUDE","NJ","Alethea I",58519,"1","SUN","PV",2.8,null,"IPP Non-CHP","N","Non Combustion (NUC, WAT, WND, GEO, or SUN)",null,{"$f":"IF(B22617=\"CoalST\",MATCH(E22617&\"|\"&F22617,EIA_Units!$BK$6:$BK$22655,0),\"\")","v":""},{"$f":"IF(O22617=\"\",\"\",INDEX(EIA_Units!P22617:'EIA_Units'!$P$6:$P$22655,O22617))","v":""},""]
[null,"EXCLUDE","NM","Otero Solar",58520,"OTE1","SUN","PV",7.5,null,"Electric Utility","N","Non Combustion (NUC, WAT, WND, GEO, or SUN)",null,{"$f":"IF(B22618=\"CoalST\",MATCH(E22618&\"|\"&F22618,EIA_Units!$BK$6:$BK$22655,0),\"\")","v":""},{"$f":"IF(O22618=\"\",\"\",INDEX(EIA_Units!P22618:'EIA_Units'!$P$6:$P$22655,O22618))","v":""},""]
[null,"EXCLUDE","NM","Manzano Solar",58521,"MAN1","SUN","PV",8,null,"Electric Utility","N","Non Combustion (NUC, WAT, WND, GEO, or SUN)",null,{"$f":"IF(B22619=\"CoalST\",MATCH(E22619&\"|\"&F22619,EIA_Units!$BK$6:$BK$22655,0),\"\")","v":""},{"$f":"IF(O22619=\"\",\"\",INDEX(EIA_Units!P22619:'EIA_Units'!$P$6:$P$22655,O22619))","v":""},""]
[null,"EXCLUDE","CA","Madera Community Hospital",58522,"1","SUN","PV",1,null,"IPP Non-CHP","N","Non Combustion (NUC, WAT, WND, GEO, or SUN)",null,{"$f":"IF(B22620=\"CoalST\",MATCH(E22620&\"|\"&F22620,EIA_Units!$BK$6:$BK$22655,0),\"\")","v":""},{"$f":"IF(O22620=\"\",\"\",INDEX(EIA_Units!P22620:'EIA_Units'!$P$6:$P$22655,O22620))","v":""},""]
[null,"EXCLUDE","MT","Stoltze CoGen1",58523,"STL2","WDS","ST",3.8,null,"Industrial Non-CHP","N","Non Fossil fuel type",null,{"$f":"IF(B22621=\"CoalST\",MATCH(E22621&\"|\"&F22621,EIA_Units!$BK$6:$BK$22655,0),\"\")","v":""},{"$f":"IF(O22621=\"\",\"\",INDEX(EIA_Units!P22621:'EIA_Units'!$P$6:$P$22655,O22621))","v":""},""]
[null,"EXCLUDE","NC","Neuse River Solar Farm",58524,"1","SUN","PV",1.1000000000000001,null,"IPP Non-CHP","N","Non Combustion (NUC, WAT, WND, GEO, or SUN)",null,{"$f":"IF(B22622=\"CoalST\",MATCH(E22622&\"|\"&F22622,EIA_Units!$BK$6:$BK$22655,0),\"\")","v":""},{"$f":"IF(O22622=\"\",\"\",INDEX(EIA_Units!P22622:'EIA_Units'!$P$6:$P$22655,O22622))","v":""},""]
[null,"EXCLUDE","NC","Uwharrie Mountain Renewable",58526,"1","LFG","IC",1.6,null,"N/A","N","Internal Combustion (PRMVR=IC)",null,{"$f":"IF(B22623=\"CoalST\",MATCH(E22623&\"|\"&F22623,EIA_Units!$BK$6:$BK$22655,0),\"\")","v":""},{"$f":"IF(O22623=\"\",\"\",INDEX(EIA_Units!P22623:'EIA_Units'!$P$6:$P$22655,O22623))","v":""},""]
[null,"EXCLUDE","NC","Uwharrie Mountain Renewable",58526,"2","LFG","IC",1.6,null,"N/A","N","Internal Combustion (PRMVR=IC)",null,{"$f":"IF(B22624=\"CoalST\",MATCH(E22624&\"|\"&F22624,EIA_Units!$BK$6:$BK$22655,0),\"\")","v":""},{"$f":"IF(O22624=\"\",\"\",INDEX(EIA_Units!P22624:'EIA_Units'!$P$6:$P$22655,O22624))","v":""},""]
[null,"EXCLUDE","NC","Uwharrie Mountain Renewable",58526,"3","LFG","IC",1.6,null,"N/A","N","Internal Combustion (PRMVR=IC)",null,{"$f":"IF(B22625=\"CoalST\",MATCH(E22625&\"|\"&F22625,EIA_Units!$BK$6:$BK$22655,0),\"\")","v":""},{"$f":"IF(O22625=\"\",\"\",INDEX(EIA_Units!P22625:'EIA_Units'!$P$6:$P$22655,O22625))","v":""},""]
[null,"EXCLUDE","NC","Uwharrie Mountain Renewable",58526,"4","LFG","IC",1.6,null,"N/A","N","Internal Combustion (PRMVR=IC)",null,{"$f":"IF(B22626=\"CoalST\",MATCH(E22626&\"|\"&F22626,EIA_Units!$BK$6:$BK$22655,0),\"\")","v":""},{"$f":"IF(O22626=\"\",\"\",INDEX(EIA_Units!P22626:'EIA_Units'!$P$6:$P$22655,O22626))","v":""},""]
[null,"EXCLUDE","NC","Uwharrie Mountain Renewable",58526,"5","LFG","IC",1.6,null,"N/A","N","Internal Combustion (PRMVR=IC)",null,{"$f":"IF(B22627=\"CoalST\",MATCH(E22627&\"|\"&F22627,EIA_Units!$BK$6:$BK$22655,0),\"\")","v":""},{"$f":"IF(O22627=\"\",\"\",INDEX(EIA_Units!P22627:'EIA_Units'!$P$6:$P$22655,O22627))","v":""},""]
[null,"EXCLUDE","NC","Uwharrie Mountain Renewable",58526,"6","LFG","IC",1.6,null,"N/A","N","Internal Combustion (PRMVR=IC)",null,{"$f":"IF(B22628=\"CoalST\",MATCH(E22628&\"|\"&F22628,EIA_Units!$BK$6:$BK$22655,0),\"\")","v":""},{"$f":"IF(O22628=\"\",\"\",INDEX(EIA_Units!P22628:'EIA_Units'!$P$6:$P$22655,O22628))","v":""},""]
[null,"EXCLUDE","CA","Crown Cooling Facility",58527,"1","SUN","PV",1,null,"Industrial Non-CHP","N","Non Combustion (NUC, WAT, WND, GEO, or SUN)",null,{"$f":"IF(B22629=\"CoalST\",MATCH(E22629&\"|\"&F22629,EIA_Units!$BK$6:$BK$22655,0),\"\")","v":""},{"$f":"IF(O22629=\"\",\"\",INDEX(EIA_Units!P22629:'EIA_Units'!$P$6:$P$22655,O22629))","v":""},""]
[null,"EXCLUDE","CA","Garnet Solar Power Station 1 LLC",58528,"WDT44","SUN","PV",4,null,"IPP Non-CHP","N","Non Combustion (NUC, WAT, WND, GEO, or SUN)",null,{"$f":"IF(B22630=\"CoalST\",MATCH(E22630&\"|\"&F22630,EIA_Units!$BK$6:$BK$22655,0),\"\")","v":""},{"$f":"IF(O22630=\"\",\"\",INDEX(EIA_Units!P22630:'EIA_Units'!$P$6:$P$22655,O22630))","v":""},""]
[null,"EXCLUDE","NC","Progress Manis I",58529,"P11A","SUN","PV",0.5,null,"IPP Non-CHP","N","Non Combustion (NUC, WAT, WND, GEO, or SUN)",null,{"$f":"IF(B22631=\"CoalST\",MATCH(E22631&\"|\"&F22631,EIA_Units!$BK$6:$BK$22655,0),\"\")","v":""},{"$f":"IF(O22631=\"\",\"\",INDEX(EIA_Units!P22631:'EIA_Units'!$P$6:$P$22655,O22631))","v":""},""]
[null,"EXCLUDE","NC","Progress Manis I",58529,"P11B","SUN","PV",0.5,null,"IPP Non-CHP","N","Non Combustion (NUC, WAT, WND, GEO, or SUN)",null,{"$f":"IF(B22632=\"CoalST\",MATCH(E22632&\"|\"&F22632,EIA_Units!$BK$6:$BK$22655,0),\"\")","v":""},{"$f":"IF(O22632=\"\",\"\",INDEX(EIA_Units!P22632:'EIA_Units'!$P$6:$P$22655,O22632))","v":""},""]
[null,"EXCLUDE","NC","Progress Jones I",58530,"P11C","SUN","PV",0.5,null,"IPP Non-CHP","N","Non Combustion (NUC, WAT, WND, GEO, or SUN)",null,{"$f":"IF(B22633=\"CoalST\",MATCH(E22633&\"|\"&F22633,EIA_Units!$BK$6:$BK$22655,0),\"\")","v":""},{"$f":"IF(O22633=\"\",\"\",INDEX(EIA_Units!P22633:'EIA_Units'!$P$6:$P$22655,O22633))","v":""},""]
[null,"EXCLUDE","NC","Progress Jones I",58530,"P11D","SUN","PV",0.5,null,"IPP Non-CHP","N","Non Combustion (NUC, WAT, WND, GEO, or SUN)",null,{"$f":"IF(B22634=\"CoalST\",MATCH(E22634&\"|\"&F22634,EIA_Units!$BK$6:$BK$22655,0),\"\")","v":""},{"$f":"IF(O22634=\"\",\"\",INDEX(EIA_Units!P22634:'EIA_Units'!$P$6:$P$22655,O22634))","v":""},""]
[null,"EXCLUDE","NC","North Carolina Solar Bethea I",58531,"P22A","SUN","PV",0.5,null,"IPP Non-CHP","N","Non Combustion (NUC, WAT, WND, GEO, or SUN)",null,{"$f":"IF(B22635=\"CoalST\",MATCH(E22635&\"|\"&F22635,EIA_Units!$BK$6:$BK$22655,0),\"\")","v":""},{"$f":"IF(O22635=\"\",\"\",INDEX(EIA_Units!P22635:'EIA_Units'!$P$6:$P$22655,O22635))","v":""},""]
[null,"EXCLUDE","NC","North Carolina Solar Bethea I",58531,"P22B","SUN","PV",0.5,null,"IPP Non-CHP","N","Non Combustion (NUC, WAT, WND, GEO, or SUN)",null,{"$f":"IF(B22636=\"CoalST\",MATCH(E22636&\"|\"&F22636,EIA_Units!$BK$6:$BK$22655,0),\"\")","v":""},{"$f":"IF(O22636=\"\",\"\",INDEX(EIA_Units!P22636:'EIA_Units'!$P$6:$P$22655,O22636))","v":""},""]
[null,"EXCLUDE","NC","North Carolina Solar Bethea II",58532,"P22C","SUN","PV",0.5,null,"IPP Non-CHP","N","Non Combustion (NUC, WAT, WND, GEO, or SUN)",null,{"$f":"IF(B22637=\"CoalST\",MATCH(E22637&\"|\"&F22637,EIA_Units!$BK$6:$BK$22655,0),\"\")","v":""},{"$f":"IF(O22637=\"\",\"\",INDEX(EIA_Units!P22637:'EIA_Units'!$P$6:$P$22655,O22637))","v":""},""]
[null,"EXCLUDE","NC","North Carolina Solar Bethea II",58532,"P22D","SUN","PV",0.5,null,"IPP Non-CHP","N","Non Combustion (NUC, WAT, WND, GEO, or SUN)",null,{"$f":"IF(B22638=\"CoalST\",MATCH(E22638&\"|\"&F22638,EIA_Units!$BK$6:$BK$22655,0),\"\")","v":""},{"$f":"IF(O22638=\"\",\"\",INDEX(EIA_Units!P22638:'EIA_Units'!$P$6:$P$22655,O22638))","v":""},""]
[null,"EXCLUDE","NV","Wild Rose Geothermal Power Plant",58533,"1","GEO","BT",20,null,"IPP Non-CHP","N","Non Combustion (NUC, WAT, WND, GEO, or SUN)",null,{"$f":"IF(B22639=\"CoalST\",MATCH(E22639&\"|\"&F22639,EIA_Units!$BK$6:$BK$22655,0),\"\")","v":""},{"$f":"IF(O22639=\"\",\"\",INDEX(EIA_Units!P22639:'EIA_Units'!$P$6:$P$22655,O22639))","v":""},""]
[null,"EXCLUDE","PA","Pickering Solar",58535,"1","SUN","PV",1.5,null,"IPP Non-CHP","N","Non Combustion (NUC, WAT, WND, GEO, or SUN)",null,{"$f":"IF(B22640=\"CoalST\",MATCH(E22640&\"|\"&F22640,EIA_Units!$BK$6:$BK$22655,0),\"\")","v":""},{"$f":"IF(O22640=\"\",\"\",INDEX(EIA_Units!P22640:'EIA_Units'!$P$6:$P$22655,O22640))","v":""},""]
[null,"EXCLUDE","NJ","Cornerstone Power Holmdel LLC",58536,"1","SUN","PV",3,null,"IPP Non-CHP","N","Non Combustion (NUC, WAT, WND, GEO, or SUN)",null,{"$f":"IF(B22641=\"CoalST\",MATCH(E22641&\"|\"&F22641,EIA_Units!$BK$6:$BK$22655,0),\"\")","v":""},{"$f":"IF(O22641=\"\",\"\",INDEX(EIA_Units!P22641:'EIA_Units'!$P$6:$P$22655,O22641))","v":""},""]
[null,"EXCLUDE","TX","OCI Alamo Solar I",58537,"1","SUN","PV",40.700000000000003,null,"IPP Non-CHP","N","Non Combustion (NUC, WAT, WND, GEO, or SUN)",null,{"$f":"IF(B22642=\"CoalST\",MATCH(E22642&\"|\"&F22642,EIA_Units!$BK$6:$BK$22655,0),\"\")","v":""},{"$f":"IF(O22642=\"\",\"\",INDEX(EIA_Units!P22642:'EIA_Units'!$P$6:$P$22655,O22642))","v":""},""]
[null,"EXCLUDE","NC","PCSP3 Airport",58538,"3","SUN","PV",2.5,null,"IPP Non-CHP","N","Non Combustion (NUC, WAT, WND, GEO, or SUN)",null,{"$f":"IF(B22643=\"CoalST\",MATCH(E22643&\"|\"&F22643,EIA_Units!$BK$6:$BK$22655,0),\"\")","v":""},{"$f":"IF(O22643=\"\",\"\",INDEX(EIA_Units!P22643:'EIA_Units'!$P$6:$P$22655,O22643))","v":""},""]
[null,"EXCLUDE","AZ","Lake Pleasant WTP",58539,"1","SUN","PV",6.5,null,"Commercial Non-CHP","N","Non Combustion (NUC, WAT, WND, GEO, or SUN)",null,{"$f":"IF(B22644=\"CoalST\",MATCH(E22644&\"|\"&F22644,EIA_Units!$BK$6:$BK$22655,0),\"\")","v":""},{"$f":"IF(O22644=\"\",\"\",INDEX(EIA_Units!P22644:'EIA_Units'!$P$6:$P$22655,O22644))","v":""},""]
[null,"EXCLUDE","NM","Silver City WWTP PV Project",58540,"PV-1","SUN","PV",1,null,"IPP Non-CHP","N","Non Combustion (NUC, WAT, WND, GEO, or SUN)",null,{"$f":"IF(B22645=\"CoalST\",MATCH(E22645&\"|\"&F22645,EIA_Units!$BK$6:$BK$22655,0),\"\")","v":""},{"$f":"IF(O22645=\"\",\"\",INDEX(EIA_Units!P22645:'EIA_Units'!$P$6:$P$22655,O22645))","v":""},""]
[null,"EXCLUDE","VT","SunGen Sharon 1 LLC",58541,"1","SUN","PV",1.8,null,"IPP Non-CHP","N","Non Combustion (NUC, WAT, WND, GEO, or SUN)",null,{"$f":"IF(B22646=\"CoalST\",MATCH(E22646&\"|\"&F22646,EIA_Units!$BK$6:$BK$22655,0),\"\")","v":""},{"$f":"IF(O22646=\"\",\"\",INDEX(EIA_Units!P22646:'EIA_Units'!$P$6:$P$22655,O22646))","v":""},""]
[null,"EXCLUDE","CA","Desert Sunlight 250, LLC",58542,"DSL12","SUN","PV",39.1,null,"IPP Non-CHP","N","Non Combustion (NUC, WAT, WND, GEO, or SUN)",null,{"$f":"IF(B22647=\"CoalST\",MATCH(E22647&\"|\"&F22647,EIA_Units!$BK$6:$BK$22655,0),\"\")","v":""},{"$f":"IF(O22647=\"\",\"\",INDEX(EIA_Units!P22647:'EIA_Units'!$P$6:$P$22655,O22647))","v":""},""]
[null,"EXCLUDE","CA","Desert Sunlight 250, LLC",58542,"DSL13","SUN","PV",39.1,null,"IPP Non-CHP","N","Non Combustion (NUC, WAT, WND, GEO, or SUN)",null,{"$f":"IF(B22648=\"CoalST\",MATCH(E22648&\"|\"&F22648,EIA_Units!$BK$6:$BK$22655,0),\"\")","v":""},{"$f":"IF(O22648=\"\",\"\",INDEX(EIA_Units!P22648:'EIA_Units'!$P$6:$P$22655,O22648))","v":""},""]
[null,"EXCLUDE","CA","Desert Sunlight 250, LLC",58542,"DSL14","SUN","PV",26.5,null,"IPP Non-CHP","N","Non Combustion (NUC, WAT, WND, GEO, or SUN)",null,{"$f":"IF(B22649=\"CoalST\",MATCH(E22649&\"|\"&F22649,EIA_Units!$BK$6:$BK$22655,0),\"\")","v":""},{"$f":"IF(O22649=\"\",\"\",INDEX(EIA_Units!P22649:'EIA_Units'!$P$6:$P$22655,O22649))","v":""},""]
[null,"EXCLUDE","CA","Desert Sunlight 250, LLC",58542,"DSL15","SUN","PV",13.9,null,"IPP Non-CHP","N","Non Combustion (NUC, WAT, WND, GEO, or SUN)",null,{"$f":"IF(B22650=\"CoalST\",MATCH(E22650&\"|\"&F22650,EIA_Units!$BK$6:$BK$22655,0),\"\")","v":""},{"$f":"IF(O22650=\"\",\"\",INDEX(EIA_Units!P22650:'EIA_Units'!$P$6:$P$22655,O22650))","v":""},""]
[null,"EXCLUDE","CA","Desert Sunlight 250, LLC",58542,"DSL16","SUN","PV",22.7,null,"IPP Non-CHP","N","Non Combustion (NUC, WAT, WND, GEO, or SUN)",null,{"$f":"IF(B22651=\"CoalST\",MATCH(E22651&\"|\"&F22651,EIA_Units!$BK$6:$BK$22655,0),\"\")","v":""},{"$f":"IF(O22651=\"\",\"\",INDEX(EIA_Units!P22651:'EIA_Units'!$P$6:$P$22655,O22651))","v":""},""]
[null,"EXCLUDE","CA","Desert Sunlight 250, LLC",58542,"DSL17","SUN","PV",29,null,"IPP Non-CHP","N","Non Combustion (NUC, WAT, WND, GEO, or SUN)",null,{"$f":"IF(B22652=\"CoalST\",MATCH(E22652&\"|\"&F22652,EIA_Units!$BK$6:$BK$22655,0),\"\")","v":""},{"$f":"IF(O22652=\"\",\"\",INDEX(EIA_Units!P22652:'EIA_Units'!$P$6:$P$22655,O22652))","v":""},""]
[null,"EXCLUDE","CA","Desert Sunlight 250, LLC",58542,"DSL18","SUN","PV",29,null,"IPP Non-CHP","N","Non Combustion (NUC, WAT, WND, GEO, or SUN)",null,{"$f":"IF(B22653=\"CoalST\",MATCH(E22653&\"|\"&F22653,EIA_Units!$BK$6:$BK$22655,0),\"\")","v":""},{"$f":"IF(O22653=\"\",\"\",INDEX(EIA_Units!P22653:'EIA_Units'!$P$6:$P$22655,O22653))","v":""},""]
[null,"EXCLUDE","CA","Desert Sunlight 250, LLC",58542,"DSL19","SUN","PV",25.2,null,"IPP Non-CHP","N","Non Combustion (NUC, WAT, WND, GEO, or SUN)",null,{"$f":"IF(B22654=\"CoalST\",MATCH(E22654&\"|\"&F22654,EIA_Units!$BK$6:$BK$22655,0),\"\")","v":""},{"$f":"IF(O22654=\"\",\"\",INDEX(EIA_Units!P22654:'EIA_Units'!$P$6:$P$22655,O22654))","v":""},""]
[null,"EXCLUDE","CA","Desert Sunlight 250, LLC",58542,"DSL20","SUN","PV",25.2,null,"IPP Non-CHP","N","Non Combustion (NUC, WAT, WND, GEO, or SUN)",null,{"$f":"IF(B22655=\"CoalST\",MATCH(E22655&\"|\"&F22655,EIA_Units!$BK$6:$BK$22655,0),\"\")","v":""},{"$f":"IF(O22655=\"\",\"\",INDEX(EIA_Units!P22655:'EIA_Units'!$P$6:$P$22655,O22655))","v":""},""]
[null,"EXCLUDE","AZ","Gilbert Solar Facility I, LLC",58543,"1","SUN","PV",2.5,null,"IPP Non-CHP","N","Non Combustion (NUC, WAT, WND, GEO, or SUN)",null,{"$f":"IF(B22656=\"CoalST\",MATCH(E22656&\"|\"&F22656,EIA_Units!$BK$6:$BK$22655,0),\"\")","v":""},{"$f":"IF(O22656=\"\",\"\",INDEX(EIA_Units!P22656:'EIA_Units'!$P$6:$P$22655,O22656))","v":""},""]
[null,"EXCLUDE","NV","Mountain View Solar",58544,"1","SUN","PV",20,null,"IPP Non-CHP","N","Non Combustion (NUC, WAT, WND, GEO, or SUN)",null,{"$f":"IF(B22657=\"CoalST\",MATCH(E22657&\"|\"&F22657,EIA_Units!$BK$6:$BK$22655,0),\"\")","v":""},{"$f":"IF(O22657=\"\",\"\",INDEX(EIA_Units!P22657:'EIA_Units'!$P$6:$P$22655,O22657))","v":""},""]
[null,"EXCLUDE","KS","Riverton",1239,"12-2","NG","CC",0,null,"Electric Utility","N","Combined Cycle (PRMVR=CC) unit under 25MW",null,{"$f":"IF(B22658=\"CoalST\",MATCH(E22658&\"|\"&F22658,EIA_Units!$BK$6:$BK$22655,0),\"\")","v":""},{"$f":"IF(O22658=\"\",\"\",INDEX(EIA_Units!P22658:'EIA_Units'!$P$6:$P$22655,O22658))","v":""},""]
[null,"EXCLUDE","KS","Riverton",1239,"12-3","NG","CC",0,null,"Electric Utility","N","Combined Cycle (PRMVR=CC) unit under 25MW",null,{"$f":"IF(B22659=\"CoalST\",MATCH(E22659&\"|\"&F22659,EIA_Units!$BK$6:$BK$22655,0),\"\")","v":""},{"$f":"IF(O22659=\"\",\"\",INDEX(EIA_Units!P22659:'EIA_Units'!$P$6:$P$22655,O22659))","v":""},""]
[]
[null,"1 This category contains cogeneration units, emissions of which are total (unadjusted) emissions  and generation is net energy output which is net electric generation plus 75% of useful thermal output.  For units that are not cogeneration units, emissions are total emissions and generation is net electric generation."]
[null," If unit flagged as \"cogen\", COGEN='Y\" then:"]
[null," 1 UTO =  (4/3) * 3.412 * Electric Generation * (1/EAF – 1)"]
[null,"       UTO = Useful Thermal Output (MMBtu), Col. N."]
[null,"       EAF = EIA ratio, eMMBtu/totMMBtu, Col.M."]
[null," 2  Net Energy Output = Electric Generation + 0.75 * UTO/3.412 "]

{"sheet":"Apdx_7_CogenUTODerivation","index":28,"n_rows":470,"n_cols":18,"rows_kept":470,"cut":false,"hidden":true,"merged":[]}
[]
[null,"Cogen UTO Derivation"]
[]
[null,"Source:","http://www2.epa.gov/sites/production/files/2014-06/20140602tsd-plant-level-data-unit-level-inventory.xlsx"]
[null,"Category","State","Plant Name ","ORIS code","Generator ID","Fuel type","Prime \nmover type","Nameplate \nCapacity \n(MW)","Capacity Input","Electric Generation \n(MWh)","EIA Ratio (EAF) eMMBtu/totMMBtu","Useful Thermal Output (UTO) (MMBtu) 1","Net Energy Output (MWh) 2","Carbon Dioxide \nEmissions (Unadjusted)\n(tons)","Cogen Flag Y/N","Useful thermal output (MWh)","Emissions associated with useful thermal output (tons)"]
[null,"COALST","AL","Gadsden",7,"1","BIT","ST",69,1142,170448,1,0,170448,164509.704,"Y",{"$f":"N6-K6","v":0},{"$f":"(2000*O6)/N6*Q6/2000","v":0}]
[null,"COALST","AL","Gadsden",7,"2","BIT","ST",69,1142,51652,1,0,51652,54000.521000000001,"Y",{"$f":"N7-K7","v":0},{"$f":"(2000*O7)/N7*Q7/2000","v":0}]
[null,"COALST","IA","Prairie Creek",1073,"3","SUB","ST",50,600,39548,1,0,39548,251076.42,"Y",0,0]
[null,"COALST","IA","Prairie Creek",1073,"4","SUB","ST",148.80000000000001,600,464543,1,0,464543,677427.03500000003,"Y",0,0]
[null,"COALST","IA","Riverside",1081,"5","SUB","ST",136,1202,617674,1,0,617674,672879.03300000005,"Y",0,0]
[null,"COALST","IA","Walter Scott Jr Energy Center",1082,"3","SUB","ST",725.8,850,5033315,1,0,5033315,5284145.8499999996,"Y",0,0]
[null,"COALST","NY","GMMM Westover",2526,"8","BIT","ST",75,0,0,0,null,null,0,"Y",0,{"$error":"#DIV/0!"}]
[null,"COALST","TN","Johnsonville",3406,"1","SUB","ST",125,2289,355014,1,0,355014,524118.89500000002,"Y",0,0]
[null,"COALST","TN","Johnsonville",3406,"10","SUB","ST",172.8,2289,151813,1,0,151813,176788.71,"Y",0,0]
[null,"COALST","TN","Johnsonville",3406,"2","SUB","ST",125,2289,439282,1,0,439282,665475.02599999995,"Y",0,0]
[null,"COALST","TN","Johnsonville",3406,"3","SUB","ST",125,2289,483710,1,0,483710,728246.69799999997,"Y",0,0]
[null,"COALST","TN","Johnsonville",3406,"4","SUB","ST",125,2289,533243,1,0,533243,793018.723,"Y",0,0]
[null,"COALST","TN","Johnsonville",3406,"5","SUB","ST",147,2289,323648,1,0,323648,382127.74900000001,"Y",0,0]
[null,"COALST","TN","Johnsonville",3406,"6","SUB","ST",147,2289,263822,1,0,263822,309543.26400000002,"Y",0,0]
[null,"COALST","TN","Johnsonville",3406,"7","SUB","ST",172.8,2289,42350,1,0,42350,53139.508000000002,"Y",0,0]
[null,"COALST","TN","Johnsonville",3406,"8","SUB","ST",172.8,2289,50984,1,0,50984,63407.584999999999,"Y",0,0]
[null,"COALST","TN","Johnsonville",3406,"9","SUB","ST",172.8,2289,232736,1,0,232736,265606.41399999999,"Y",0,0]
[null,"COALST","WI","Valley",4042,"1","BIT","ST",136,1000,223408,1,0,223408,428141.94030000002,"Y",0,0]
[null,"COALST","WI","Valley",4042,"2","BIT","ST",136,1000,262903,1,0,262903,503817.00670000003,"Y",0,0]
[null,"COALST","WI","Manitowoc",4125,"9","PC","ST",63.4,321,58974,1,0,58974,102559.0959,"Y",0,0]
[null,"COALST","MN","Sherburne County",6090,"1","SUB","ST",765.3,7757,3863096,1,0,3863096,4318895.4740000004,"Y",0,0]
[null,"COALST","MN","Sherburne County",6090,"2","SUB","ST",765.3,7757,4426984,1,0,4426984,4959075.7259999998,"Y",0,0]
[null,"COALST","SD","Big Stone",6098,"1","SUB","ST",456,5609,2830363,1,0,2830363,3169636.08,"Y",0,0]
[null,"COALST","IA","George Neal South",7343,"4","SUB","ST",640,7400,4335091,1,0,4335091,4693780.625,"Y",0,0]
[null,"COALST","SC","Kapstone",7737,"1","BIT","ST",99.2,0,579252,1,0,579252,1352709.8426000001,"Y",0,0]
[null,"COALST","CA","ACE Cogeneration Facility",10002,"GEN1","BIT","ST",108,0,555436,0.799763,632651.88376849995,694500.74584600003,767423.02769999998,"Y",139064.74584600003,153666.48479760304]
[null,"COALST","NJ","Logan Generating Company LP",10043,"GEN1","BIT","ST",242.3,2366,630163,0.85459300000000005,487782.97957119998,737383.76045669999,767691.35,"Y",107220.76045669999,111627.69612942149]
[null,"COALST","MI","DTE Pontiac North LLC",10111,"GEN1","BIT","ST",28.9,0,0,0,null,null,0,"Y",0,{"$error":"#DIV/0!"}]
[null,"COALST","PA","John B Rich Memorial Power Station",10113,"GEN1","WC","ST",88.4,520,419956,0.48633399999999999,2017891.1584515001,863513.55241460004,629003.54500000004,"Y",443557.55241460004,323097.73494597146]
[null,"COALST","FL","Florida Power Development",10333,"GEN1","BIT","ST",125,0,0,0,null,null,0,"Y",0,{"$error":"#DIV/0!"}]
[null,"COALST","PA","Foster Wheeler Mt Carmel Cogen",10343,"TG1","WC","ST",47.3,624,285329,0.79928699999999997,325961.58899409999,356979.40789730003,518972.587,"Y",71650.407897300029,104164.54485454445]
[null,"COALST","VA","James River Genco LLC",10377,"GEN1","BIT","ST",57.4,200,17322,8.2405000000000006E-2,877492.20675250003,210205.6914022,335071.23700000002,"Y",192883.6914022,307459.6917150123]
[null,"COALST","VA","James River Genco LLC",10377,"GEN2","BIT","ST",57.4,200,18234,8.2405000000000006E-2,923692.00426770002,221272.98100840001,128498.56600000001,"Y",203038.98100840001,117909.64166876837]
[null,"COALST","NC","Elizabethtown Power LLC",10380,"GEN1","BIT","ST",34.700000000000003,0,0,0,null,null,0,"Y",0,{"$error":"#DIV/0!"}]
[null,"COALST","NC","Lumberton",10382,"GEN1","BIT","ST",34.700000000000003,0,0,0,null,null,0,"Y",0,{"$error":"#DIV/0!"}]
[null,"COALST","NC","Edgecombe Genco LLC",10384,"GEN1","BIT","ST",57.4,750,62858,0.46271600000000002,332045.58377600001,135845.7455545,196007.90100000001,"Y",72987.745554499998,105311.90908087826]
[null,"COALST","NC","Edgecombe Genco LLC",10384,"GEN2","BIT","ST",57.4,750,60608,0.46271600000000002,320160.02325069997,130983.1516524,220402.83300000001,"Y",70375.151652400004,118418.91572555841]
[null,"COALST","NJ","Chambers Cogeneration LP",10566,"GEN1","BIT","ST",285,1583,620626,0.66487099999999999,1423155.4648698999,933453.25634600001,1091754.05,"Y",312827.25634600001,365878.443022475]
[null,"COALST","PA","Ebensburg Power",10603,"GEN1","WC","ST",57.6,860,429747,1,0,429747,679274.48369999998,"Y",0,0]
[null,"COALST","CA","Stockton Cogen",10640,"GEN1","BIT","ST",60,0,87259,0.528362,354352.25784769998,165150.02971450001,129626.5825,"Y",77891.029714500008,61136.822117144926]
[null,"COALST","PA","Cambria Cogen",10641,"GEN1","WC","ST",98,680,609656,0.85032399999999997,488202.88644149998,716969.06120490003,993591.16159999999,"Y",107313.06120490003,148716.75070363525]
[null,"COALST","OK","AES Shady Point LLC",10671,"GEN1","BIT","ST",175,0,961319,0.999614,1688.7690451000001,961690.21242200001,1179473.0793999999,"Y",371.21242200001143,455.27660865467868]
[null,"COALST","OK","AES Shady Point LLC",10671,"GEN2","BIT","ST",175,0,821701,0.999614,1443.4992059000001,822018.29906340002,992101.38500000001,"Y",317.29906340001617,382.95113456358678]
[null,"COALST","FL","Cedar Bay Generating Company LP",10672,"GEN1","BIT","ST",291.60000000000002,1169,680653,0.57698000000000005,2270249.8919401001,1179682.138029,1222635.9890000001,"Y",499029.13802900002,517199.47606675135]
[null,"COALST","HI","AES Hawaii",10673,"GEN1","BIT","ST",203,0,1502308,0.98070100000000004,134494.6245837,1531871.5898118,1590861.9646000001,"Y",29563.589811800048,30702.045054838371]
[null,"COALST","CT","AES Thames",10675,"GEN1","BIT","ST",213.9,0,0,0,null,null,0,"Y",0,{"$error":"#DIV/0!"}]
[null,"COALST","PA","AES Beaver Valley Partners Beaver Valley",10676,"GEN2","BIT","ST",35,550,191383,0.75817800000000002,277699.91540479998,252424.89230760001,261068.28659999999,"Y",61041.892307600006,63132.05520217646]
[null,"COALST","PA","AES Beaver Valley Partners Beaver Valley",10676,"GEN3","BIT","ST",114,550,796387,0.75817800000000002,1155570.7796902,1050395.8173410001,1086033.2956000001,"Y",254008.81734100007,262626.74360854679]
[null,"COALST","MD","AES Warrior Run Cogeneration Facility",10678,"GEN1","BIT","ST",229,2250,1314894,0.98434100000000002,95160.551879399995,1335811.4718375001,1539522.399,"Y",20917.47183750011,24107.381245937195]
[null,"COALST","WV","Morgantown Energy Facility",10743,"GEN1","WC","ST",68.900000000000006,476,408719,0.60200299999999995,1229288.2462851999,678931.83256560005,714917.29689999996,"Y",270212.83256560005,284534.93941429764]
[null,"COALST","CA","Rio Bravo Jasmin",10768,"UP9","SUB","ST",38.200000000000003,0,172963,0.95848800000000001,34079.086604600001,180454.0067273,212442.63099999999,"Y",7491.0067273000022,8818.9184981147628]
[null,"COALST","CA","Rio Bravo Poso",10769,"UP8","BIT","ST",38.200000000000003,0,117499,0.98569499999999999,7757.5974194999999,119204.21631439999,156694.88329999999,"Y",1705.2163143999933,2241.5203056360783]
[null,"COALST","VA","Southampton Power Station",10774,"1","BIT","ST",71.099999999999994,400,37440,1,0,37440,75805.688999999998,"Y",0,0]
[null,"COALST","LA","R S Nelson",50030,"1","PC","ST",113.6,1350,818286,0.99629299999999998,13851.231476700001,821330.67280409997,1105933.1384000001,"Y",3044.6728040999733,4099.6941440692335]
[null,"COALST","LA","R S Nelson",50030,"2","PC","ST",113.6,1350,799670,0.99629299999999998,13536.116070599999,802645.40652199998,1076689.5281,"Y",2975.4065219999757,3991.2880806974476]
[null,"COALST","PA","Kline Township Cogen Facility",50039,"GEN1","WC","ST",59,750,370033,0.98807900000000004,20309.967788599999,374497.38330639998,637683.14500000002,"Y",4464.3833063999773,7601.8207715524641]
[null,"COALST","NY","Syracuse Energy",50651,"GEN1","BIT","ST",90.6,275,1748.4079999999999,0.124774,55793.891915400003,14012.598778600001,8762.8209999999999,"Y",12264.190778600001,7669.4487725466479]
[null,"COALST","MI","TES Filer City Station",50835,"GEN1","BIT","ST",70,450,492294,0.95837300000000003,97277.599455500007,513676.82520269998,675294.70559999999,"Y",21382.825202699983,28110.492709994363]
[null,"COALST","PA","Wheelabrator Frackville Energy",50879,"GEN1","WC","ST",48,678,357436,1,0,357436,643838.35800000001,"Y",0,0]
[null,"COALST","PA","Northampton Generating Company LP",50888,"GEN1","WC","ST",114.1,1425,808859,1,0,808859,1042891.392,"Y",0,0]
[null,"COALST","MT","Yellowstone Energy LP",50931,"GEN1","PC","ST",68,0,454794,0.63847699999999996,1171529.3157226001,712310.70187340002,882116.25379999995,"Y",257516.70187340002,318905.31442256563]
[null,"COALST","FL","Indiantown Cogeneration LP",50976,"GEN1","BIT","ST",395.4,3820,802532,0.75860899999999998,1161751.3894772001,1057899.3921769999,1069506.3049999999,"Y",255367.39217699994,258169.19647025672]
[null,"COALST","NC","Roanoke Valley Energy Facililty I",54035,"GEN1","BIT","ST",182.3,1700,1138722,0.87329800000000002,751599.48719719995,1303932.9072092001,1083366.4890000001,"Y",165210.90720920009,137264.70088926138]
[null,"COALST","VA","Spruance Genco LLC",54081,"GEN1","BIT","ST",57.4,525,53959,0.25290400000000002,725157.53568870004,213357.63768069999,219196.70699999999,"Y",159398.63768069999,163760.98301287173]
[null,"COALST","VA","Spruance Genco LLC",54081,"GEN2","BIT","ST",57.4,525,64385,0.25290400000000002,865273.03944329999,254582.76658339999,265174.94,"Y",190197.76658339999,198111.13697424857]
[null,"COALST","VA","Spruance Genco LLC",54081,"GEN3","BIT","ST",57.4,525,42912,0.25290400000000002,576696.38376310002,169677.03160089999,292952.69900000002,"Y",{"$f":"N71-K71","v":126765.03160089999},{"$f":"(2000*O71)/N71*Q71/2000","v":218863.78961209365}]
[null,"COALST","VA","Spruance Genco LLC",54081,"GEN4","BIT","ST",57.4,525,41420,0.25290400000000002,556645.32567739999,163777.55986460001,285361.625,"Y",122357.55986460001,213192.52859099445]
[null,"COALST","CA","Port of Stockton Energy Facility",54238,"STG","BIT","ST",54,0,0,0,null,null,0,"Y",0,{"$error":"#DIV/0!"}]
[null,"COALST","PA","St Nicholas Cogen Project",54634,"SNCP","WC","ST",99.2,1300,706609,0.862039,514465.60268940002,819694.93259590003,1357317.6910000001,"Y",113085.93259590003,187256.90596811238]
[null,"COALST","NC","Roanoke Valley Energy Facility II",54755,"GEN2","BIT","ST",57.8,560,338606,0.86255099999999996,245470.44506,392563.45421890001,381433.723,"Y",53957.454218900006,52427.683792594376]
[null,"COALST","ND","Spiritwood Station",56786,"1","LIG","ST",106.2,0,0,0,null,null,0,"Y",0,{"$error":"#DIV/0!"}]
[null,"NGCC","CA","Harbor",399,"10A","NG","CC",85.3,1088,33305.551700000004,1,0,33305.551700000004,20230.782299999999,"Y",0,0]
[null,"NGCC","CA","Harbor",399,"10B","NG","CC",85.3,1088,33305.551700000004,1,0,33305.551700000004,20230.782299999999,"Y",0,0]
[null,"NGCC","CA","Harbor",399,"5","NG","CC",75,1088,29283.8966,1,0,29283.8966,17787.9094,"Y",0,0]
[null,"NGCC","CA","Haynes",400,"10","NG","CC",182.8,2044,384763.38339999999,1,0,384763.38339999999,164266.07519999999,"Y",0,0]
[null,"NGCC","CA","Haynes",400,"8","NG","CC",264.3,2044,556307.23320000002,1,0,556307.23320000002,237502.86470000001,"Y",0,0]
[null,"NGCC","CA","Haynes",400,"9","NG","CC",182.8,2044,384763.38339999999,1,0,384763.38339999999,164266.07519999999,"Y",0,0]
[null,"NGCC","CA","Valley",408,"6","NG","CC",182.8,2000,933096.50670000003,1,0,933096.50670000003,396175.80379999999,"Y",0,0]
[null,"NGCC","CA","Valley",408,"7","NG","CC",182.8,2000,933096.50670000003,1,0,933096.50670000003,396175.80379999999,"Y",0,0]
[null,"NGCC","CA","Valley",408,"8","NG","CC",264.39999999999998,2000,1349620.9867,1,0,1349620.9867,573024.52139999997,"Y",0,0]
[null,"NGCC","LA","Louisiana 1",1391,"1A","NG","CC",23,800,166942.01629999999,0.414238,1073951.507004,403009.90324399999,120778.97629999999,"Y",236067.886944,70747.734715437022]
[null,"NGCC","LA","Louisiana 1",1391,"2A","NG","CC",62.5,800,453646.78330000001,0.414238,2918346.4856269001,1095135.6063422,328203.73979999998,"Y",641488.82304219995,192249.27903272165]
[null,"NGCC","LA","Louisiana 1",1391,"3A","NG","CC",63,800,457275.95760000002,0.414238,2941693.2577280002,1103896.6912741,330829.36979999999,"Y",646620.7336740999,193787.27331278776]
[null,"NGCC","LA","Louisiana 1",1391,"4A","NG","CC",101,800,733093.20180000004,0.414238,4716047.9206907004,1769739.1398181999,530377.24360000005,"Y",1036645.9380181999,310674.83496562659]
[null,"NGCC","LA","Louisiana 1",1391,"5A","NG","CC",156.80000000000001,800,1138109.05,0.414238,7321547.6635071002,2747476.2093289001,823397.54249999998,"Y",1609367.1593289,482314.99128988053]
[null,"NGCC","MA","Kendall Square Station",1595,"1","NG","CC",17.2,273,91308.397500000006,0.99985199999999996,61.487165900000001,91321.913143099999,48644.652499999997,"Y",13.515643099992303,7.1994085459304058]
[null,"NGCC","MA","Kendall Square Station",1595,"2","NG","CC",23,273,122098.4385,0.99985199999999996,82.221210200000002,122116.5117437,65048.0818,"Y",18.073243699996965,9.6271160861208287]
[null,"NGCC","MA","Kendall Square Station",1595,"3","NG","CC",27.2,273,144394.67509999999,0.99985199999999996,97.235518099999993,144416.0486752,76926.427100000001,"Y",21.373575200006599,11.385111208710324]
[null,"NGCC","MA","Kendall Square Station",1595,"GEN4","NG","CC",186.2,273,988466.48899999994,0.99985199999999996,665.63431890000004,988612.80369490001,526606.6446,"Y",146.31469490006566,77.937783375881835]
[null,"NGCC","NY","East River",2493,"1","NG","CC",180,3165,1165792,1,0,1165792,793974.5625,"Y",0,0]
[null,"NGCC","NY","East River",2493,"2","NG","CC",180,3165,1165792,1,0,1165792,793974.5625,"Y",0,0]
[null,"NGCC","TX","J Robert Massengale",3604,"6A","NG","CC",22,492,31522.333299999998,1,0,31522.333299999998,19034.980100000001,"Y",0,0]
[null,"NGCC","TX","J Robert Massengale",3604,"7","NG","CC",22,492,31522.333299999998,1,0,31522.333299999998,19034.980100000001,"Y",0,0]
[null,"NGCC","TX","J Robert Massengale",3604,"8","NG","CC",40,492,57313.333299999998,1,0,57313.333299999998,34609.054799999998,"Y",0,0]
[null,"NGCC","FL","Central Energy Plant",7294,"GTG","NG","CC",61.5,505,357237.6875,1,0,357237.6875,182680.215,"Y",0,0]
[null,"NGCC","FL","Central Energy Plant",7294,"STG","NG","CC",8.5,505,49374.3145,1,0,49374.3145,25248.485000000001,"Y",0,0]
[null,"NGCC","OR","Coyote Springs",7350,"1","NG","CC",185.7,2000,786476.80740000005,1,0,786476.80740000005,341740.07620000001,"Y",0,0]
[null,"NGCC","OR","Coyote Springs",7350,"2","NG","CC",80.599999999999994,2000,341357.19260000001,1,0,341357.19260000001,148326.60279999999,"Y",0,0]
[null,"NGCC","CA","Carson Ice-Gen Project",7527,"1","NG","CC",54,599,274258.0699,1,0,274258.0699,156570.47450000001,"Y",0,0]
[null,"NGCC","CA","Carson Ice-Gen Project",7527,"2","NG","CC",17.5,599,88879.930099999998,1,0,88879.930099999998,50740.431499999999,"Y",0,0]
[null,"NGCC","CA","SCA Cogen 2",7551,"CCST","NG","CC",49.8,583,141551.3333,1,0,141551.3333,123464.88129999999,"Y",0,0]
[null,"NGCC","CA","SCA Cogen 2",7551,"CT1A","NG","CC",49.8,583,141551.3333,1,0,141551.3333,123464.88129999999,"Y",0,0]
[null,"NGCC","CA","SCA Cogen 2",7551,"CT1B","NG","CC",49.8,583,141551.3333,1,0,141551.3333,123464.88129999999,"Y",0,0]
[null,"NGCC","CA","SPA Cogen 3",7552,"CCCT","NG","CC",118.7,1610,346011.52389999997,1,0,346011.52389999997,177232.4491,"Y",0,0]
[null,"NGCC","CA","SPA Cogen 3",7552,"CCST","NG","CC",55.2,1610,160908.4761,1,0,160908.4761,82419.8079,"Y",0,0]
[null,"NGCC","AL","Washington County Cogeneration Facility",7697,"1","NG","CC",82.6,1400,495231.84,1,0,495231.84,336888.23,"Y",0,0]
[null,"NGCC","AL","Washington County Cogeneration Facility",7697,"2","NG","CC",39.9,1400,239222.16,1,0,239222.16,162734.14499999999,"Y",0,0]
[null,"NGCC","AL","General Electric Plastic",7698,"1","NG","CC",82.2,1365,469057.77529999998,1,0,469057.77529999998,314942.05450000003,"Y",0,0]
[null,"NGCC","AL","General Electric Plastic",7698,"2","NG","CC",14.8,1365,84453.224700000006,1,0,84453.224700000006,56704.895499999999,"Y",0,0]
[null,"NGCC","FL","Tiger Bay",7699,"CT1","NG","CC",195.2,1850,879036.62860000005,1,0,879036.62860000005,383804.89319999999,"Y",0,0]
[null,"NGCC","FL","Tiger Bay",7699,"CW1","NG","CC",82.9,1850,373320.3714,1,0,373320.3714,162999.10680000001,"Y",0,0]
[null,"NGCC","AL","Theodore Cogen Facility",7721,"1","NG","CC",229,2500,1019995.1481,1,0,1019995.1481,554608.96010000003,"Y",0,0]
[null,"NGCC","AL","Theodore Cogen Facility",7721,"2","NG","CC",88.4,2500,393744.85190000001,1,0,393744.85190000001,214093.58989999999,"Y",0,0]
[null,"NGCC","WA","Encogen",7870,"CTG1","NG","CC",39.4,505,25098.961500000001,1,0,25098.961500000001,12710.802100000001,"Y",0,0]
[null,"NGCC","WA","Encogen",7870,"CTG2","NG","CC",39.4,505,25098.961500000001,1,0,25098.961500000001,12710.802100000001,"Y",0,0]
[null,"NGCC","WA","Encogen",7870,"CTG3","NG","CC",39.4,505,25098.961500000001,1,0,25098.961500000001,12710.802100000001,"Y",0,0]
[null,"NGCC","WA","Encogen",7870,"STG","NG","CC",58.2,505,37075.115599999997,1,0,37075.115599999997,18775.854800000001,"Y",0,0]
[null,"NGCC","WI","West Campus Cogeneration Facility",7991,"1","NG","CC",54,0,80957.259300000005,1,0,80957.259300000005,59587.064700000003,"Y",0,0]
[null,"NGCC","WI","West Campus Cogeneration Facility",7991,"CT2","NG","CC",54,0,80957.259300000005,1,0,80957.259300000005,59587.064700000003,"Y",0,0]
[null,"NGCC","WI","West Campus Cogeneration Facility",7991,"STG1","NG","CC",61.3,0,91901.481400000004,1,0,91901.481400000004,67642.353099999993,"Y",0,0]
[null,"NGCC","CA","Gilroy Power Plant",10034,"GEN1","NG","CC",90,1150,167080.1538,0.992475,5763.1450973000001,168346.9647094,84620.267999999996,"Y",1266.8109093999956,636.76751668077884]
[null,"NGCC","CA","Gilroy Power Plant",10034,"GEN2","NG","CC",40,1150,74257.8462,0.992475,2561.3978232999998,74820.873271400007,37609.008000000002,"Y",563.02707140000712,283.00778521644787]
[null,"NGCC","NJ","Pedricktown Cogeneration Company LP",10099,"GEN1","NG","CC",92.1,1325,282231.18930000003,0.94949399999999995,68297.296792399997,297243.78384699998,142688.25450000001,"Y",15012.594546999957,7206.6129817882211]
[null,"NGCC","NJ","Pedricktown Cogeneration Company LP",10099,"GEN2","NG","CC",42.4,1325,129930.5367,0.94949399999999995,31441.969434400002,136841.87230250001,65689.272500000006,"Y",6911.3356025000103,3317.7023968801736]
[null,"NGCC","CA","Fresno Cogen Partners",10156,"GEN4","NG","CC",50.3,470,12148.1199,0.99979899999999999,11.110668499999999,12150.562163000001,8174.5141999999996,"Y",2.4422630000008212,1.6430773577238402]
[null,"NGCC","CA","Cardinal Cogen",10168,"GTG1","NG","CC",42.1,0,275648.95270000002,0.98500299999999996,19092.8580678,279845.80016510002,176790.9222,"Y",4196.8474650999997,2651.3334602485584]
[null,"NGCC","CA","Cardinal Cogen",10168,"STG1","NG","CC",10.7,0,70058.047300000006,0.98500299999999996,4852.5791246999997,71124.7044933,44932.609700000001,"Y",1066.6571932999941,673.85434767972811]
[null,"NGCC","CA","Carson Cogeneration",10169,"GEN1","NG","CC",45.3,453,333511.91399999999,1,0,333511.91399999999,162720.4901,"Y",0,0]
[null,"NGCC","CA","Carson Cogeneration",10169,"GEN2","NG","CC",10.5,453,77304.085999999996,1,0,77304.085999999996,37716.669900000001,"Y",0,0]
[null,"NGCC","CA","King City Power Plant",10294,"GTG","NG","CC",90.8,0,341678.62760000001,0.50460099999999997,1526063.4533877999,677126.33863190003,341495.53259999998,"Y",{"$f":"N135-K135","v":335447.71103190002},{"$f":"(2000*O135)/N135*Q135/2000","v":169176.54535450504}]
[null,"NGCC","CA","King City Power Plant",10294,"STG","NG","CC",42.4,0,159550.37239999999,0.50460099999999997,712611.1281947,316191.15380269999,159464.87419999999,"Y",156640.7814027,78998.739213803885]
[null,"NGCC","MA","Bellingham Cogeneration Facility",10307,"CT1","NG","CC",128.69999999999999,1433,128130,0.943021,35220.218353900003,135871.8416663,65623.189299999998,"Y",7741.8416662999953,3739.1437031227138]
[null,"NGCC","MA","Bellingham Cogeneration Facility",10307,"CT2","NG","CC",128.69999999999999,1433,128130,0.943021,35220.218353900003,135871.8416663,65623.189299999998,"Y",7741.8416662999953,3739.1437031227138]
[null,"NGCC","MA","Bellingham Cogeneration Facility",10307,"ST1","NG","CC",128.69999999999999,1433,128130,0.943021,35220.218353900003,135871.8416663,65623.189299999998,"Y",7741.8416662999953,3739.1437031227138]
[null,"NGCC","CA","Foster Wheeler Martinez",10342,"TG1","NG","CC",40,0,279209.163,0.84086499999999997,240390.25515469999,332049.92834759998,160416.81940000001,"Y",52840.765347599983,25527.930555221254]
[null,"NGCC","CA","Foster Wheeler Martinez",10342,"TG2","NG","CC",40,0,279209.163,0.84086499999999997,240390.25515469999,332049.92834759998,160416.81940000001,"Y",52840.765347599983,25527.930555221254]
[null,"NGCC","CA","Foster Wheeler Martinez",10342,"TG3","NG","CC",33.5,0,233837.674,0.84086499999999997,201326.8386813,278091.8149762,134349.08619999999,"Y",44254.140976199997,21379.641832418838]
[null,"NGCC","CA","Greenleaf 1 Power Plant",10350,"GEN1","NG","CC",46,460,42008.4545,0.73369099999999998,69367.671287999998,57256.330662400003,16968.5399,"Y",15247.876162400004,4518.8748922370787]
[null,"NGCC","CA","Greenleaf 1 Power Plant",10350,"GEN2","NG","CC",20,460,18264.5455,0.73369099999999998,30159.857189400002,24894.0568986,7377.6261000000004,"Y",6629.5113985999997,1964.7282290621538]
[null,"NGCC","CT","Algonquin Windsor Locks",10567,"GTG","NG","CC",40,555,110478.87609999999,0.79039800000000004,133283.5637083,139776.2596818,37187.535199999998,"Y",29297.383581800008,7794.581752983845]
[null,"NGCC","NY","CH Resources Beaver Falls",10617,"GEN1","NG","CC",65.5,812,3950.6586000000002,1,0,3950.6586000000002,2155.1086,"Y",0,0]
[null,"NGCC","NY","CH Resources Beaver Falls",10617,"GEN2","NG","CC",42.3,812,2551.3413999999998,1,0,2551.3413999999998,1391.7724000000001,"Y",0,0]
[null,"NGCC","VA","Hopewell Cogeneration",10633,"GT1","NG","CC",101,1517,315455.90600000002,0.89535799999999999,167724.20232089999,352323.76993339998,173327.66310000001,"Y",36867.86393339996,18137.353322124527]
[null,"NGCC","VA","Hopewell Cogeneration",10633,"GT2","NG","CC",101,1517,315455.90600000002,0.89535799999999999,167724.20232089999,352323.76993339998,173327.66310000001,"Y",36867.86393339996,18137.353322124527]
[null,"NGCC","VA","Hopewell Cogeneration",10633,"GT3","NG","CC",101,1517,315455.90600000002,0.89535799999999999,167724.20232089999,352323.76993339998,173327.66310000001,"Y",36867.86393339996,18137.353322124527]
[null,"NGCC","VA","Hopewell Cogeneration",10633,"ST1","NG","CC",96,1517,299839.277,0.89535799999999999,159421.02399340001,334881.99915559997,164747.0857,"Y",35042.722155599971,17239.464541799563]
[null,"NGCC","NY","Selkirk Cogen",10725,"GEN1","NG","CC",95.2,1215,355395.47440000001,0.93710199999999999,108519.9596779,379249.51008530002,184547.88200000001,"Y",23854.035685300012,11607.692682014011]
[null,"NGCC","NY","Selkirk Cogen",10725,"GEN2","NG","CC",12,1215,44797.748899999999,0.93710199999999999,13678.986521999999,47804.5601226,23262.338100000001,"Y",3006.8112226000012,1463.1545418180367]
[null,"NGCC","NY","Selkirk Cogen",10725,"GEN3","NG","CC",95.2,1215,355395.47440000001,0.93710199999999999,108519.9596779,379249.51008530002,184547.88200000001,"Y",23854.035685300012,11607.692682014011]
[null,"NGCC","NY","Selkirk Cogen",10725,"GEN4","NG","CC",95.2,1215,355395.47440000001,0.93710199999999999,108519.9596779,379249.51008530002,184547.88200000001,"Y",23854.035685300012,11607.692682014011]
[null,"NGCC","NY","Selkirk Cogen",10725,"GEN5","NG","CC",148.4,1215,553998.82779999997,0.93710199999999999,169163.4665747,591183.05990170001,287677.5808,"Y",37184.232101700036,18094.344477159815]
[null,"NGCC","MA","Masspower",10726,"GEN1","NG","CC",90,1250,300182.2537,0.99359799999999998,8799.0894791999999,302116.40291140002,147792.93599999999,"Y",1934.1492114000139,946.17037625303453]
[null,"NGCC","MA","Masspower",10726,"GEN2","NG","CC",90,1250,300182.2537,0.99359799999999998,8799.0894791999999,302116.40291140002,147792.93599999999,"Y",1934.1492114000139,946.17037625303453]
[null,"NGCC","MA","Masspower",10726,"GEN3","NG","CC",80.900000000000006,1250,269830.49249999999,0.99359799999999998,7909.4037654000003,271569.0777357,132849.42800000001,"Y",1738.5852357000113,850.50203807364028]
[null,"NGCC","TX","Clear Lake Cogeneration Ltd",10741,"G102","NG","CC",129,1331,142818.9725,0.50955600000000001,625361.54142999998,280281.21050480002,87268.405400000003,"Y",137462.23800480002,42800.265817992586]
[null,"NGCC","TX","Clear Lake Cogeneration Ltd",10741,"G103","NG","CC",129,1331,142818.9725,0.50955600000000001,625361.54142999998,280281.21050480002,87268.405400000003,"Y",137462.23800480002,42800.265817992586]
[null,"NGCC","TX","Clear Lake Cogeneration Ltd",10741,"G104","NG","CC",129,1331,142818.9725,0.50955600000000001,625361.54142999998,280281.21050480002,87268.405400000003,"Y",137462.23800480002,42800.265817992586]
[null,"NGCC","TX","Clear Lake Cogeneration Ltd",10741,"S101","NG","CC",59,1331,65320.305200000003,0.50955600000000001,286018.06910879997,128190.63105919999,39913.4568,"Y",62870.325859199991,19575.315406819733]
[null,"NGCC","TX","Clear Lake Cogeneration Ltd",10741,"S102","NG","CC",19.2,1331,21256.777300000002,0.50955600000000001,93077.066621299993,41716.273186899998,12988.785900000001,"Y",20459.495886899997,6370.2721119470771]
[null,"NGCC","MI","Midland Cogeneration Venture",10745,"BP15","NG","CC",13.4,1175,45210.688099999999,0.76885899999999996,61832.835342600003,58802.313688200004,25071.645100000002,"Y",13591.625588200004,5795.0851200572961]
[null,"NGCC","MI","Midland Cogeneration Venture",10745,"GT10","NG","CC",87.1,1175,293869.47269999998,0.76885899999999996,401913.42979530001,382215.03903839999,162965.69330000001,"Y",88345.566338400007,37668.053315066049]
[null,"NGCC","MI","Midland Cogeneration Venture",10745,"GT11","NG","CC",87.1,1175,293869.47269999998,0.76885899999999996,401913.42979530001,382215.03903839999,162965.69330000001,"Y",88345.566338400007,37668.053315066049]
[null,"NGCC","MI","Midland Cogeneration Venture",10745,"GT12","NG","CC",87.1,1175,293869.47269999998,0.76885899999999996,401913.42979530001,382215.03903839999,162965.69330000001,"Y",88345.566338400007,37668.053315066049]
[null,"NGCC","MI","Midland Cogeneration Venture",10745,"GT13","NG","CC",87.1,1175,293869.47269999998,0.76885899999999996,401913.42979530001,382215.03903839999,162965.69330000001,"Y",88345.566338400007,37668.053315066049]
[null,"NGCC","MI","Midland Cogeneration Venture",10745,"GT14","NG","CC",87.1,1175,293869.47269999998,0.76885899999999996,401913.42979530001,382215.03903839999,162965.69330000001,"Y",88345.566338400007,37668.053315066049]
[null,"NGCC","MI","Midland Cogeneration Venture",10745,"GT3","NG","CC",87.1,1175,293869.47269999998,0.76885899999999996,401913.42979530001,382215.03903839999,162965.69330000001,"Y",88345.566338400007,37668.053315066049]
[null,"NGCC","MI","Midland Cogeneration Venture",10745,"GT4","NG","CC",87.1,1175,293869.47269999998,0.76885899999999996,401913.42979530001,382215.03903839999,162965.69330000001,"Y",88345.566338400007,37668.053315066049]
[null,"NGCC","MI","Midland Cogeneration Venture",10745,"GT5","NG","CC",87.1,1175,293869.47269999998,0.76885899999999996,401913.42979530001,382215.03903839999,162965.69330000001,"Y",88345.566338400007,37668.053315066049]
[null,"NGCC","MI","Midland Cogeneration Venture",10745,"GT6","NG","CC",87.1,1175,293869.47269999998,0.76885899999999996,401913.42979530001,382215.03903839999,162965.69330000001,"Y",88345.566338400007,37668.053315066049]
[null,"NGCC","MI","Midland Cogeneration Venture",10745,"GT7","NG","CC",87.1,1175,293869.47269999998,0.76885899999999996,401913.42979530001,382215.03903839999,162965.69330000001,"Y",88345.566338400007,37668.053315066049]
[null,"NGCC","MI","Midland Cogeneration Venture",10745,"GT8","NG","CC",87.1,1175,293869.47269999998,0.76885899999999996,401913.42979530001,382215.03903839999,162965.69330000001,"Y",88345.566338400007,37668.053315066049]
[null,"NGCC","MI","Midland Cogeneration Venture",10745,"GT9","NG","CC",87.1,1175,293869.47269999998,0.76885899999999996,401913.42979530001,382215.03903839999,162965.69330000001,"Y",88345.566338400007,37668.053315066049]
[null,"NGCC","MI","Midland Cogeneration Venture",10745,"ST1","NG","CC",410,1175,1383312.0989000001,0.76885899999999996,1891900.1862908001,1799175.2699780001,767117.50009999995,"Y",415863.17107799998,177312.30609062049]
[null,"NGCC","MI","Midland Cogeneration Venture",10745,"ST2","NG","CC",380,1175,1282094.1403999999,0.76885899999999996,1753468.4652825999,1667528.2989469001,710986.95129999996,"Y",385434.15854690014,164338.23491043958]
[null,"NGCC","CO","Rifle Generating Station",10755,"GT4","NG","CC",39,0,9473.7950000000001,1,0,9473.7950000000001,3704.2534000000001,"Y",0,0]
[null,"NGCC","NV","Las Vegas Cogeneration LP",10761,"GEN1","NG","CC",49.8,420,40327.438800000004,1,0,40327.438800000004,18077.8338,"Y",0,0]
[null,"NGCC","NV","Las Vegas Cogeneration LP",10761,"GEN2","NG","CC",11.5,420,9312.5612000000001,1,0,9312.5612000000001,4174.6001999999999,"Y",0,0]
[null,"NGCC","MA","Lowell Cogeneration Company LP",10802,"GEN1","NG","CC",25,310,2041.0447999999999,0.48532999999999998,9846.7296255000001,4205.4783342999999,1843.1478,"Y",2164.4335343000002,948.6128782197851]
[null,"NGCC","MA","Lowell Cogeneration Company LP",10802,"GEN2","NG","CC",8.5,310,693.95519999999999,0.48532999999999998,3347.8879182999999,1429.8625677,626.67020000000002,"Y",735.90736770000001,322.52835182604139]
[null,"NGCC","NY","Ogdensburg Power",10803,"GEN3","NG","CC",26.9,0,0,0,null,null,0,"Y",0,{"$error":"#DIV/0!"}]
[null,"NGCC","CA","Naval Station Energy Facility",10811,"GEN1","NG","CC",38.299999999999997,0,198668.1752,0.73218499999999997,330590.31941950001,271336.03556480003,125904.28569999999,"Y",72667.860364800028,33719.05627475158]
[null,"NGCC","CA","Naval Station Energy Facility",10811,"GEN2","NG","CC",11.6,0,60171.040000000001,0.73218499999999997,100126.5719252,82180.104754900007,38132.890700000004,"Y",22009.064754900006,10212.560122804938]
[null,"NGCC","CA","Naval Station Energy Facility",10811,"GEN3","NG","CC",5.2,0,26973.2248,0.73218499999999997,44884.325299900003,36839.357266300001,17094.054400000001,"Y",9866.1324663000014,4578.0441791480025]
[null,"NGCC","CA","North Island Energy Facility",10812,"GEN1","NG","CC",36.299999999999997,457,262546.28039999999,0.69684500000000005,519615.59422730003,376764.24513340002,150962.34220000001,"Y",114217.96473340003,45764.988849634654]
[null,"NGCC","CA","North Island Energy Facility",10812,"GEN2","NG","CC",4,457,28930.7196,0.69684500000000005,57257.916712699996,41516.721222100001,16634.968799999999,"Y",12586.001622100001,5042.9739665697198]
[null,"NGCC","CA","Mojave Cogen",10850,"GEN1","NG","CC",41.1,0,265311.65669999999,0.39807900000000002,1825048.1139509999,666479.9115251,301004.40330000001,"Y",401168.25482510001,181180.87143873941]
[null,"NGCC","CA","Mojave Cogen",10850,"GEN2","NG","CC",16,0,103284.34329999999,0.39807900000000002,710481.01800319995,259456.9000123,117179.3297,"Y",156172.55671229999,70532.699312352066]
[null,"NGCC","MA","Pittsfield Generating LP",50002,"GEN1","NG","CC",40,595,67396.539799999999,0.98966200000000004,3202.8381432000001,68100.563424699998,36051.655400000003,"Y",704.02362469999935,372.70201353337956]
[null,"NGCC","MA","Pittsfield Generating LP",50002,"GEN2","NG","CC",40,595,67396.539799999999,0.98966200000000004,3202.8381432000001,68100.563424699998,36051.655400000003,"Y",704.02362469999935,372.70201353337956]
[null,"NGCC","MA","Pittsfield Generating LP",50002,"GEN3","NG","CC",40,595,67396.539799999999,0.98966200000000004,3202.8381432000001,68100.563424699998,36051.655400000003,"Y",704.02362469999935,372.70201353337956]
[null,"NGCC","MA","Pittsfield Generating LP",50002,"GEN4","NG","CC",53.4,595,89974.380600000004,0.98966200000000004,4275.7889195999996,90914.252138600001,48128.959900000002,"Y",939.87153859999671,497.55718744151483]
[null,"NGCC","NJ","Linden Cogen Plant",50006,"GTG1","NG","CC",95.2,2119,393514.05,0.74461900000000003,613991.6594296,528477.04665070004,210961.5667,"Y",134962.99665070005,53875.575865411753]
[null,"NGCC","NJ","Linden Cogen Plant",50006,"GTG2","NG","CC",95.2,2119,393514.05,0.74461900000000003,613991.6594296,528477.04665070004,210961.5667,"Y",134962.99665070005,53875.575865411753]
[null,"NGCC","NJ","Linden Cogen Plant",50006,"GTG3","NG","CC",95.2,2119,393514.05,0.74461900000000003,613991.6594296,528477.04665070004,210961.5667,"Y",{"$f":"N199-K199","v":134962.99665070005},{"$f":"(2000*O199)/N199*Q199/2000","v":53875.575865411753}]
[null,"NGCC","NJ","Linden Cogen Plant",50006,"GTG4","NG","CC",95.2,2119,393514.05,0.74461900000000003,613991.6594296,528477.04665070004,210961.5667,"Y",134962.99665070005,53875.575865411753]
[null,"NGCC","NJ","Linden Cogen Plant",50006,"GTG5","NG","CC",95.2,2119,393514.05,0.74461900000000003,613991.6594296,528477.04665070004,210961.5667,"Y",134962.99665070005,53875.575865411753]
[null,"NGCC","NJ","Linden Cogen Plant",50006,"GTG6","NG","CC",212.5,2119,878379.57590000005,0.74461900000000003,1370517.0969521999,1179636.2648549001,470896.35430000001,"Y",301256.68895490002,120257.98185748463]
[null,"NGCC","NJ","Linden Cogen Plant",50006,"STG1","NG","CC",95.2,2119,393514.05,0.74461900000000003,613991.6594296,528477.04665070004,210961.5667,"Y",134962.99665070005,53875.575865411753]
[null,"NGCC","NJ","Linden Cogen Plant",50006,"STG2","NG","CC",95.2,2119,393514.05,0.74461900000000003,613991.6594296,528477.04665070004,210961.5667,"Y",134962.99665070005,53875.575865411753]
[null,"NGCC","NJ","Linden Cogen Plant",50006,"STG3","NG","CC",95.2,2119,393514.05,0.74461900000000003,613991.6594296,528477.04665070004,210961.5667,"Y",134962.99665070005,53875.575865411753]
[null,"NGCC","NJ","Newark Bay Cogeneration Partnership LP",50385,"GEN1","NG","CC",58,640,221318.70509999999,0.89169900000000002,122286.9369155,248198.8934607,164152.80679999999,"Y",26880.188360700005,17777.913129255219]
[null,"NGCC","NJ","Newark Bay Cogeneration Partnership LP",50385,"GEN2","NG","CC",58,640,221318.70509999999,0.89169900000000002,122286.9369155,248198.8934607,164152.80679999999,"Y",26880.188360700005,17777.913129255219]
[null,"NGCC","NJ","Newark Bay Cogeneration Partnership LP",50385,"GEN3","NG","CC",40,640,152633.58970000001,0.89169900000000002,84335.818549100004,171171.6506355,113208.83229999999,"Y",18538.060935499991,12260.629746938641]
[null,"NGCC","NY","Indeck Silver Springs Energy Center",50449,"GEN1","NG","CC",39.4,628,45808.2569,0.962175,8192.4989341,47609.069971700002,25085.183000000001,"Y",1800.8130717000022,948.84704698577491]
[null,"NGCC","NY","Indeck Silver Springs Energy Center",50449,"GEN2","NG","CC",17.2,628,19997.5131,0.962175,3576.4208429,20783.654844500001,10950.892,"Y",786.14174450000064,414.21748990357662]
[null,"NGCC","NY","Indeck Oswego Energy Center",50450,"GEN1","NG","CC",41.2,570,18135.1777,0.89485999999999999,9693.5410001,20265.9384708,9930.0434000000005,"Y",2130.7607707999996,1044.0447630662434]
[null,"NGCC","NY","Indeck Oswego Energy Center",50450,"GEN2","NG","CC",16.2,570,7130.8222999999998,0.89485999999999999,3811.5379662999999,7968.6457098999999,3904.5315999999998,"Y",837.82340990000012,410.52245240494636]
[null,"NGCC","NY","Indeck Yerkes Energy Center",50451,"GEN1","NG","CC",40.6,560,36414.6077,0.95452800000000004,7891.8492085999997,38149.334225899998,21013.888999999999,"Y",1734.7265258999978,955.54356059691349]
[null,"NGCC","NY","Indeck Yerkes Energy Center",50451,"GEN2","NG","CC",19.3,560,17310.3923,0.95452800000000004,3751.5440754000001,18135.028307199998,9989.3610000000008,"Y",824.63600719999886,454.23622340026282]
[null,"NGCC","NY","Indeck Corinth Energy Center",50458,"GEN1","NG","CC",92,1279,410398.23379999999,0.99861900000000003,2581.9456489999998,410965.77753879997,198281.3259,"Y",567.54373879998457,273.82651107701969]
[null,"NGCC","NY","Indeck Corinth Energy Center",50458,"GEN2","NG","CC",55,1279,245346.7702,0.99861900000000003,1543.5544640000001,245686.0626525,118537.7491,"Y",339.29245249999803,163.70063149595265]
[null,"NGCC","NJ","Bayonne Plant Holding LLC",50497,"GTG1","NG","CC",43.4,580,128981.5926,0.58740899999999996,412149.37748089997,219577.14743899999,70714.051200000002,"Y",90595.554838999989,29175.981098657769]
[null,"NGCC","NJ","Bayonne Plant Holding LLC",50497,"GTG2","NG","CC",43.4,580,128981.5926,0.58740899999999996,412149.37748089997,219577.14743899999,70714.051200000002,"Y",90595.554838999989,29175.981098657769]
[null,"NGCC","NJ","Bayonne Plant Holding LLC",50497,"GTG3","NG","CC",43.4,580,128981.5926,0.58740899999999996,412149.37748089997,219577.14743899999,70714.051200000002,"Y",90595.554838999989,29175.981098657769]
[null,"NGCC","NJ","Bayonne Plant Holding LLC",50497,"STG1","NG","CC",61.4,580,182476.2623,0.58740899999999996,583086.90717769996,310646.01036080002,100042.4595,"Y",128169.74806080002,41276.618407573253]
[null,"NGCC","CT","Capital District Energy Center",50498,"GTG","NG","CC",44.1,739,13866.4216,0.97063900000000003,1908.2060369999999,14285.8689997,8330.0642000000007,"Y",419.44739970000046,244.5790149760885]
[null,"NGCC","CT","Capital District Energy Center",50498,"STG","NG","CC",34.1,739,10722.108399999999,0.97063900000000003,1475.5062674999999,11046.443013300001,6441.1607999999997,"Y",324.33461330000137,189.11892224092819]
[null,"NGCC","OK","PowerSmith Cogeneration Project",50558,"GT01","NG","CC",72.5,0,135006.3725,0.94542099999999996,35457.030168999998,142800.2683461,66083.486499999999,"Y",7793.8958461000002,3606.7706097011819]
[null,"NGCC","OK","PowerSmith Cogeneration Project",50558,"ST01","NG","CC",49.9,0,92921.627500000002,0.94542099999999996,24404.218027700001,98285.977887100002,45483.668700000002,"Y",5364.3503870999994,2482.4531539772856]
[null,"NGCC","CO","Thermo Power & Electric",50676,"GEN1","NG","CC",47.2,0,61457.552300000003,0.698739,120545.4847846,87954.947841800007,32182.6433,"Y",26497.395541800004,9695.3753032128225]
[null,"NGCC","CO","Thermo Power & Electric",50676,"GEN2","NG","CC",47.2,0,61457.552300000003,0.698739,120545.4847846,87954.947841800007,32182.6433,"Y",26497.395541800004,9695.3753032128225]
[null,"NGCC","CO","Thermo Power & Electric",50676,"GEN3","NG","CC",16.399999999999999,0,21353.8953,0.698739,41884.448121399997,30560.617483800001,11182.1049,"Y",9206.7221838000005,3368.7321042836302]
[null,"NGCC","CO","JM Shafer Generating Station",50707,"LMA","NG","CC",58.5,640,108478.37390000001,1,0,108478.37390000001,67422.491899999994,"Y",0,0]
[null,"NGCC","CO","JM Shafer Generating Station",50707,"LMB","NG","CC",58.5,640,108478.37390000001,1,0,108478.37390000001,67422.491899999994,"Y",0,0]
[null,"NGCC","CO","JM Shafer Generating Station",50707,"LMC","NG","CC",58.5,640,108478.37390000001,1,0,108478.37390000001,67422.491899999994,"Y",0,0]
[null,"NGCC","CO","JM Shafer Generating Station",50707,"LMD","NG","CC",58.5,640,108478.37390000001,1,0,108478.37390000001,67422.491899999994,"Y",0,0]
[null,"NGCC","CO","JM Shafer Generating Station",50707,"LME","NG","CC",58.5,640,108478.37390000001,1,0,108478.37390000001,67422.491899999994,"Y",0,0]
[null,"NGCC","CO","JM Shafer Generating Station",50707,"STA","NG","CC",47,640,87153.565300000002,1,0,87153.565300000002,54168.497799999997,"Y",0,0]
[null,"NGCC","CO","JM Shafer Generating Station",50707,"STB","NG","CC",47,640,87153.565300000002,1,0,87153.565300000002,54168.497799999997,"Y",0,0]
[null,"NGCC","NY","Sterling Power Plant",50744,"GEN1","NG","CC",47.7,551,28114.7664,0.97304999999999997,3542.4673081999999,28893.444735599998,13551.4251,"Y",778.67833559999781,365.21090643354569]
[null,"NGCC","NY","Sterling Power Plant",50744,"GEN2","NG","CC",16.5,551,9725.2335999999996,0.97304999999999997,1225.3817657,9994.5877395999996,4687.5999000000002,"Y",269.35413960000005,126.33081731333911]
[null,"NGCC","CA","Agnews Power Plant",50748,"GEN2","NG","CC",7.6,0,34306.400000000001,0.94898700000000002,8389.6435132000006,36150.547899999998,17951.180700000001,"Y",1844.1478999999963,915.74358103782617]
[null,"NGCC","NJ","Parlin Power Plant",50799,"GEN1","NG","CC",45.9,656,49326.18,0.99980899999999995,42.868823800000001,49335.603100200002,29960.8649,"Y",9.4231002000014996,5.7225252006752791]
[null,"NGCC","NJ","Parlin Power Plant",50799,"GEN2","NG","CC",45.9,656,49326.18,0.99980899999999995,42.868823800000001,49335.603100200002,29960.8649,"Y",9.4231002000014996,5.7225252006752791]
[null,"NGCC","NJ","Parlin Power Plant",50799,"GEN3","NG","CC",21.6,656,23212.32,0.99980899999999995,20.1735641,23216.754400099999,14099.230600000001,"Y",4.4344000999990385,2.6929530504177714]
[null,"NGCC","NJ","Parlin Power Plant",50799,"GEN4","NG","CC",21.6,656,23212.32,0.99980899999999995,20.1735641,23216.754400099999,14099.230600000001,"Y",4.4344000999990385,2.6929530504177714]
[null,"NGCC","TX","Optim Energy Altura Cogen LLC",50815,"GEN1","NG","CC",84.9,1182,368610.4461,0.93948900000000002,108008.523263,392352.06170590001,260357.55319999999,"Y",23741.615605900006,15754.495901694681]
[null,"NGCC","TX","Optim Energy Altura Cogen LLC",50815,"GEN2","NG","CC",84.9,1182,368610.4461,0.93948900000000002,108008.523263,392352.06170590001,260357.55319999999,"Y",23741.615605900006,15754.495901694681]
[null,"NGCC","TX","Optim Energy Altura Cogen LLC",50815,"GEN3","NG","CC",84.9,1182,368610.4461,0.93948900000000002,108008.523263,392352.06170590001,260357.55319999999,"Y",23741.615605900006,15754.495901694681]
[null,"NGCC","TX","Optim Energy Altura Cogen LLC",50815,"GEN4","NG","CC",84.9,1182,368610.4461,0.93948900000000002,108008.523263,392352.06170590001,260357.55319999999,"Y",23741.615605900006,15754.495901694681]
[null,"NGCC","TX","Optim Energy Altura Cogen LLC",50815,"GEN5","NG","CC",84.9,1182,368610.4461,0.93948900000000002,108008.523263,392352.06170590001,260357.55319999999,"Y",23741.615605900006,15754.495901694681]
[null,"NGCC","TX","Optim Energy Altura Cogen LLC",50815,"GEN6","NG","CC",129.19999999999999,1182,560947.81669999997,0.93948900000000002,164366.32751569999,597077.57802380004,396209.60979999998,"Y",36129.761323800078,23975.039698609064]
[null,"NGCC","TX","Optim Energy Altura Cogen LLC",50815,"GEN7","NG","CC",89.9,1182,390318.95289999997,0.93948900000000002,114369.4492393,415458.77908100002,275690.74239999999,"Y",25139.82618100004,16682.322513386072]
[null,"NGCC","CA","OLS Energy Chino",50850,"GEN2","NG","CC",7.3,0,51184.376600000003,0.78726799999999997,62920.968865100003,65015.187458400003,27085.499299999999,"Y",13830.8108584,5761.9524370874551]
[null,"NGCC","NJ","Elmwood Energy Holdings LLC",50852,"GEN1","NG","CC",59,765,34452.445800000001,1,0,34452.445800000001,20219.906299999999,"Y",0,0]
[null,"NGCC","NJ","Elmwood Energy Holdings LLC",50852,"GEN2","NG","CC",24,765,14014.5542,1,0,14014.5542,8225.0467000000008,"Y",0,0]
[null,"NGCC","NY","Nassau Energy Corp",52056,"GT1","NG","CC",43,633,296859.9326,0.60275500000000004,890055.24043090001,492505.1349221,185972.79680000001,"Y",195645.2023221,73876.763664804836]
[null,"NGCC","NY","Nassau Energy Corp",52056,"ST1","NG","CC",12,633,82844.632400000002,0.60275500000000004,248387.5090969,137443.29354380001,51899.385199999997,"Y",54598.661143800011,20616.771273771421]
[null,"NGCC","TX","Texas City Power Plant",52088,"GEN1","NG","CC",141,1765,384551.18030000001,0.50071500000000002,1744455.216303,768004.11471600004,288427.14750000002,"Y",383452.93441600003,144007.34833954574]
[null,"NGCC","TX","Texas City Power Plant",52088,"GEN2","NG","CC",103,1765,280913.27360000001,0.50071500000000002,1274318.3497134999,561024.28247610002,210695.0085,"Y",280111.00887610001,105196.85731893017]
[null,"NGCC","TX","Texas City Power Plant",52088,"GEN3","NG","CC",103,1765,280913.27360000001,0.50071500000000002,1274318.3497134999,561024.28247610002,210695.0085,"Y",280111.00887610001,105196.85731893017]
[null,"NGCC","TX","Texas City Power Plant",52088,"GEN4","NG","CC",103,1765,280913.27360000001,0.50071500000000002,1274318.3497134999,561024.28247610002,210695.0085,"Y",280111.00887610001,105196.85731893017]
[null,"NGCC","TX","C R Wing Cogen Plant",52176,"GEN1","NG","CC",77.5,1100,77183.934800000003,0.82477599999999995,74598.870035400003,93581.693453700005,43408.393900000003,"Y",16397.758653700002,7606.1924127191623]
[null,"NGCC","TX","C R Wing Cogen Plant",52176,"GEN2","NG","CC",77.5,1100,77183.934800000003,0.82477599999999995,74598.870035400003,93581.693453700005,43408.393900000003,"Y",16397.758653700002,7606.1924127191623]
[null,"NGCC","TX","C R Wing Cogen Plant",52176,"GEN3","NG","CC",75,1100,74694.130399999995,0.82477599999999995,72192.454823099994,90562.929086200005,42008.123200000002,"Y",15868.798686200011,7360.8313795966615]
[null,"NGCC","NY","Lockport Energy Associates LP",54041,"GEN1","NG","CC",48.7,1531,62067.962899999999,0.85921599999999998,46266.451921100001,72237.903972900007,30673.633399999999,"Y",10169.941072900008,4318.3568045767897]
[null,"NGCC","NY","Lockport Energy Associates LP",54041,"GEN2","NG","CC",48.7,1531,62067.962899999999,0.85921599999999998,46266.451921100001,72237.903972900007,30673.633399999999,"Y",10169.941072900008,4318.3568045767897]
[null,"NGCC","NY","Lockport Energy Associates LP",54041,"GEN3","NG","CC",48.7,1531,62067.962899999999,0.85921599999999998,46266.451921100001,72237.903972900007,30673.633399999999,"Y",{"$f":"N263-K263","v":10169.941072900008},{"$f":"(2000*O263)/N263*Q263/2000","v":4318.3568045767897}]
[null,"NGCC","NY","Lockport Energy Associates LP",54041,"GEN4","NG","CC",75.2,1531,95842.111199999999,0.85921599999999998,71442.242062899997,111546.0037988,47364.624900000003,"Y",15703.892598799997,6668.1813519172438]
[null,"NGCC","NY","Indeck Olean Energy Center",54076,"GEN1","NG","CC",46,789,64666.4954,0.95741799999999999,13084.3318853,67542.594143800001,35299.694300000003,"Y",2876.0987438000011,1503.1315826662467]
[null,"NGCC","NY","Indeck Olean Energy Center",54076,"GEN2","NG","CC",44.6,789,62698.384599999998,0.95741799999999999,12686.113074499999,65486.949900699998,34225.3557,"Y",2788.5653007000001,1457.3840964322389]
[null,"NGCC","NY","Kennedy International Airport Cogen",54114,"GEN1","NG","CC",47.1,718,258879.78709999999,0.97659700000000005,28222.926754,265083.53711919999,136905.3291,"Y",6203.7500192000007,3203.9954169269713]
[null,"NGCC","NY","Kennedy International Airport Cogen",54114,"GEN2","NG","CC",47.1,718,258879.78709999999,0.97659700000000005,28222.926754,265083.53711919999,136905.3291,"Y",6203.7500192000007,3203.9954169269713]
[null,"NGCC","NY","Kennedy International Airport Cogen",54114,"GEN3","NG","CC",27,718,148402.42569999999,0.97659700000000005,16178.747817900001,151958.71551929999,78480.761899999998,"Y",3556.2898193000001,1836.685270746641]
[null,"NGCC","NY","Fortistar North Tonawanda",54131,"GEN1","NG","CC",38.299999999999997,570,52054.063300000002,0.88497400000000004,30779.949358499998,58819.878663099997,27265.808099999998,"Y",6765.815363099995,3136.2768425097906]
[null,"NGCC","NY","Fortistar North Tonawanda",54131,"GEN2","NG","CC",17,570,23104.936699999998,0.88497400000000004,13662.118506700001,26108.0401232,12102.3169,"Y",3003.103423200002,1392.0811037342078]
[null,"NGCC","WA","March Point Cogeneration",54268,"GTG1","NG","CC",46.6,0,300556.86930000002,0.47658200000000001,1501707.7968168,630650.90435640002,224411.54819999999,"Y",330094.0350564,117461.04373574113]
[null,"NGCC","WA","March Point Cogeneration",54268,"GTG2","NG","CC",46.6,0,300556.86930000002,0.47658200000000001,1501707.7968168,630650.90435640002,224411.54819999999,"Y",330094.0350564,117461.04373574113]
[null,"NGCC","WA","March Point Cogeneration",54268,"GTG3","NG","CC",46.6,0,300556.86930000002,0.47658200000000001,1501707.7968168,630650.90435640002,224411.54819999999,"Y",330094.0350564,117461.04373574113]
[null,"NGCC","WA","March Point Cogeneration",54268,"STG1","NG","CC",27,0,174142.3921,0.47658200000000001,870088.2085375,365398.5926871,130023.8584,"Y",191256.2005871,68056.827916012437]
[null,"NGCC","NV","Saguaro Power",54271,"CTG1","NG","CC",45.1,0,253441.0827,0.93505000000000005,80088.303687899999,271045.48708629998,145640.47769999999,"Y",17604.404386299982,9459.3490266390727]
[null,"NGCC","NV","Saguaro Power",54271,"CTG2","NG","CC",45.1,0,253441.0827,0.93505000000000005,80088.303687899999,271045.48708629998,145640.47769999999,"Y",17604.404386299982,9459.3490266390727]
[null,"NGCC","NV","Saguaro Power",54271,"STG","NG","CC",37,0,207922.8395,0.93505000000000005,65704.373324600005,222365.4772472,119483.3187,"Y",14442.637747200002,7760.4415495619705]
[null,"NGCC","NV","Nevada Cogen Associates 2 Black Mountain",54349,"STM","NG","CC",29.7,0,224738.32709999999,0.70279800000000003,432360.60271870001,319776.5604057,123955.68339999999,"Y",95038.233305700007,36839.877017848798]
[null,"NGCC","NV","Nevada Cogen Assoc#1 GarnetVly",54350,"STM","NG","CC",29.7,0,217020.3364,0.80268700000000004,242693.23005750001,270367.3242497,115660.0901,"Y",53346.987849700003,22821.239357909402]
[null,"NGCC","FL","Orange Cogeneration Facility",54365,"APC1","NG","CC",54,385,127114.1816,0.84540899999999997,105744.8205127,150358.2072109,56739.845800000003,"Y",23244.025610900004,8771.469502052616]
[null,"NGCC","FL","Orange Cogeneration Facility",54365,"APC2","NG","CC",54,385,127114.1816,0.84540899999999997,105744.8205127,150358.2072109,56739.845800000003,"Y",23244.025610900004,8771.469502052616]
[null,"NGCC","FL","Orange Cogeneration Facility",54365,"APC3","NG","CC",28.6,385,67323.436900000001,0.84540899999999997,56005.590105499999,79634.161571499993,30051.103500000001,"Y",12310.724671499993,4645.6301411685899]
[null,"NGCC","FL","Lake Cogen Ltd",54423,"GT1","NG","CC",57.4,590,192501.1097,0.89458300000000002,103197.9352913,215185.2982898,93812.259399999995,"Y",22684.188589800004,9889.4069491628925]
[null,"NGCC","FL","Lake Cogen Ltd",54423,"GT2","NG","CC",69.2,590,232074.5086,0.89458300000000002,124412.8418718,259421.99728810001,113097.7065,"Y",27347.488688100013,11922.420926101944]
[null,"NGCC","FL","Lake Cogen Ltd",54423,"ST1","NG","CC",31.1,590,104299.3817,0.89458300000000002,55913.863875199997,116589.9438062,50828.593500000003,"Y",12290.562106199999,5358.1978409815711]
[null,"NGCC","FL","Pasco Cogen Ltd",54424,"GT1","NG","CC",57.4,590,101612.21799999999,0.92884900000000004,35410.297933599999,109395.84152,51036.826399999998,"Y",7783.6235200000083,3631.321235191293]
[null,"NGCC","FL","Pasco Cogen Ltd",54424,"GT2","NG","CC",57.4,590,101612.21799999999,0.92884900000000004,35410.297933599999,109395.84152,51036.826399999998,"Y",7783.6235200000083,3631.321235191293]
[null,"NGCC","FL","Pasco Cogen Ltd",54424,"ST1","NG","CC",26.5,590,46911.563999999998,0.92884900000000004,16347.959826800001,50505.048721599996,23562.297900000001,"Y",3593.484721599998,1676.4810578873028]
[null,"NGCC","FL","Mulberry Cogeneration Facility",54426,"GT1","NG","CC",82,1077,251277.5025,0.90424599999999999,121051.92351730001,277886.21956860001,129987.96890000001,"Y",26608.717068600003,12446.867974063829]
[null,"NGCC","FL","Mulberry Cogeneration Facility",54426,"ST1","NG","CC",49.5,1077,151685.8095,0.90424599999999999,73074.027032099999,167748.38871279999,78468.347099999999,"Y",16062.579212799988,7513.6581082108441]
[null,"NGCC","FL","Orlando Cogen LP",54466,"GEN1","NG","CC",122.4,1256,807098,0.94120000000000004,229387.3360374,857520.1869953,406989.53,"Y",50422.186995299999,23930.98436398878]
[null,"NGCC","WA","Sumas Power Plant",54476,"GEN1","NG","CC",87.8,1200,157917.56969999999,1,0,157917.56969999999,82159.676900000006,"Y",0,0]
[null,"NGCC","WA","Sumas Power Plant",54476,"GEN2","NG","CC",37.700000000000003,1200,67807.430300000007,1,0,67807.430300000007,35278.130100000002,"Y",0,0]
[null,"NGCC","WA","Ferndale Generating Station",54537,"CT1A","NG","CC",95.9,1340,14548.248299999999,0.99368199999999995,420.8144676,14640.7485493,5298.6113999999998,"Y",92.500249300001087,33.476626812722721]
[null,"NGCC","WA","Ferndale Generating Station",54537,"CT1B","NG","CC",95.9,1340,14548.248299999999,0.99368199999999995,420.8144676,14640.7485493,5298.6113999999998,"Y",92.500249300001087,33.476626812722721]
[null,"NGCC","WA","Ferndale Generating Station",54537,"ST1","NG","CC",93.7,1340,14214.5033,0.99368199999999995,411.16074700000001,14304.8815416,5177.0582000000004,"Y",90.378241599999456,32.708653714899931]
[null,"NGCC","NY","Sithe Independence Station",54547,"1","NG","CC",169.2,2133,850968.95889999997,0.91127000000000002,376950.98806070001,933827.47034360003,375674.2426,"Y",82858.511443600059,33333.575545903004]
[null,"NGCC","NY","Sithe Independence Station",54547,"2","NG","CC",169.2,2133,850968.95889999997,0.91127000000000002,376950.98806070001,933827.47034360003,375674.2426,"Y",82858.511443600059,33333.575545903004]
[null,"NGCC","NY","Sithe Independence Station",54547,"3","NG","CC",169.2,2133,850968.95889999997,0.91127000000000002,376950.98806070001,933827.47034360003,375674.2426,"Y",82858.511443600059,33333.575545903004]
[null,"NGCC","NY","Sithe Independence Station",54547,"4","NG","CC",169.5,2133,852477.76910000003,0.91127000000000002,377619.34087160003,935483.19279690005,376340.33169999998,"Y",83005.423696900019,33392.677631753504]
[null,"NGCC","NY","Sithe Independence Station",54547,"5","NG","CC",204.5,2133,1028505.6271,0.91127000000000002,455593.83606950002,1128650.8138093001,454050.72470000002,"Y",100145.18670930003,40287.920802631343]
[null,"NGCC","NY","Sithe Independence Station",54547,"6","NG","CC",204.5,2133,1028505.6271,0.91127000000000002,455593.83606950002,1128650.8138093001,454050.72470000002,"Y",100145.18670930003,40287.920802631343]
[null,"NGCC","NY","Batavia Power Plant",54593,"GEN1","NG","CC",47.7,551,71345.365600000005,1,0,71345.365600000005,36518.186900000001,"Y",0,0]
[null,"NGCC","NY","Batavia Power Plant",54593,"GEN2","NG","CC",18.5,551,27670.634399999999,1,0,27670.634399999999,14163.2381,"Y",0,0]
[null,"NGCC","FL","Auburndale Power Partners",54658,"CT","NG","CC",121.5,1600,645404.10569999996,0.73227600000000004,1073475.1303727,881367.2791407,318955.58630000002,"Y",235963.17344070005,85392.065386593968]
[null,"NGCC","FL","Auburndale Power Partners",54658,"ST","NG","CC",52,1600,276222.3333,0.73227600000000004,459429.6854208,377210.68736380001,136507.74069999999,"Y",100988.35406380001,36546.398371171868]
[null,"NGCC","TX","Oyster Creek Unit VIII",54676,"G81","NG","CC",99,0,457782.83990000002,0.84336100000000003,386806.40443180001,542807.69433259999,305742.62449999998,"Y",85024.854432599968,47891.21895907569]
[null,"NGCC","TX","Oyster Creek Unit VIII",54676,"G82","NG","CC",99,0,457782.83990000002,0.84336100000000003,386806.40443180001,542807.69433259999,305742.62449999998,"Y",85024.854432599968,47891.21895907569]
[null,"NGCC","TX","Oyster Creek Unit VIII",54676,"G83","NG","CC",99,0,457782.83990000002,0.84336100000000003,386806.40443180001,542807.69433259999,305742.62449999998,"Y",85024.854432599968,47891.21895907569]
[null,"NGCC","TX","Oyster Creek Unit VIII",54676,"G84","NG","CC",200.9,0,928975.48019999999,0.84336100000000003,784943.50155199994,1101515.8161214001,620441.34609999997,"Y",172540.33592140011,97185.312011735441]
[null,"NGCC","AZ","Yuma Cogeneration Associates",54694,"GEN1","NG","CC",44.1,0,59113.725200000001,0.812523,62050.947789400001,72753.294614400002,32367.9565,"Y",13639.569414400001,6068.247380739881]
[null,"NGCC","AZ","Yuma Cogeneration Associates",54694,"GEN2","NG","CC",18.5,0,24798.274799999999,0.812523,26030.4430092,30520.089646699998,13578.3945,"Y",5721.8148466999992,2545.6366656790024]
[null,"NGCC","CA","Goal Line LP",54749,"CTG","NG","CC",41.2,0,153027.54089999999,0.87123600000000001,102890.67240749999,175644.18928970001,80203.274799999999,"Y",22616.648389700014,10327.294476347693]
[null,"NGCC","CA","Goal Line LP",54749,"STG","NG","CC",10.199999999999999,0,37885.4591,0.87123600000000001,25472.9334232,43484.726411700001,19856.1505,"Y",5599.2673117000013,2556.7573629928961]
[null,"NGCC","OR","Hermiston Generating Plant",54761,"GEN1","NG","CC",106.1,2067,390435.70250000001,1,0,390435.70250000001,172543.55590000001,"Y",0,0]
[null,"NGCC","OR","Hermiston Generating Plant",54761,"GEN2","NG","CC",204.5,2067,752536.29749999999,1,0,752536.29749999999,332565.10060000001,"Y",0,0]
[null,"NGCC","OR","Hermiston Generating Plant",54761,"GEN3","NG","CC",106.1,2067,390435.70250000001,1,0,390435.70250000001,172543.55590000001,"Y",0,0]
[null,"NGCC","OR","Hermiston Generating Plant",54761,"GEN4","NG","CC",204.5,2067,752536.29749999999,1,0,752536.29749999999,332565.10060000001,"Y",0,0]
[null,"NGCC","PA","Grays Ferry Cogeneration",54785,"GEN1","NG","CC",57.6,1881,259500.49110000001,0.23996500000000001,3739139.1968544,1081409.7518388,188278.4258,"Y",821909.26073880005,143098.1933529026]
[null,"NGCC","PA","Grays Ferry Cogeneration",54785,"GEN2","NG","CC",135,1881,608204.27590000001,0.23996500000000001,8763607.4909614995,2534554.1053904002,441277.56050000002,"Y",1926349.8294904002,335386.39069461875]
[null,"NGCC","MD","Panda Brandywine LP",54832,"1","NG","CC",98.7,1125,231218.9651,1,0,231218.9651,112739.75410000001,"Y",0,0]
[null,"NGCC","MD","Panda Brandywine LP",54832,"2","NG","CC",98.7,1125,231218.9651,1,0,231218.9651,112739.75410000001,"Y",0,0]
[null,"NGCC","MD","Panda Brandywine LP",54832,"3","NG","CC",91.4,1125,214117.66380000001,1,0,214117.66380000001,104401.35279999999,"Y",0,0]
[null,"NGCC","NY","Brooklyn Navy Yard Cogeneration",54914,"01","NG","CC",121,1447,628358.99549999996,0.64508799999999999,1572741.3899721999,974067.09704719996,360216.81209999998,"Y",345708.1015472,127845.26921602934]
[null,"NGCC","NY","Brooklyn Navy Yard Cogeneration",54914,"02","NG","CC",121,1447,628358.99549999996,0.64508799999999999,1572741.3899721999,974067.09704719996,360216.81209999998,"Y",345708.1015472,127845.26921602934]
[null,"NGCC","NY","Brooklyn Navy Yard Cogeneration",54914,"03","NG","CC",40,1447,207721.98199999999,0.64508799999999999,519914.50912310003,322005.65194210003,119079.9379,"Y",{"$f":"N327-K327","v":114283.66994210004},{"$f":"(2000*O327)/N327*Q327/2000","v":42262.898919974206}]
[null,"NGCC","NY","Brooklyn Navy Yard Cogeneration",54914,"04","NG","CC",40,1447,207721.98199999999,0.64508799999999999,519914.50912310003,322005.65194210003,119079.9379,"Y",114283.66994210004,42262.898919974206]
[null,"NGCC","MI","Michigan Power LP",54915,"G001","NG","CC",58,1478,395387.61839999998,0.99793600000000005,3720.2988454000001,396205.38631740003,213962.95600000001,"Y",817.76791740005137,441.61954120610767]
[null,"NGCC","MI","Michigan Power LP",54915,"G101","NG","CC",96.1,1478,655116.38159999996,0.99793600000000005,6164.1503290000001,656471.33844249998,354514.484,"Y",1354.956842500018,731.71789495153564]
[null,"NGCC","MN","LSP-Cottage Grove LP",55010,"CTG1","NG","CC",177.3,2258,312954.19620000001,0.83633800000000003,278608.62849670002,374195.83493750001,160351.2457,"Y",61241.638737500005,26243.405573735774]
[null,"NGCC","MN","LSP-Cottage Grove LP",55010,"STG1","NG","CC",106.2,2258,187454.7978,0.83633800000000003,166882.3257663,224137.60680489999,96047.954299999998,"Y",36682.809004899987,15719.400296645077]
[null,"NGCC","WI","LSP-Whitewater LP",55011,"CTG1","NG","CC",177.3,2236,597307.7561,0.85636800000000002,455760.5079648,697489.5793631,290908.13329999999,"Y",100181.8232631,41783.717002153622]
[null,"NGCC","WI","LSP-Whitewater LP",55011,"STG1","NG","CC",106.2,2236,357778.2499,0.85636800000000002,272993.60379630001,417785.63643200003,174249.5417,"Y",60007.386532000033,25027.810173453981]
[null,"NGCC","GA","Mid-Georgia Cogeneration Facility",55040,"CT1","NG","CC",106.5,1375,125379.1851,0.81939200000000001,125724.07986899999,153014.90019429999,62386.366600000001,"Y",27635.715094299987,11267.476898896002]
[null,"NGCC","GA","Mid-Georgia Cogeneration Facility",55040,"CT2","NG","CC",106.5,1375,125379.1851,0.81939200000000001,125724.07986899999,153014.90019429999,62386.366600000001,"Y",27635.715094299987,11267.476898896002]
[null,"NGCC","GA","Mid-Georgia Cogeneration Facility",55040,"ST1","NG","CC",110,1375,129499.6278,0.81939200000000001,129855.8571388,158043.55888269999,64436.622799999997,"Y",28543.931082699986,11637.769570667826]
[null,"NGCC","SC","Cherokee County Cogen",55043,"GT1","NG","CC",60,832,400777.73719999997,1,0,400777.73719999997,201065.64720000001,"Y",0,0]
[null,"NGCC","SC","Cherokee County Cogen",55043,"ST1","NG","CC",41.2,832,275200.71279999998,1,0,275200.71279999998,138065.0778,"Y",0,0]
[null,"NGCC","TX","Pasadena Cogeneration",55047,"CTG1","NG","CC",175,1800,995523.0368,0.84900200000000003,805492.60015339998,1172580.3199521,413057.52840000001,"Y",177057.28315210005,62370.860673333635]
[null,"NGCC","TX","Pasadena Cogeneration",55047,"CTG2","NG","CC",185,1800,1052410.0674999999,0.84900200000000003,851520.74875439995,1239584.9096939999,436660.81569999998,"Y",187174.84219400003,65934.90984907755]
[null,"NGCC","TX","Pasadena Cogeneration",55047,"CTG3","NG","CC",185,1800,1052410.0674999999,0.84900200000000003,851520.74875439995,1239584.9096939999,436660.81569999998,"Y",187174.84219400003,65934.90984907755]
[null,"NGCC","TX","Pasadena Cogeneration",55047,"STG1","NG","CC",85,1800,483539.76069999998,0.84900200000000003,391239.26290620002,569539.01251120004,200627.9424,"Y",85999.251811200054,30294.418046527127]
[null,"NGCC","TX","Pasadena Cogeneration",55047,"STG2","NG","CC",185,1800,1052410.0674999999,0.84900200000000003,851520.74875439995,1239584.9096939999,436660.81569999998,"Y",187174.84219400003,65934.90984907755]
[null,"NGCC","AR","Pine Bluff Energy Center",55075,"CT01","NG","CC",180,2406,1135758.0508000001,0.53181900000000004,4548660.4528162004,2135610.1433005999,642744.37300000002,"Y",999852.0925005998,300920.70329550741]
[null,"NGCC","AR","Pine Bluff Energy Center",55075,"ST01","NG","CC",56,2406,353346.94919999997,0.53181900000000004,1415138.807792,664412.04469939996,199964.916,"Y",311065.09549939999,93619.774337793046]
[null,"NGCC","CA","Crockett Cogen Project",55084,"GE1","NG","CC",247.4,0,1675114,0.67684299999999997,3638461.2451868001,2474892.9958645999,857754.44369999995,"Y",799778.99586459994,277189.35276275518]
[null,"NGCC","TX","Gregory Power Facility",55086,"GT1A","NG","CC",166,2378,1056045.3048,0.37233500000000003,8098868.7116767997,2836277.2900748001,687129.51699999999,"Y",1780231.9852748001,431287.14828780515]
[null,"NGCC","TX","Gregory Power Facility",55086,"GT1B","NG","CC",166,2378,1056045.3048,0.37233500000000003,8098868.7116767997,2836277.2900748001,687129.51699999999,"Y",1780231.9852748001,431287.14828780515]
[null,"NGCC","TX","Gregory Power Facility",55086,"STG","NG","CC",100,2378,636171.87040000001,0.37233500000000003,4878836.5735950004,1708600.7772570001,413933.44400000002,"Y",1072428.9068570002,259811.53512825645]
[null,"NGCC","MI","Zeeland Generating Station",55087,"2A","NG","CC",188.7,2323,810341.11529999995,1,0,810341.11529999995,359447.25870000001,"Y",0,0]
[null,"NGCC","MI","Zeeland Generating Station",55087,"2B","NG","CC",188.7,2323,810341.11529999995,1,0,810341.11529999995,359447.25870000001,"Y",0,0]
[null,"NGCC","MI","Zeeland Generating Station",55087,"2C","NG","CC",213.3,2323,915981.76939999999,1,0,915981.76939999999,406306.83769999997,"Y",0,0]
[null,"NGCC","MI","Dearborn Industrial Generation",55088,"GT1","NG","CC",170,2164,830820.25710000005,0.54569000000000001,3146742.0032682,1522513.2531291,439973.83179999999,"Y",691692.99602909992,199884.51152506334]
[null,"NGCC","MI","Dearborn Industrial Generation",55088,"GT2","NG","CC",170,2164,830820.25710000005,0.54569000000000001,3146742.0032682,1522513.2531291,439973.83179999999,"Y",691692.99602909992,199884.51152506334]
[null,"NGCC","MI","Dearborn Industrial Generation",55088,"ST1","NG","CC",250,2164,1221794.4957999999,0.54569000000000001,4627561.7697572,2238990.0782495998,647020.34089999995,"Y",1017195.5824495999,293947.811074286]
[null,"NGCC","IN","Portside Energy",55096,"GT","NG","CC",50,0,190797.61900000001,1,0,190797.61900000001,120140.49860000001,"Y",0,0]
[null,"NGCC","IN","Portside Energy",55096,"ST","NG","CC",25.6,0,97688.380999999994,1,0,97688.380999999994,61511.935299999997,"Y",0,0]
[null,"NGCC","OR","Klamath Cogeneration Plant",55103,"CT1","NG","CC",161.5,2000,716472.93220000004,0.94728199999999996,181395.78341050001,756345.97954990005,316259.2463,"Y",39873.047349900007,16672.55494643854]
[null,"NGCC","OR","Klamath Cogeneration Plant",55103,"CT2","NG","CC",161.5,2000,716472.93220000004,0.94728199999999996,181395.78341050001,756345.97954990005,316259.2463,"Y",39873.047349900007,16672.55494643854]
[null,"NGCC","OR","Klamath Cogeneration Plant",55103,"ST1","NG","CC",178.5,2000,791891.13560000004,0.94728199999999996,200490.07640379999,835961.3458294,349549.69329999998,"Y",44070.210229399963,18427.560731375037]
[null,"NGCC","TX","Sabine Cogen",55104,"CTG1","NG","CC",37.4,859,226026.6366,0.41298699999999999,1461566.9697173,547297.2190408,173314.35709999999,"Y",321270.58244080003,101737.78070434323]
[null,"NGCC","TX","Sabine Cogen",55104,"CTG2","NG","CC",37.4,859,226026.6366,0.41298699999999999,1461566.9697173,547297.2190408,173314.35709999999,"Y",321270.58244080003,101737.78070434323]
[null,"NGCC","TX","Sabine Cogen",55104,"STG","NG","CC",31.7,859,191578.7268,0.41298699999999999,1238814.7848561001,463885.6109272,146900.13690000001,"Y",272306.8841272,86232.290062077023]
[null,"NGCC","TX","SRW Cogen LP",55120,"GT1A","NG","CC",180,2025,1033034.2571,0.84126599999999996,886745.73024199996,1227951.9879562,892791.94559999998,"Y",194917.73085619998,141716.4366928417]
[null,"NGCC","TX","SRW Cogen LP",55120,"GT1B","NG","CC",180,2025,1033034.2571,0.84126599999999996,886745.73024199996,1227951.9879562,892791.94559999998,"Y",194917.73085619998,141716.4366928417]
[null,"NGCC","TX","SRW Cogen LP",55120,"ST1A","NG","CC",145,2025,832166.48490000004,0.84126599999999996,714322.94937349996,989183.54587020003,719193.51179999998,"Y",157017.06097019999,114160.46290209003]
[null,"NGCC","TX","Eastman Cogeneration Facility",55176,"GEN1","NG","CC",170,2335,743274.47979999997,0.641185,1892274.8489868001,1159220.0063944,436988.89030000003,"Y",415945.52659440006,156798.16867299203]
[null,"NGCC","TX","Eastman Cogeneration Facility",55176,"GEN2","NG","CC",170,2335,743274.47979999997,0.641185,1892274.8489868001,1159220.0063944,436988.89030000003,"Y",415945.52659440006,156798.16867299203]
[null,"NGCC","TX","Eastman Cogeneration Facility",55176,"GEN3","NG","CC",127.7,2335,558330.30039999995,0.641185,1421432.342408,870778.79301609995,328255.77230000001,"Y",312448.4926161,117783.09493783509]
[null,"NGCC","TX","Channelview Cogeneration Plant",55187,"GT1","NG","CC",192.1,2707,1121039.7879000001,0.491923,5267459.3497088999,2278892.8102568998,668760.37,"Y",1157853.0223568997,339781.7625084914]
[null,"NGCC","TX","Channelview Cogeneration Plant",55187,"GT2","NG","CC",192.1,2707,1121039.7879000001,0.491923,5267459.3497088999,2278892.8102568998,668760.37,"Y",1157853.0223568997,339781.7625084914]
[null,"NGCC","TX","Channelview Cogeneration Plant",55187,"GT3","NG","CC",192.1,2707,1121039.7879000001,0.491923,5267459.3497088999,2278892.8102568998,668760.37,"Y",1157853.0223568997,339781.7625084914]
[null,"NGCC","TX","Channelview Cogeneration Plant",55187,"GT4","NG","CC",192.1,2707,1121039.7879000001,0.491923,5267459.3497088999,2278892.8102568998,668760.37,"Y",1157853.0223568997,339781.7625084914]
[null,"NGCC","TX","Channelview Cogeneration Plant",55187,"ST1","NG","CC",149.9,2707,874772.84849999996,0.491923,4110318.3575085001,1778271.9012935001,521848.93,"Y",903499.05279350013,265139.43880761071]
[null,"NGCC","TX","Corpus Christi Energy Center",55206,"CT1","NG","CC",190,2500,739161.0773,1,0,739161.0773,470142.77830000001,"Y",0,0]
[null,"NGCC","TX","Corpus Christi Energy Center",55206,"CT2","NG","CC",190,2500,739161.0773,1,0,739161.0773,470142.77830000001,"Y",0,0]
[null,"NGCC","TX","Corpus Christi Energy Center",55206,"ST1","NG","CC",195.5,2500,760557.84539999999,1,0,760557.84539999999,483752.17450000002,"Y",0,0]
[null,"NGCC","IL","Morris Cogeneration LLC",55216,"STG1","NG","CC",62,0,217378.23639999999,0.46317599999999998,1146171.7392812001,469321.02785979997,162180.0969,"Y",251942.79145979998,87062.168338242394]
[null,"NGCC","IL","Morris Cogeneration LLC",55216,"UNT1","NG","CC",39,0,136737.92290000001,0.46317599999999998,720978.99730679998,295218.06591880001,102016.5126,"Y",158480.14301880001,54764.912359984519]
[null,"NGCC","IL","Morris Cogeneration LLC",55216,"UNT2","NG","CC",39,0,136737.92290000001,0.46317599999999998,720978.99730679998,295218.06591880001,102016.5126,"Y",158480.14301880001,54764.912359984519]
[null,"NGCC","IL","Morris Cogeneration LLC",55216,"UNT3","NG","CC",39,0,136737.92290000001,0.46317599999999998,720978.99730679998,295218.06591880001,102016.5126,"Y",158480.14301880001,54764.912359984519]
[null,"NGCC","CA","Los Medanos Energy Center",55217,"CTG1","NG","CC",198.9,2225,1054001.6842,0.891953,580844.39956970001,1181678.5012215001,469655.01189999998,"Y",127676.81702150009,50744.815070767516]
[null,"NGCC","CA","Los Medanos Energy Center",55217,"CTG2","NG","CC",198.9,2225,1054001.6842,0.891953,580844.39956970001,1181678.5012215001,469655.01189999998,"Y",127676.81702150009,50744.815070767516]
[null,"NGCC","CA","Los Medanos Energy Center",55217,"STG3","NG","CC",280.5,2225,1486412.6316,0.891953,819139.53787450003,1666469.6812499999,662333.99120000005,"Y",180057.04964999994,71563.20074717894]
[null,"NGCC","FL","Santa Rosa Energy Center",55242,"CT01","NG","CC",200,1958,624828.41529999999,1,0,624828.41529999999,279678.21350000001,"Y",0,0]
[null,"NGCC","FL","Santa Rosa Energy Center",55242,"ST01","NG","CC",74.5,1958,232748.58470000001,1,0,232748.58470000001,104180.1345,"Y",0,0]
[null,"NGCC","IN","Whiting Clean Energy",55259,"CT1","NG","CC",181.9,2994,618888.89040000003,0.78317700000000001,779481.60403669998,790228.63337409997,442917.71529999998,"Y",171339.74297409994,96034.747784507272]
[null,"NGCC","IN","Whiting Clean Energy",55259,"CT2","NG","CC",181.9,2994,618888.89040000003,0.78317700000000001,779481.60403669998,790228.63337409997,442917.71529999998,"Y",171339.74297409994,96034.747784507272]
[null,"NGCC","IN","Whiting Clean Energy",55259,"ST1","NG","CC",213,2994,724702.21909999999,0.78317700000000001,912751.96074030001,925336.44259220001,518644.71340000001,"Y",200634.22349220002,112454.10269354582]
[null,"NGCC","AL","Morgan Energy Center",55293,"CTG1","NG","CC",210,2236,945071.4,1,0,945071.4,419965.74080000003,"Y",{"$f":"N391-K391","v":0},{"$f":"(2000*O391)/N391*Q391/2000","v":0}]
[null,"NGCC","AL","Morgan Energy Center",55293,"CTG2","NG","CC",210,2236,945071.4,1,0,945071.4,419965.74080000003,"Y",0,0]
[null,"NGCC","AL","Morgan Energy Center",55293,"CTG3","NG","CC",210,2236,945071.4,1,0,945071.4,419965.74080000003,"Y",0,0]
[null,"NGCC","AL","Morgan Energy Center",55293,"STG1","NG","CC",270,2236,1215091.8,1,0,1215091.8,539955.95250000001,"Y",0,0]
[null,"NGCC","TX","Channel Energy Center LLC",55299,"CTG1","NG","CC",215,2600,762505.78189999994,0.57965900000000004,2515475.3744786,1315438.5283417001,357079.64020000002,"Y",552932.74644170015,150095.21304131407]
[null,"NGCC","TX","Channel Energy Center LLC",55299,"CTG2","NG","CC",215,2600,762505.78189999994,0.57965900000000004,2515475.3744786,1315438.5283417001,357079.64020000002,"Y",552932.74644170015,150095.21304131407]
[null,"NGCC","TX","Channel Energy Center LLC",55299,"ST-1","NG","CC",285,2600,1010763.4783,0.57965900000000004,3334467.3567595999,1743720.8398386,473338.12770000001,"Y",732957.36153860006,198963.4219355465]
[null,"NGCC","NV","Chuck Lenzie Generating Station",55322,"CTG1","NG","CC",201.5,2381,875932.29630000005,1,0,875932.29630000005,380759.01319999999,"Y",0,0]
[null,"NGCC","TX","Baytown Energy Center",55327,"CTG1","NG","CC",210,2500,1061577.7826,0.95619600000000005,221241.4150528,1110209.3949358,471636.79249999998,"Y",48631.61233579996,20659.578058683666]
[null,"NGCC","TX","Baytown Energy Center",55327,"CTG2","NG","CC",214.8,2500,1085842.4177000001,0.95619600000000005,226298.36169699999,1135585.6097494999,482417.06209999998,"Y",49743.192049499834,21131.796988242306]
[null,"NGCC","TX","Baytown Energy Center",55327,"CTG3","NG","CC",214.8,2500,1085842.4177000001,0.95619600000000005,226298.36169699999,1135585.6097494999,482417.06209999998,"Y",49743.192049499834,21131.796988242306]
[null,"NGCC","TX","Baytown Energy Center",55327,"STG1","NG","CC",275,2500,1390161.382,0.95619600000000005,289720.9006694,1453845.6362503001,617619.60930000001,"Y",63684.254250300117,27054.209365773786]
[null,"NGCC","SC","Columbia Energy Center",55386,"CT1","NG","CC",197,2484,15149.135,0.77797700000000003,19668.2990837,19472.4715512,7200.9282000000003,"Y",4323.3365512,1598.7716817441335]
[null,"NGCC","SC","Columbia Energy Center",55386,"CT2","NG","CC",197,2484,15149.135,0.77797700000000003,19668.2990837,19472.4715512,7200.9282000000003,"Y",4323.3365512,1598.7716817441335]
[null,"NGCC","SC","Columbia Energy Center",55386,"ST1","NG","CC",274.5,2484,21108.820100000001,0.77797700000000003,27405.827925500002,27132.961642800001,10033.7806,"Y",6024.1415428,2227.7300701466315]
[null,"NGCC","LA","Carville Energy LLC",55404,"CTG1","NG","CC",187,2493,951282.12280000001,0.73461399999999999,1563420.8600981,1294941.4560572,464400.45039999997,"Y",343659.33325719996,123245.37792985578]
[null,"NGCC","LA","Carville Energy LLC",55404,"CTG2","NG","CC",187,2493,951282.12280000001,0.73461399999999999,1563420.8600981,1294941.4560572,464400.45039999997,"Y",343659.33325719996,123245.37792985578]
[null,"NGCC","LA","Carville Energy LLC",55404,"STG","NG","CC",196,2493,997065.75439999998,0.73461399999999999,1638665.7143625,1357264.841672,486751.27419999999,"Y",360199.08727200003,129176.97365485362]
[null,"NGCC","TX","Deer Park Energy Center",55464,"CTG1","NG","CC",180,2707,1126825.3012000001,0.539273,4379649.3030254999,2089526.6427207999,671902.76690000005,"Y",962701.34152079979,309563.74608552788]
[null,"NGCC","TX","Deer Park Energy Center",55464,"CTG2","NG","CC",180,2707,1126825.3012000001,0.539273,4379649.3030254999,2089526.6427207999,671902.76690000005,"Y",962701.34152079979,309563.74608552788]
[null,"NGCC","TX","Deer Park Energy Center",55464,"CTG3","NG","CC",180,2707,1126825.3012000001,0.539273,4379649.3030254999,2089526.6427207999,671902.76690000005,"Y",962701.34152079979,309563.74608552788]
[null,"NGCC","TX","Deer Park Energy Center",55464,"CTG4","NG","CC",180,2707,1126825.3012000001,0.539273,4379649.3030254999,2089526.6427207999,671902.76690000005,"Y",962701.34152079979,309563.74608552788]
[null,"NGCC","TX","Deer Park Energy Center",55464,"STG1","NG","CC",276,2707,1727798.7952000001,0.539273,6715462.2647428,3203940.8522214,1030250.9093000001,"Y",1476142.0570214,474664.41068905825]
[null,"NGCC","PA","FPL Energy Marcus Hook LP",55801,"CT13","NG","CC",188.2,2282,1036230.9505,0.99982099999999996,843.98571419999996,1036416.4690480001,499126.06849999999,"Y",185.51854800002184,89.343566280970535]
[null,"NGCC","PA","FPL Energy Marcus Hook LP",55801,"CT1A","NG","CC",188.2,2282,1036230.9505,0.99982099999999996,843.98571419999996,1036416.4690480001,499126.06849999999,"Y",185.51854800002184,89.343566280970535]
[null,"NGCC","PA","FPL Energy Marcus Hook LP",55801,"CTIB","NG","CC",188.2,2282,1036230.9505,0.99982099999999996,843.98571419999996,1036416.4690480001,499126.06849999999,"Y",185.51854800002184,89.343566280970535]
[null,"NGCC","PA","FPL Energy Marcus Hook LP",55801,"STG","NG","CC",271.5,2282,1494881.5253999999,0.99982099999999996,1217.5458099,1495149.1570991001,720046.37399999995,"Y",267.63169910013676,128.88830093607825]
[null,"NGCC","NY","Empire Generating Co  LLC",56259,"CT11","NG","CC",179,2750,969856.88540000003,1,0,969856.88540000003,434440.63429999998,"Y",0,0]
[null,"NGCC","NY","Empire Generating Co  LLC",56259,"CT12","NG","CC",179,2750,969856.88540000003,1,0,969856.88540000003,434440.63429999998,"Y",0,0]
[null,"NGCC","NY","Empire Generating Co  LLC",56259,"ST13","NG","CC",295.7,2750,1602160.2291999999,1,0,1602160.2291999999,717676.51150000002,"Y",0,0]
[null,"NGCC","CA","Clearwater Power Plant",56356,"CT1","NG","CC",41,0,20753.530599999998,1,0,20753.530599999998,10725.7415,"Y",0,0]
[null,"NGCC","CA","Clearwater Power Plant",56356,"ST1","NG","CC",8,0,4049.4694,1,0,4049.4694,2092.8276000000001,"Y",0,0]
[null,"NGCC","CA","Algonquin Power Sanger LLC",57564,"CTG","NG","CC",49,0,67135.297300000006,1,0,67135.297300000006,29906.447199999999,"Y",0,0]
[null,"NGCC","CA","Algonquin Power Sanger LLC",57564,"STG","NG","CC",12.5,0,17126.3514,1,0,17126.3514,7629.1957000000002,"Y",0,0]
[null,"NGCC","CA","Algonquin Power Sanger LLC",57564,"STG2","NG","CC",12.5,0,17126.3514,1,0,17126.3514,7629.1957000000002,"Y",0,0]
[null,"NGCC","NC","Lee Combined Cycle Plant",58215,"1A","NG","CC",221,0,0,0,null,null,0,"Y",0,{"$error":"#DIV/0!"}]
[null,"NGCC","NC","Lee Combined Cycle Plant",58215,"1B","NG","CC",221,0,0,0,null,null,0,"Y",0,{"$error":"#DIV/0!"}]
[null,"NGCC","NC","Lee Combined Cycle Plant",58215,"1C","NG","CC",221,0,0,0,null,null,0,"Y",0,{"$error":"#DIV/0!"}]
[null,"NGCC","NC","Lee Combined Cycle Plant",58215,"ST1","NG","CC",405,0,0,0,null,null,0,"Y",0,{"$error":"#DIV/0!"}]
[null,"OGST","CO","Zuni",478,"2","NG","ST",75,450,618,1,0,618,1599.7887000000001,"Y",0,0]
[null,"OGST","DE","Edge Moor",593,"3","NG","ST",75,1117,187366,0.99866999999999995,1135.1890192000001,187615.52865309999,144757.02499999999,"Y",249.52865309998742,192.52684324333714]
[null,"OGST","DE","Edge Moor",593,"4","NG","ST",176.8,1117,420631,0.99866999999999995,2548.4649955,421191.18427510001,271059.67499999999,"Y",560.18427510000765,360.50936775908997]
[null,"OGST","DE","Edge Moor",593,"5","NG","ST",446,1117,467531,0.99866999999999995,2832.6166825,468153.64434699999,339248.27500000002,"Y",622.64434699999401,451.20020576339448]
[null,"OGST","MA","Blackstone",1594,"1","RFO","ST",12.5,280,0,0,null,null,0,"Y",0,{"$error":"#DIV/0!"}]
[null,"OGST","MI","Mistersky",1822,"6","NG","ST",50,0,0,0,null,null,0,"Y",0,{"$error":"#DIV/0!"}]
[null,"OGST","MI","Mistersky",1822,"7","NG","ST",60,0,0,0,null,null,0,"Y",0,{"$error":"#DIV/0!"}]
[null,"OGST","NY","East River",2493,"6","NG","ST",156.19999999999999,1930,495900,1,0,495900,433647.47499999998,"Y",0,0]
[null,"OGST","NY","East River",2493,"7","NG","ST",200,1930,246954,1,0,246954,285285.5,"Y",0,0]
[null,"OGST","OH","Haverhill North Cogeneration Facility",56848,"SCKG1","OG","ST",67,0,319117,0.598387,974368.67195770005,533295.34231189999,354486.16649999999,"Y",214178.34231189999,142366.25278655844]
[null,"SST","FL","University of Florida",7345,"P1","NG","GT",43,586,361306,1,0,361306,207773.73499999999,"Y",0,0]
[null,"SST","CA","SCA Cogen 2",7551,"CT1C","NG","GT",44,500,323731,1,0,323731,21971.692999999999,"Y",0,0]
[null,"SST","CA","Greenleaf 2 Power Plant",10349,"GEN1","NG","GT",49.5,500,279762,0.83807799999999999,245899.645281,333813.7977611,32168.151000000002,"Y",54051.797761099995,5208.7313462246184]
[null,"SST","CA","Kern River Cogeneration",10496,"GTAG","NG","GT",75,0,323967.5,0.38731500000000002,2331428.6808424001,836444.49608199997,232939.46580000001,"Y",512476.99608199997,142718.51660367296]
[null,"SST","CA","Kern River Cogeneration",10496,"GTBG","NG","GT",75,0,323967.5,0.38731500000000002,2331428.6808424001,836444.49608199997,232939.46580000001,"Y",512476.99608199997,142718.51660367296]
[null,"SST","CA","Kern River Cogeneration",10496,"GTCG","NG","GT",75,0,323967.5,0.38731500000000002,2331428.6808424001,836444.49608199997,232939.46580000001,"Y",512476.99608199997,142718.51660367296]
[null,"SST","CA","Kern River Cogeneration",10496,"GTDG","NG","GT",75,0,323967.5,0.38731500000000002,2331428.6808424001,836444.49608199997,232939.46580000001,"Y",512476.99608199997,142718.51660367296]
[null,"SST","CA","Mid-Set Cogeneration",10501,"K100","NG","GT",39.1,0,273074,0.37563200000000002,2064933.9516533001,726972.1429484,212188.75279999999,"Y",453898.1429484,132483.86720822845]
[null,"SST","CA","Coalinga Cogeneration",50131,"K100","NG","GT",38.4,550,275360,0.37857400000000002,2056303.6580582999,727361.09716989996,204262.10399999999,"Y",452001.09716989996,126933.78224030336]
[null,"SST","CA","Sycamore Cogeneration",50134,"GTAG","NG","GT",75,0,357150.75,0.38353100000000001,2611620.6574327,931217.42440639995,254174.19690000001,"Y",574066.67440639995,156690.51298874908]
[null,"SST","CA","Sycamore Cogeneration",50134,"GTBG","NG","GT",75,0,357150.75,0.38353100000000001,2611620.6574327,931217.42440639995,254174.19690000001,"Y",574066.67440639995,156690.51298874908]
[null,"SST","CA","Sycamore Cogeneration",50134,"GTCG","NG","GT",75,0,357150.75,0.38353100000000001,2611620.6574327,931217.42440639995,254174.19690000001,"Y",574066.67440639995,156690.51298874908]
[null,"SST","CA","Sycamore Cogeneration",50134,"GTDG","NG","GT",75,0,357150.75,0.38353100000000001,2611620.6574327,931217.42440639995,254174.19690000001,"Y",574066.67440639995,156690.51298874908]
[null,"SST","CA","Sargent Canyon Cogeneration",50864,"K100","NG","GT",38.200000000000003,550,255063,0.35974600000000001,2065149.7507642,709008.57827469998,205209.234,"Y",453945.57827469998,131386.03290543897]
[null,"SST","CA","Salinas River Cogeneration",50865,"K100","NG","GT",38.9,525,277532,0.37755100000000003,2081560.1888367001,735084.79649109999,221718.17,"Y",457552.79649109999,138008.2531983334]
[null,"SST","NY","Stony Brook Cogen Plant",54149,"GEN1","NG","GT",47,670,309900,0.45815099999999997,1667396.8346714999,676414.54454969999,209263.77499999999,"Y",{"$f":"N455-K455","v":366514.54454969999},{"$f":"(2000*O455)/N455*Q455/2000","v":113389.36721997177}]
[null,"SST","CA","Oildale Energy LLC",54371,"ODC1","NG","GT",42.2,0,320373,0.84189599999999998,273708.37019659998,380537.50106899999,180490.10070000001,"Y",60164.501068999991,28536.206881066548]
[null,"SST","CA","Live Oak Cogen",54768,"GEN1","NG","GT",46,0,347843,0.80180499999999999,391160.47156869998,433824.93249610002,187776.54120000001,"Y",85981.932496100024,37216.371583149361]
[null,"SST","TX","Sweeny Cogen Facility",55015,"GEN1","NG","GT",143,2342,808325.49,0.37839400000000001,6040946.5023935996,2136200.6004324001,729330.96799999999,"Y",1327875.1104324001,453356.50569461402]
[null,"SST","TX","Sweeny Cogen Facility",55015,"GEN2","NG","GT",143,2342,808325.49,0.37839400000000001,6040946.5023935996,2136200.6004324001,577257.07799999998,"Y",1327875.1104324001,358826.46322727279]
[null,"SST","TX","Sweeny Cogen Facility",55015,"GEN3","NG","GT",143,2342,808325.49,0.37839400000000001,6040946.5023935996,2136200.6004324001,689211.63100000005,"Y",1327875.1104324001,428418.0850993917]
[null,"SST","TX","Sweeny Cogen Facility",55015,"GEN4","NG","GT",143,2342,808325.49,0.37839400000000001,6040946.5023935996,2136200.6004324001,667355.37699999998,"Y",1327875.1104324001,414832.1064754675]
[null,"SST","TX","Black Hawk Station",55064,"UNT1","NG","GT",126.9,2002,773643.58149999997,0.66906600000000005,1740849.0454462999,1156303.8347487,601180.16150000005,"Y",382660.25324870006,198950.95556582735]
[null,"SST","TX","Black Hawk Station",55064,"UNT2B","NG","GT",117,2002,713288.40850000002,0.66906600000000005,1605038.1270630001,1066095.7342026001,554279.58149999997,"Y",352807.32570260006,183429.95902411934]
[]
[null,"1 This category contains cogeneration units, emissions of which are total (unadjusted) emissions  and generation is net energy output which is net electric generation plus 75% of useful thermal output.  For units that are not cogeneration units, emissions are total emissions and generation is net electric generation."]
[null," If unit flagged as \"cogen\", COGEN='Y\" then:"]
[null," 1 UTO =  (4/3) * 3.412 * Electric Generation * (1/EAF – 1)"]
[null,"       UTO = Useful Thermal Output (MMBtu), Col. N."]
[null,"       EAF = EIA ratio, eMMBtu/totMMBtu, Col.M."]
[null," 2  Net Energy Output = Electric Generation + 0.75 * UTO/3.412 "]

{"sheet":"EIA_Generation","index":29,"n_rows":39232,"n_cols":30,"rows_kept":4500,"cut":true,"hidden":true,"merged":[[2,0,2,2]],"bounds":{"rows_first":2000,"rows_last":500,"rows_between":2000,"halvings":0}}
[]
["Source:","http://www.eia.gov/electricity/data/state/annual_generation_state.xls"]
["State Historical Tables for 2012 (2012 Total Electric Power Industry Only)\nReleased: December 2013\nNext Update: November 2014"]
["YEAR","STATE","TYPE OF PRODUCER","ENERGY SOURCE","GENERATION (Megawatthours)",null,null,"GWh",null,"Coal","Geothermal","Hydroelectric Conventional","Natural Gas","Nuclear","Other","Other Biomass","Other Gases","Petroleum","Pumped Storage","Solar Thermal and Photovoltaic","Total","Wind","Wood and Wood Derived Fuels",null,"RE",null,null,null,"State Code to State Name Bridge"]
[1990,"AK","Combined Heat and Power, Commercial Power","Coal",198613,null,null,"AK",{"$f":"INDEX($AC$5:$AC$55,MATCH(H5,$AD$5:$AD$55,0))","v":"Alaska"},{"$f":"SUMIFS($E$38701:$E$39232,$B$38701:$B$39232,$H5,$D$38701:$D$39232,J$4)*1/1000","v":684.95916},0,1575.0450000000001,3606.03694,0,0,2.5653699999999997,2.6584400000000001,1037.7615900000001,0,0,6946.4191100000007,37.392620000000001,0,null,{"$f":"K5+P5+T5+V5+W5","v":39.957990000000002},null,null,null,"Alabama","AL"]
[1990,"AK","Combined Heat and Power, Commercial Power","Petroleum",66920,null,null,"AL",{"$f":"INDEX($AC$5:$AC$55,MATCH(H6,$AD$5:$AD$55,0))","v":"Alabama"},45606.919780000004,0,7435.223,55705.000439999996,40841.212,226.54316,7.7891000000000004,177.65216000000001,109.58316000000001,0,0,152878.68768999999,0,2768.7649000000001,null,{"$f":"K6+P6+T6+V6+W6","v":2776.5540000000001},null,null,null,"Alaska","AK"]
[1990,"AK","Combined Heat and Power, Commercial Power","Total",265533,null,null,"AR","Arkansas",28430.929909999999,0,2198.4720000000002,17117.412940000002,15493.130999999999,30.39245,70.479199999999992,0,32.559599999999996,42.41,0,65005.677979999993,0,1589.8908700000002,null,1660.3700700000002,null,null,null,"Arizona","AZ"]
[1990,"AR","Combined Heat and Power, Commercial Power","Natural Gas",47543,null,null,"AZ","Arizona",40115.664700000001,0,6716.9340000000002,30295.010489999997,31933.916000000001,24.459009999999999,53.871980000000001,0,41.911919999999995,79.444999999999993,955.44331000000011,110904.99359,531.63990000000001,156.69729000000001,null,1697.6524800000002,null,null,null,"Arkansas","AR"]
[1990,"AR","Combined Heat and Power, Commercial Power","Other Biomass",4829,null,null,"CA","California",1375.0832399999999,12518.999,26837.37041,119668.32862999999,18507.407999999999,814.68550000000005,2513.7211200000002,1484.16355,289.82274000000001,574.85900000000004,1382.2998600000001,199518.56671000001,9754.2296700000006,3797.5959900000003,null,29966.845640000003,null,null,null,"California","CA"]
[1990,"AR","Combined Heat and Power, Commercial Power","Petroleum",3002,null,null,"CO","Colorado",34521.020130000004,0,1497.2090000000001,10524.44499,0,55.368000000000002,57.722199999999994,0,11.04519,-244.46799999999999,165.44902999999999,52556.701099999998,5968.6432699999996,0.26730000000000004,null,6192.0817999999999,null,null,null,"Colorado","CO"]
[1990,"AR","Combined Heat and Power, Commercial Power","Total",55374,null,null,"CT","Connecticut",652.88612999999998,0,312.14100000000002,16537.16891,17077.886999999999,756.4870699999999,665.78850999999997,0,111.73293,2.7160000000000002,0,36117.543950000007,0,0.73639999999999994,null,666.52490999999998,null,null,null,"Connecticut","CT"]
[1990,"AZ","Combined Heat and Power, Commercial Power","Natural Gas",28870,null,null,"DC","District of Columbia",0,0,0,62.387779999999999,0,0,0,0,9.3989999999999991,0,0,71.786779999999993,0,0,null,0,null,null,null,"Delaware","DE"]
[1990,"AZ","Combined Heat and Power, Commercial Power","Petroleum",1214,null,null,"DE","Delaware",1422.70252,0,0,6814.7272300000004,0,0,104.85361999999999,243.58942999999999,21.624200000000002,0,22.559000000000001,8633.6939999999995,3.6379999999999999,0,null,131.05061999999998,null,null,null,"District of Columbia","DC"]
[1990,"AZ","Combined Heat and Power, Commercial Power","Total",30084,null,null,"FL","Florida",44286.390880000006,0,150.511,149699.64134999999,17869.935000000001,3193.7797999999998,2272.6214399999999,6.0542499999999997,1366.0257199999999,0,193.61598999999998,221096.13597,0,2057.5605599999999,null,4523.7979899999991,null,null,null,"Florida","FL"]
[1990,"CA","Combined Heat and Power, Commercial Power","Hydroelectric Conventional",7425,null,null,"GA","Georgia",40715.049299999999,0,2236.3000000000002,42538.600930000001,33941.633999999998,56.055140000000002,168.12194,0,378.07227,-837.88400000000001,2.92069,122306.36384999999,0,3107.4935800000003,null,3278.5362100000002,null,null,null,"Georgia","GA"]
[1990,"CA","Combined Heat and Power, Commercial Power","Natural Gas",1562657,null,null,"HI","Hawaii",1537.3402900000001,260.99700000000001,114.581,0,0,362.73561999999998,280.97609999999997,47.036300000000004,7482.76037,0,4.6079999999999997,10469.268669999999,378.23399999999998,0,null,924.8150999999998,null,null,null,"Hawaii","HI"]
[1990,"CA","Combined Heat and Power, Commercial Power","Other Biomass",26854,null,null,"IA","Iowa",35331.351109999996,0,766.19100000000003,1940.88561,4346.9949999999999,0,150.93351000000001,0,106.55705999999999,0,0,56675.403920000004,14032.49063,0,null,14183.424140000001,null,null,null,"Idaho","ID"]
[1990,"CA","Combined Heat and Power, Commercial Power","Other Gases",120987,null,null,"ID","Idaho",76.73715,74.676000000000002,10940.40473,1898.1672900000001,0,69.258970000000005,89.68574000000001,0,1.9E-2,0,0,15499.089310000001,1890.5590199999999,459.58140999999995,null,2514.5021699999998,null,null,null,"Illinois","IL"]
[1990,"CA","Combined Heat and Power, Commercial Power","Petroleum",12379,null,null,"IL","Illinois",80826.777659999992,0,111.208,11188.97494,96401.308999999994,299.46083000000004,615.19320999999991,293.59032000000002,71.382019999999997,0,30.657,197565.36266999997,7726.80969,0,null,8372.6599000000006,null,null,null,"Indiana","IN"]
[1990,"CA","Combined Heat and Power, Commercial Power","Total",1730302,null,null,"IN","Indiana",92461.191680000004,0,433.505,14470.9051,0,346.57029999999997,336.09246999999999,2491.4247300000002,945.76506999999992,0,0.17093,114695.72927,3210.1039999999998,0,null,3546.3673999999996,null,null,null,"Iowa","IA"]
[1990,"CO","Combined Heat and Power, Commercial Power","Other Biomass",25208,null,null,"KS","Kansas",27982.5311,0,10.398999999999999,2859.8119100000004,8284.9240000000009,0,57.347000000000001,0,34.371410000000004,0,0,44424.690770000001,5195.3063499999998,0,null,5252.6533499999996,null,null,null,"Kansas","KS"]
[1990,"CO","Combined Heat and Power, Commercial Power","Total",25208,null,null,"KY","Kentucky",{"$f":"SUMIFS($E$38701:$E$39232,$B$38701:$B$39232,$H22,$D$38701:$D$39232,J$4)*1/1000","v":82761.668459999986},0,2361.7820000000002,2948.6620800000001,0,8.0752699999999997,96.336100000000002,0,1536.6214399999999,0,0,89949.688699999999,0,236.54335,null,332.87945000000002,null,null,null,"Kentucky","KY"]
[1990,"CT","Combined Heat and Power, Commercial Power","Natural Gas",114671,null,null,"LA","Louisiana",21421.86882,0,679.94399999999996,58563.755700000002,15659.132,375.71421999999995,63.761540000000004,1247.40128,3029.8475699999999,0,0,103407.70581,0,2366.28069,null,2430.04223,null,null,null,"Louisiana","LA"]
[1990,"CT","Combined Heat and Power, Commercial Power","Petroleum",27111,null,null,"MA","Massachusetts",2136.9220800000003,0,912.48205000000007,24672.380730000001,5859.54,906.42899999999997,1065.1401000000001,0,174.49365,-307.54500000000002,29.61421,36198.121490000005,89.673400000000001,658.99128000000007,null,1843.4189900000001,null,null,null,"Maine","ME"]
[1990,"CT","Combined Heat and Power, Commercial Power","Total",141782,null,null,"MD","Maryland",16184.7729,0,1656.539,4944.8946699999997,13579.266,296.4991,395.03924999999998,112.31449000000001,137.30492999999998,0,22.473400000000002,37809.743549999999,321.68700000000001,158.95281,null,898.15246000000002,null,null,null,"Maryland","MD"]
[1990,"DC","Combined Heat and Power, Commercial Power","Coal",0,null,null,"ME","Maine",45.257739999999998,0,3732.6043199999999,6043.6953300000005,0,424.47785999999996,266.92771999999997,0,83.765320000000003,0,0,14428.59591,886.91751999999997,2944.9501,null,4098.7953399999997,null,null,null,"Massachusetts","MA"]
[1990,"DC","Combined Heat and Power, Commercial Power","Total",0,null,null,"MI","Michigan",53136.431969999998,0,1214.854,21748.357829999997,28019.714,394.6626,956.22666000000004,314.75539000000003,325.14277000000004,-773.28,0,108166.07767,1131.6880000000001,1697.5244700000001,null,3785.4391300000007,null,null,null,"Michigan","MI"]
[1990,"FL","Combined Heat and Power, Commercial Power","Natural Gas",209100,null,null,"MN","Minnesota",22722.774420000002,0,561.02154000000007,7088.2047599999996,11943.79,394.36946999999998,999.21685000000002,0,29.59348,0,0,52193.624179999999,7615.4080000000004,839.24566000000004,null,9453.8705100000006,null,null,null,"Minnesota","MN"]
[1990,"FL","Combined Heat and Power, Commercial Power","Other Biomass",32730,null,null,"MO","Missouri",72775.008489999993,0,714.26900000000001,6167.1642699999993,10718.329,19.763960000000001,53.800899999999999,0,77.762979999999999,33.444000000000003,0,91804.320599999992,1244.778,0,null,1298.5789,null,null,null,"Mississippi","MS"]
[1990,"FL","Combined Heat and Power, Commercial Power","Petroleum",2931,null,null,"MS","Mississippi",7211.9728499999992,0,0,38549.892999999996,7296.134,2.281E-2,16.44144,0,17.082409999999999,0,0,54584.294999999998,0,1492.7484999999999,null,1509.18994,null,null,null,"Missouri","MO"]
[1990,"FL","Combined Heat and Power, Commercial Power","Total",244761,null,null,"MT","Montana",13987.391740000001,0,11283.465,463.99834999999996,0,341.19,0,1.3710000000000002E-2,466.9726,0,0,27804.783620000002,1261.7522200000001,0,null,1261.7522200000001,null,null,null,"Montana","MT"]
[1990,"GA","Combined Heat and Power, Commercial Power","Natural Gas",118,null,null,"NC","North Carolina",50932.179659999994,0,3727.9380799999999,19302.008010000001,39385.591999999997,451.86527000000001,302.34184000000005,0,178.26076999999998,0,139.49073999999999,116681.7631,0,2262.0867400000002,null,2703.91932,null,null,null,"Nebraska","NE"]
[1990,"GA","Combined Heat and Power, Commercial Power","Petroleum",2663,null,null,"ND","North Dakota",28214.364140000001,0,2477.23,21.696669999999997,0,63.771160000000002,5.5430000000000001,34.890449999999994,33.154440000000001,0,0,36125.158859999996,5274.509,0,null,5280.0519999999997,null,null,null,"Nevada","NV"]
[1990,"GA","Combined Heat and Power, Commercial Power","Total",2781,null,null,"NE","Nebraska",25019.215660000002,0,1257.0540000000001,770.10041999999999,5801.5780000000004,0,63.132210000000001,0,22.582720000000002,0,0,34217.292569999998,1283.6295700000001,0,null,1346.76178,null,null,null,"New Hampshire","NH"]
[1990,"IA","Combined Heat and Power, Commercial Power","Coal",11908,null,null,"NH","New Hampshire",1267.71713,0,1289.386,7049.7037099999998,8189.1809999999996,65.512150000000005,137.29150000000001,0,21.64986,0,0,19264.434920000003,208.69900000000001,1035.29456,null,1381.2850600000002,null,null,null,"New Jersey","NJ"]
[1990,"IA","Combined Heat and Power, Commercial Power","Natural Gas",4931,null,null,"NJ","New Jersey",1897.4748999999999,0,10.755000000000001,28284.904489999997,33110.224000000002,632.55074999999999,964.82060000000001,142.18072000000001,70.779449999999997,-166.17599999999999,304.32603999999998,65263.407950000001,11.568,0,null,1280.7146399999999,null,null,null,"New Mexico","NM"]
[1990,"IA","Combined Heat and Power, Commercial Power","Petroleum",356,null,null,"NM","New Mexico",24994.048910000001,0,222.81899999999999,8799.0413000000008,0,0,14.266309999999999,0,46.14893,0,333.79700000000003,36635.909439999996,2225.788,0,null,2573.85131,null,null,null,"New York","NY"]
[1990,"IA","Combined Heat and Power, Commercial Power","Total",17195,null,null,"NV","Nevada",{"$f":"SUMIFS($E$38701:$E$39232,$B$38701:$B$39232,$H38,$D$38701:$D$39232,J$4)*1/1000","v":4079.43163},2347.4648199999997,2440.415,25646.658289999999,0,11.929,18.960999999999999,7.3242399999999996,18.874689999999998,0,473.41653000000002,35173.263200000001,128.78800000000001,0,null,2968.6303499999995,null,null,null,"North Carolina","NC"]
[1990,"IL","Combined Heat and Power, Commercial Power","Natural Gas",70055,null,null,"NY","New York",4551.0390800000005,0,24652.495449999999,59462.256299999994,40774.559999999998,968.13338999999996,1660.35052,0,580.28440000000001,-412.94499999999999,52.713000000000001,135768.25107,2991.58041,487.78351000000004,null,5192.4274400000004,null,null,null,"North Dakota","ND"]
[1990,"IL","Combined Heat and Power, Commercial Power","Petroleum",0,null,null,"OH","Ohio",85588.636180000001,0,414.161,22665.384979999999,17086.998,11.927940000000001,365.61270999999999,958.86901,1281.13175,0,36.636540000000004,129745.73061,985.48500000000001,350.88749999999999,null,1738.62175,null,null,null,"Ohio","OH"]
[1990,"IL","Combined Heat and Power, Commercial Power","Total",70055,null,null,"OK","Oklahoma",29301.757519999999,0,1145.5139999999999,39024.300210000001,0,10.058209999999999,94.122420000000005,0,10.944139999999999,-116.71,0,77896.588109999997,8157.58518,269.01645000000002,null,8520.7240499999989,null,null,null,"Oklahoma","OK"]
[1990,"IN","Combined Heat and Power, Commercial Power","Coal",81494,null,null,"OR","Oregon",2634.3345399999998,25.65081,39410.178369999994,11624.688249999999,0,50.358989999999999,231.58682000000002,0,5.9250100000000003,0,6.4119999999999999,60932.714520000001,6343.4679000000006,600.11183999999992,null,7207.22937,null,null,null,"Oregon","OR"]
[1990,"IN","Combined Heat and Power, Commercial Power","Natural Gas",4274,null,null,"PA","Pennsylvania",87148.205430000002,0,2241.92,53062.198929999999,75174.407999999996,895.87149999999997,1764.7281799999998,597.96772999999996,283.39328,-443.36700000000002,32.146659999999997,223419.71547,2128.6579999999999,533.58477000000005,null,4459.1176100000002,null,null,null,"Pennsylvania","PA"]
[1990,"IN","Combined Heat and Power, Commercial Power","Other Biomass",37117,null,null,"RI","Rhode Island",0,0,4.266,8185.0006100000001,0,0,100.515,0,17.874220000000001,0,0,8309.0358300000007,1.38,0,null,101.895,null,null,null,"Rhode Island","RI"]
[1990,"IN","Combined Heat and Power, Commercial Power","Petroleum",558,null,null,"SC","South Carolina",28396.144840000001,0,1420.2719999999999,14331.878789999999,51145.302000000003,106.24558999999999,202.52,0,108.39904,-896.03300000000002,0,96755.681879999989,0,1940.95262,null,2143.47262,null,null,null,"South Carolina","SC"]
[1990,"IN","Combined Heat and Power, Commercial Power","Total",123443,null,null,"SD","South Dakota",2918.7559700000002,0,5980.9650000000001,214.10073,0,0,0,0,5.7183000000000002,0,0,12034.206,2914.6660000000002,0,null,2914.6660000000002,null,null,null,"South Dakota","SD"]
[1990,"LA","Combined Heat and Power, Commercial Power","Natural Gas",30669,null,null,"TN","Tennessee",35419.309099999999,0,8295.66,8075.1595099999995,25102.100999999999,0.54998999999999998,62.206089999999996,13.485520000000001,144.47982999999999,-162.93899999999999,12.18323,77724.263800000001,47.491999999999997,714.57653000000005,null,836.45785000000001,null,null,null,"Tennessee","TN"]
[1990,"LA","Combined Heat and Power, Commercial Power","Total",30669,null,null,"TX","Texas",138088.22328999999,0,584.47442000000001,213901.28177999999,38441.017,297.79687999999999,700.27479000000005,2998.81612,1484.2037700000001,0,118.265,429812.50979000004,32214.172649999997,983.98408999999992,null,34016.696529999994,null,null,null,"Texas","TX"]
[1990,"MA","Combined Heat and Power, Commercial Power","Natural Gas",13540,null,null,"UT","Utah",30799.120449999999,334.63799999999998,747.78599999999994,6579.6040300000004,0,133.00843,59.55594,3.9311199999999999,39.786769999999997,0,1.619,39402.960749999998,703.91099999999994,0,null,1099.7239399999999,null,null,null,"Utah","UT"]
[1990,"MA","Combined Heat and Power, Commercial Power","Other Biomass",8,null,null,"VA","Virginia",14180.795269999999,0,1043.7739999999999,25037.749100000001,28723.39,396.68943000000002,922.65386999999998,0,363.96753999999999,-1365.5740000000001,0,70739.234939999995,0,1435.78973,null,2358.4436000000001,null,null,null,"Vermont","VT"]
[1990,"MA","Combined Heat and Power, Commercial Power","Petroleum",292307,null,null,"VT","Vermont",0,0,1109.2049999999999,2.5387600000000003,4989.3379999999997,0,25.646000000000001,0,3.4197600000000001,0,5.0641099999999994,6569.67011,106.89700000000001,327.56147999999996,null,465.16858999999999,null,null,null,"Virginia","VA"]
[1990,"MA","Combined Heat and Power, Commercial Power","Total",305855,null,null,"WA","Washington",3762.9569300000003,0,89464.354999999996,5437.5924999999997,9333.7090000000007,146.90960999999999,238.98899,405.33661000000001,26.71274,43.551000000000002,0.79400000000000004,116835.47355,6599.7658799999999,1374.8013000000001,null,8214.3501699999997,null,null,null,"Washington","WA"]
[1990,"MD","Combined Heat and Power, Commercial Power","Coal",27183,null,null,"WI","Wisconsin",32758.43505,0,1522.2350100000001,11542.00678,14299.594999999999,79.892479999999992,516.72603000000004,0,317.56766999999996,0,0,63742.909890000003,1557.578,1148.8738600000001,null,3223.1778900000004,null,null,null,"West Virginia","WV"]
[1990,"MD","Combined Heat and Power, Commercial Power","Other Biomass",16393,null,null,"WV","West Virginia",{"$f":"SUMIFS($E$38701:$E$39232,$B$38701:$B$39232,$H54,$D$38701:$D$39232,J$4)*1/1000","v":70267.42856},0,1431.44,242.89420999999999,0,0,10.54,31.63062,143.44835999999998,0,0,73413.404699999999,1286.0239999999999,-1.0500000000000002E-3,null,1296.5629499999998,null,null,null,"Wisconsin","WI"]
[1990,"MD","Combined Heat and Power, Commercial Power","Petroleum",9571,null,null,"WY","Wyoming",43411.766090000005,0,893.47,512.91483000000005,0,66.995750000000001,0,282.49890999999997,51.853639999999999,0,0,49588.606209999998,4369.107,0,null,4369.107,null,null,null,"Wyoming","WY"]
[1990,"MD","Combined Heat and Power, Commercial Power","Total",70617,null,null,"US-TOTAL",{"$f":"H56","v":"US-TOTAL"},1514042.94453,15562.425630000002,276240.22337999998,1225894.1753699998,769331.24899999995,13787.06662,19823.03687,11897.585080000001,23189.541450000001,-4950.4960000000001,4326.6752400000005,4047765.2591300001,140821.70287000001,37799.129090000002,null,218332.96970000002]
[1990,"MD","Combined Heat and Power, Commercial Power","Wood and Wood Derived Fuels",17470]
[1990,"ME","Combined Heat and Power, Commercial Power","Coal",0]
[1990,"ME","Combined Heat and Power, Commercial Power","Other Biomass",136086]
[1990,"ME","Combined Heat and Power, Commercial Power","Petroleum",2147]
[1990,"ME","Combined Heat and Power, Commercial Power","Total",167268]
[1990,"ME","Combined Heat and Power, Commercial Power","Wood and Wood Derived Fuels",29035]
[1990,"MI","Combined Heat and Power, Commercial Power","Coal",206110]
[1990,"MI","Combined Heat and Power, Commercial Power","Natural Gas",28098]
[1990,"MI","Combined Heat and Power, Commercial Power","Other Biomass",174309]
[1990,"MI","Combined Heat and Power, Commercial Power","Petroleum",2804]
[1990,"MI","Combined Heat and Power, Commercial Power","Total",411321]
[1990,"MN","Combined Heat and Power, Commercial Power","Natural Gas",78639]
[1990,"MN","Combined Heat and Power, Commercial Power","Other Biomass",19951]
[1990,"MN","Combined Heat and Power, Commercial Power","Petroleum",2531]
[1990,"MN","Combined Heat and Power, Commercial Power","Total",101121]
[1990,"MO","Combined Heat and Power, Commercial Power","Coal",156656]
[1990,"MO","Combined Heat and Power, Commercial Power","Natural Gas",1135]
[1990,"MO","Combined Heat and Power, Commercial Power","Petroleum",165]
[1990,"MO","Combined Heat and Power, Commercial Power","Total",157956]
[1990,"NC","Combined Heat and Power, Commercial Power","Hydroelectric Conventional",24465]
[1990,"NC","Combined Heat and Power, Commercial Power","Total",24465]
[1990,"NH","Combined Heat and Power, Commercial Power","Petroleum",28299]
[1990,"NH","Combined Heat and Power, Commercial Power","Total",28299]
[1990,"NJ","Combined Heat and Power, Commercial Power","Natural Gas",74405]
[1990,"NJ","Combined Heat and Power, Commercial Power","Other Biomass",1980]
[1990,"NJ","Combined Heat and Power, Commercial Power","Petroleum",1364]
[1990,"NJ","Combined Heat and Power, Commercial Power","Total",77749]
[1990,"NM","Combined Heat and Power, Commercial Power","Natural Gas",24267]
[1990,"NM","Combined Heat and Power, Commercial Power","Total",24267]
[1990,"NY","Combined Heat and Power, Commercial Power","Coal",15631]
[1990,"NY","Combined Heat and Power, Commercial Power","Hydroelectric Conventional",6820]
[1990,"NY","Combined Heat and Power, Commercial Power","Natural Gas",97919]
[1990,"NY","Combined Heat and Power, Commercial Power","Other Biomass",5133]
[1990,"NY","Combined Heat and Power, Commercial Power","Petroleum",52596]
[1990,"NY","Combined Heat and Power, Commercial Power","Total",178099]
[1990,"OH","Combined Heat and Power, Commercial Power","Coal",2220]
[1990,"OH","Combined Heat and Power, Commercial Power","Natural Gas",69981]
[1990,"OH","Combined Heat and Power, Commercial Power","Other Biomass",5435]
[1990,"OH","Combined Heat and Power, Commercial Power","Petroleum",9434]
[1990,"OH","Combined Heat and Power, Commercial Power","Total",87070]
[1990,"OH","Combined Heat and Power, Commercial Power","Wood and Wood Derived Fuels",0]
[1990,"OK","Combined Heat and Power, Commercial Power","Natural Gas",48159]
[1990,"OK","Combined Heat and Power, Commercial Power","Total",48159]
[1990,"OR","Combined Heat and Power, Commercial Power","Total",63340]
[1990,"OR","Combined Heat and Power, Commercial Power","Wood and Wood Derived Fuels",63340]
[1990,"PA","Combined Heat and Power, Commercial Power","Coal",4357]
[1990,"PA","Combined Heat and Power, Commercial Power","Natural Gas",205905]
[1990,"PA","Combined Heat and Power, Commercial Power","Petroleum",18355]
[1990,"PA","Combined Heat and Power, Commercial Power","Total",228617]
[1990,"RI","Combined Heat and Power, Commercial Power","Natural Gas",15641]
[1990,"RI","Combined Heat and Power, Commercial Power","Petroleum",27517]
[1990,"RI","Combined Heat and Power, Commercial Power","Total",43158]
[1990,"SC","Combined Heat and Power, Commercial Power","Hydroelectric Conventional",2376]
[1990,"SC","Combined Heat and Power, Commercial Power","Natural Gas",20555]
[1990,"SC","Combined Heat and Power, Commercial Power","Other Biomass",41382]
[1990,"SC","Combined Heat and Power, Commercial Power","Petroleum",2730]
[1990,"SC","Combined Heat and Power, Commercial Power","Total",67043]
[1990,"TN","Combined Heat and Power, Commercial Power","Coal",51623]
[1990,"TN","Combined Heat and Power, Commercial Power","Natural Gas",701]
[1990,"TN","Combined Heat and Power, Commercial Power","Other Biomass",34661]
[1990,"TN","Combined Heat and Power, Commercial Power","Total",86985]
[1990,"TX","Combined Heat and Power, Commercial Power","Natural Gas",487899]
[1990,"TX","Combined Heat and Power, Commercial Power","Other Biomass",2867]
[1990,"TX","Combined Heat and Power, Commercial Power","Petroleum",21672]
[1990,"TX","Combined Heat and Power, Commercial Power","Total",512438]
[1990,"US-TOTAL","Combined Heat and Power, Commercial Power","Coal",795682]
[1990,"US-TOTAL","Combined Heat and Power, Commercial Power","Hydroelectric Conventional",137628]
[1990,"US-TOTAL","Combined Heat and Power, Commercial Power","Natural Gas",3272170]
[1990,"US-TOTAL","Combined Heat and Power, Commercial Power","Other Biomass",811704]
[1990,"US-TOTAL","Combined Heat and Power, Commercial Power","Other Gases",120987]
[1990,"US-TOTAL","Combined Heat and Power, Commercial Power","Petroleum",588703]
[1990,"US-TOTAL","Combined Heat and Power, Commercial Power","Total",5837119]
[1990,"US-TOTAL","Combined Heat and Power, Commercial Power","Wood and Wood Derived Fuels",110245]
[1990,"UT","Combined Heat and Power, Commercial Power","Natural Gas",30250]
[1990,"UT","Combined Heat and Power, Commercial Power","Petroleum",78]
[1990,"UT","Combined Heat and Power, Commercial Power","Total",30328]
[1990,"VA","Combined Heat and Power, Commercial Power","Coal",23871]
[1990,"VA","Combined Heat and Power, Commercial Power","Other Biomass",240998]
[1990,"VA","Combined Heat and Power, Commercial Power","Total",264869]
[1990,"WA","Combined Heat and Power, Commercial Power","Coal",13339]
[1990,"WA","Combined Heat and Power, Commercial Power","Hydroelectric Conventional",85125]
[1990,"WA","Combined Heat and Power, Commercial Power","Natural Gas",2162]
[1990,"WA","Combined Heat and Power, Commercial Power","Total",100626]
[1990,"WI","Combined Heat and Power, Commercial Power","Coal",2679]
[1990,"WI","Combined Heat and Power, Commercial Power","Hydroelectric Conventional",11417]
[1990,"WI","Combined Heat and Power, Commercial Power","Natural Gas",30]
[1990,"WI","Combined Heat and Power, Commercial Power","Other Biomass",5760]
[1990,"WI","Combined Heat and Power, Commercial Power","Total",20287]
[1990,"WI","Combined Heat and Power, Commercial Power","Wood and Wood Derived Fuels",401]
[1990,"AL","Combined Heat and Power, Electric Power","Coal",42598]
[1990,"AL","Combined Heat and Power, Electric Power","Natural Gas",33538]
[1990,"AL","Combined Heat and Power, Electric Power","Total",665813]
[1990,"AL","Combined Heat and Power, Electric Power","Wood and Wood Derived Fuels",589677]
[1990,"CA","Combined Heat and Power, Electric Power","Coal",1501120]
[1990,"CA","Combined Heat and Power, Electric Power","Natural Gas",15899278]
[1990,"CA","Combined Heat and Power, Electric Power","Other Biomass",91472]
[1990,"CA","Combined Heat and Power, Electric Power","Petroleum",8981]
[1990,"CA","Combined Heat and Power, Electric Power","Total",17547076]
[1990,"CA","Combined Heat and Power, Electric Power","Wood and Wood Derived Fuels",46225]
[1990,"CO","Combined Heat and Power, Electric Power","Coal",212245]
[1990,"CO","Combined Heat and Power, Electric Power","Natural Gas",714337]
[1990,"CO","Combined Heat and Power, Electric Power","Other Biomass",3618]
[1990,"CO","Combined Heat and Power, Electric Power","Total",930200]
[1990,"CT","Combined Heat and Power, Electric Power","Coal",1243596]
[1990,"CT","Combined Heat and Power, Electric Power","Natural Gas",654360]
[1990,"CT","Combined Heat and Power, Electric Power","Other Biomass",46178]
[1990,"CT","Combined Heat and Power, Electric Power","Other Gases",4]
[1990,"CT","Combined Heat and Power, Electric Power","Petroleum",42613]
[1990,"CT","Combined Heat and Power, Electric Power","Total",1986751]
[1990,"FL","Combined Heat and Power, Electric Power","Coal",643318]
[1990,"FL","Combined Heat and Power, Electric Power","Petroleum",3989]
[1990,"FL","Combined Heat and Power, Electric Power","Total",647307]
[1990,"HI","Combined Heat and Power, Electric Power","Coal",1185]
[1990,"HI","Combined Heat and Power, Electric Power","Other Biomass",83164]
[1990,"HI","Combined Heat and Power, Electric Power","Petroleum",457941]
[1990,"HI","Combined Heat and Power, Electric Power","Total",542290]
[1990,"IA","Combined Heat and Power, Electric Power","Coal",103126]
[1990,"IA","Combined Heat and Power, Electric Power","Natural Gas",20844]
[1990,"IA","Combined Heat and Power, Electric Power","Total",123970]
[1990,"ID","Combined Heat and Power, Electric Power","Total",80993]
[1990,"ID","Combined Heat and Power, Electric Power","Wood and Wood Derived Fuels",80993]
[1990,"IL","Combined Heat and Power, Electric Power","Natural Gas",9334]
[1990,"IL","Combined Heat and Power, Electric Power","Other Biomass",28330]
[1990,"IL","Combined Heat and Power, Electric Power","Total",37664]
[1990,"LA","Combined Heat and Power, Electric Power","Natural Gas",1603665]
[1990,"LA","Combined Heat and Power, Electric Power","Petroleum",0]
[1990,"LA","Combined Heat and Power, Electric Power","Total",1603665]
[1990,"MA","Combined Heat and Power, Electric Power","Coal",53637]
[1990,"MA","Combined Heat and Power, Electric Power","Natural Gas",592055]
[1990,"MA","Combined Heat and Power, Electric Power","Other Biomass",44845]
[1990,"MA","Combined Heat and Power, Electric Power","Other Gases",830]
[1990,"MA","Combined Heat and Power, Electric Power","Petroleum",59209]
[1990,"MA","Combined Heat and Power, Electric Power","Total",750576]
[1990,"MA","Combined Heat and Power, Electric Power","Wood and Wood Derived Fuels",0]
[1990,"MD","Combined Heat and Power, Electric Power","Natural Gas",174474]
[1990,"MD","Combined Heat and Power, Electric Power","Other Biomass",334824]
[1990,"MD","Combined Heat and Power, Electric Power","Other Gases",488197]
[1990,"MD","Combined Heat and Power, Electric Power","Petroleum",229519]
[1990,"MD","Combined Heat and Power, Electric Power","Total",1227014]
[1990,"ME","Combined Heat and Power, Electric Power","Coal",266273]
[1990,"ME","Combined Heat and Power, Electric Power","Petroleum",8768]
[1990,"ME","Combined Heat and Power, Electric Power","Total",473221]
[1990,"ME","Combined Heat and Power, Electric Power","Wood and Wood Derived Fuels",198180]
[1990,"MI","Combined Heat and Power, Electric Power","Coal",186085]
[1990,"MI","Combined Heat and Power, Electric Power","Natural Gas",6162052]
[1990,"MI","Combined Heat and Power, Electric Power","Petroleum",310]
[1990,"MI","Combined Heat and Power, Electric Power","Total",6353648]
[1990,"MI","Combined Heat and Power, Electric Power","Wood and Wood Derived Fuels",5201]
[1990,"NC","Combined Heat and Power, Electric Power","Coal",2569916]
[1990,"NC","Combined Heat and Power, Electric Power","Natural Gas",12212]
[1990,"NC","Combined Heat and Power, Electric Power","Petroleum",4386]
[1990,"NC","Combined Heat and Power, Electric Power","Total",2586514]
[1990,"NH","Combined Heat and Power, Electric Power","Total",93077]
[1990,"NH","Combined Heat and Power, Electric Power","Wood and Wood Derived Fuels",93077]
[1990,"NJ","Combined Heat and Power, Electric Power","Natural Gas",2124263]
[1990,"NJ","Combined Heat and Power, Electric Power","Other Biomass",32650]
[1990,"NJ","Combined Heat and Power, Electric Power","Petroleum",44959]
[1990,"NJ","Combined Heat and Power, Electric Power","Total",2201872]
[1990,"NM","Combined Heat and Power, Electric Power","Natural Gas",4762]
[1990,"NM","Combined Heat and Power, Electric Power","Other Biomass",14128]
[1990,"NM","Combined Heat and Power, Electric Power","Total",18890]
[1990,"NY","Combined Heat and Power, Electric Power","Coal",222389]
[1990,"NY","Combined Heat and Power, Electric Power","Natural Gas",602619]
[1990,"NY","Combined Heat and Power, Electric Power","Other Biomass",396924]
[1990,"NY","Combined Heat and Power, Electric Power","Petroleum",36168]
[1990,"NY","Combined Heat and Power, Electric Power","Total",1261582]
[1990,"NY","Combined Heat and Power, Electric Power","Wood and Wood Derived Fuels",3482]
[1990,"OH","Combined Heat and Power, Electric Power","Other Biomass",32016]
[1990,"OH","Combined Heat and Power, Electric Power","Total",32016]
[1990,"OK","Combined Heat and Power, Electric Power","Coal",142362]
[1990,"OK","Combined Heat and Power, Electric Power","Natural Gas",874373]
[1990,"OK","Combined Heat and Power, Electric Power","Total",1016735]
[1990,"OR","Combined Heat and Power, Electric Power","Total",250427]
[1990,"OR","Combined Heat and Power, Electric Power","Wood and Wood Derived Fuels",250427]
[1990,"PA","Combined Heat and Power, Electric Power","Coal",2969791]
[1990,"PA","Combined Heat and Power, Electric Power","Natural Gas",1056706]
[1990,"PA","Combined Heat and Power, Electric Power","Other Biomass",35702]
[1990,"PA","Combined Heat and Power, Electric Power","Other Gases",1647]
[1990,"PA","Combined Heat and Power, Electric Power","Petroleum",345781]
[1990,"PA","Combined Heat and Power, Electric Power","Total",4586828]
[1990,"PA","Combined Heat and Power, Electric Power","Wood and Wood Derived Fuels",177201]
[1990,"RI","Combined Heat and Power, Electric Power","Natural Gas",422234]
[1990,"RI","Combined Heat and Power, Electric Power","Total",422234]
[1990,"TX","Combined Heat and Power, Electric Power","Natural Gas",13495902]
[1990,"TX","Combined Heat and Power, Electric Power","Other",11913]
[1990,"TX","Combined Heat and Power, Electric Power","Other Gases",121651]
[1990,"TX","Combined Heat and Power, Electric Power","Petroleum",12789]
[1990,"TX","Combined Heat and Power, Electric Power","Total",13642255]
[1990,"US-TOTAL","Combined Heat and Power, Electric Power","Coal",11947298]
[1990,"US-TOTAL","Combined Heat and Power, Electric Power","Natural Gas",44808251]
[1990,"US-TOTAL","Combined Heat and Power, Electric Power","Other",11913]
[1990,"US-TOTAL","Combined Heat and Power, Electric Power","Other Biomass",1143853]
[1990,"US-TOTAL","Combined Heat and Power, Electric Power","Other Gases",620789]
[1990,"US-TOTAL","Combined Heat and Power, Electric Power","Petroleum",1294185]
[1990,"US-TOTAL","Combined Heat and Power, Electric Power","Total",61275449]
[1990,"US-TOTAL","Combined Heat and Power, Electric Power","Wood and Wood Derived Fuels",1449160]
[1990,"VA","Combined Heat and Power, Electric Power","Coal",1774582]
[1990,"VA","Combined Heat and Power, Electric Power","Natural Gas",344227]
[1990,"VA","Combined Heat and Power, Electric Power","Petroleum",38741]
[1990,"VA","Combined Heat and Power, Electric Power","Total",2161721]
[1990,"VA","Combined Heat and Power, Electric Power","Wood and Wood Derived Fuels",4171]
[1990,"WA","Combined Heat and Power, Electric Power","Other Biomass",0]
[1990,"WA","Combined Heat and Power, Electric Power","Other Gases",8460]
[1990,"WA","Combined Heat and Power, Electric Power","Total",8460]
[1990,"WI","Combined Heat and Power, Electric Power","Coal",15077]
[1990,"WI","Combined Heat and Power, Electric Power","Natural Gas",7014]
[1990,"WI","Combined Heat and Power, Electric Power","Petroleum",34]
[1990,"WI","Combined Heat and Power, Electric Power","Total",22651]
[1990,"WI","Combined Heat and Power, Electric Power","Wood and Wood Derived Fuels",526]
[1990,"AK","Combined Heat and Power, Industrial Power","Natural Gas",596623]
[1990,"AK","Combined Heat and Power, Industrial Power","Petroleum",93291]
[1990,"AK","Combined Heat and Power, Industrial Power","Total",840949]
[1990,"AK","Combined Heat and Power, Industrial Power","Wood and Wood Derived Fuels",151035]
[1990,"AL","Combined Heat and Power, Industrial Power","Coal",314241]
[1990,"AL","Combined Heat and Power, Industrial Power","Natural Gas",567061]
[1990,"AL","Combined Heat and Power, Industrial Power","Other Biomass",22193]
[1990,"AL","Combined Heat and Power, Industrial Power","Other Gases",269476]
[1990,"AL","Combined Heat and Power, Industrial Power","Petroleum",46173]
[1990,"AL","Combined Heat and Power, Industrial Power","Total",2726688]
[1990,"AL","Combined Heat and Power, Industrial Power","Wood and Wood Derived Fuels",1507544]
[1990,"AR","Combined Heat and Power, Industrial Power","Coal",46946]
[1990,"AR","Combined Heat and Power, Industrial Power","Natural Gas",692117]
[1990,"AR","Combined Heat and Power, Industrial Power","Other Biomass",10560]
[1990,"AR","Combined Heat and Power, Industrial Power","Petroleum",3121]
[1990,"AR","Combined Heat and Power, Industrial Power","Total",1990788]
[1990,"AR","Combined Heat and Power, Industrial Power","Wood and Wood Derived Fuels",1238044]
[1990,"AZ","Combined Heat and Power, Industrial Power","Coal",279573]
[1990,"AZ","Combined Heat and Power, Industrial Power","Natural Gas",33526]
[1990,"AZ","Combined Heat and Power, Industrial Power","Petroleum",34246]
[1990,"AZ","Combined Heat and Power, Industrial Power","Total",455233]
[1990,"AZ","Combined Heat and Power, Industrial Power","Wood and Wood Derived Fuels",107888]
[1990,"CA","Combined Heat and Power, Industrial Power","Coal",1024772]
[1990,"CA","Combined Heat and Power, Industrial Power","Natural Gas",11100821]
[1990,"CA","Combined Heat and Power, Industrial Power","Other",0]
[1990,"CA","Combined Heat and Power, Industrial Power","Other Biomass",65528]
[1990,"CA","Combined Heat and Power, Industrial Power","Other Gases",2025432]
[1990,"CA","Combined Heat and Power, Industrial Power","Petroleum",635949]
[1990,"CA","Combined Heat and Power, Industrial Power","Total",16572153]
[1990,"CA","Combined Heat and Power, Industrial Power","Wood and Wood Derived Fuels",1719651]
[1990,"CO","Combined Heat and Power, Industrial Power","Natural Gas",51627]
[1990,"CO","Combined Heat and Power, Industrial Power","Petroleum",2261]
[1990,"CO","Combined Heat and Power, Industrial Power","Total",53888]
[1990,"CT","Combined Heat and Power, Industrial Power","Hydroelectric Conventional",7532]
[1990,"CT","Combined Heat and Power, Industrial Power","Natural Gas",10612]
[1990,"CT","Combined Heat and Power, Industrial Power","Other",0]
[1990,"CT","Combined Heat and Power, Industrial Power","Petroleum",172171]
[1990,"CT","Combined Heat and Power, Industrial Power","Total",190315]
[1990,"DE","Combined Heat and Power, Industrial Power","Coal",209006]
[1990,"DE","Combined Heat and Power, Industrial Power","Natural Gas",4015]
[1990,"DE","Combined Heat and Power, Industrial Power","Other",6315]
[1990,"DE","Combined Heat and Power, Industrial Power","Other Gases",164881]
[1990,"DE","Combined Heat and Power, Industrial Power","Petroleum",357620]
[1990,"DE","Combined Heat and Power, Industrial Power","Total",741837]
[1990,"FL","Combined Heat and Power, Industrial Power","Coal",383736]
[1990,"FL","Combined Heat and Power, Industrial Power","Natural Gas",928175]
[1990,"FL","Combined Heat and Power, Industrial Power","Other",1453102]
[1990,"FL","Combined Heat and Power, Industrial Power","Other Biomass",97705]
[1990,"FL","Combined Heat and Power, Industrial Power","Petroleum",435153]
[1990,"FL","Combined Heat and Power, Industrial Power","Total",5290804]
[1990,"FL","Combined Heat and Power, Industrial Power","Wood and Wood Derived Fuels",1992933]
[1990,"GA","Combined Heat and Power, Industrial Power","Coal",980942]
[1990,"GA","Combined Heat and Power, Industrial Power","Hydroelectric Conventional",36423]
[1990,"GA","Combined Heat and Power, Industrial Power","Natural Gas",678423]
[1990,"GA","Combined Heat and Power, Industrial Power","Other",1]
[1990,"GA","Combined Heat and Power, Industrial Power","Other Biomass",135457]
[1990,"GA","Combined Heat and Power, Industrial Power","Petroleum",331815]
[1990,"GA","Combined Heat and Power, Industrial Power","Total",5110380]
[1990,"GA","Combined Heat and Power, Industrial Power","Wood and Wood Derived Fuels",2947319]
[1990,"HI","Combined Heat and Power, Industrial Power","Coal",1196]
[1990,"HI","Combined Heat and Power, Industrial Power","Hydroelectric Conventional",56773]
[1990,"HI","Combined Heat and Power, Industrial Power","Other Biomass",407991]
[1990,"HI","Combined Heat and Power, Industrial Power","Other Gases",16163]
[1990,"HI","Combined Heat and Power, Industrial Power","Petroleum",296733]
[1990,"HI","Combined Heat and Power, Industrial Power","Total",778856]
[1990,"IA","Combined Heat and Power, Industrial Power","Coal",757340]
[1990,"IA","Combined Heat and Power, Industrial Power","Natural Gas",74960]
[1990,"IA","Combined Heat and Power, Industrial Power","Other Biomass",643]
[1990,"IA","Combined Heat and Power, Industrial Power","Petroleum",2503]
[1990,"IA","Combined Heat and Power, Industrial Power","Total",835446]
[1990,"ID","Combined Heat and Power, Industrial Power","Coal",44371]
[1990,"ID","Combined Heat and Power, Industrial Power","Natural Gas",55714]
[1990,"ID","Combined Heat and Power, Industrial Power","Other",65203]
[1990,"ID","Combined Heat and Power, Industrial Power","Petroleum",379]
[1990,"ID","Combined Heat and Power, Industrial Power","Total",494877]
[1990,"ID","Combined Heat and Power, Industrial Power","Wood and Wood Derived Fuels",329210]
[1990,"IL","Combined Heat and Power, Industrial Power","Coal",1100250]
[1990,"IL","Combined Heat and Power, Industrial Power","Natural Gas",599576]
[1990,"IL","Combined Heat and Power, Industrial Power","Other Gases",381562]
[1990,"IL","Combined Heat and Power, Industrial Power","Petroleum",15925]
[1990,"IL","Combined Heat and Power, Industrial Power","Total",2097646]
[1990,"IL","Combined Heat and Power, Industrial Power","Wood and Wood Derived Fuels",333]
[1990,"IN","Combined Heat and Power, Industrial Power","Coal",831188]
[1990,"IN","Combined Heat and Power, Industrial Power","Natural Gas",855943]
[1990,"IN","Combined Heat and Power, Industrial Power","Other Gases",1674549]
[1990,"IN","Combined Heat and Power, Industrial Power","Petroleum",193496]
[1990,"IN","Combined Heat and Power, Industrial Power","Total",3555176]
[1990,"KS","Combined Heat and Power, Industrial Power","Natural Gas",306466]
[1990,"KS","Combined Heat and Power, Industrial Power","Petroleum",8282]
[1990,"KS","Combined Heat and Power, Industrial Power","Total",314748]
[1990,"LA","Combined Heat and Power, Industrial Power","Coal",56603]
[1990,"LA","Combined Heat and Power, Industrial Power","Natural Gas",11771238]
[1990,"LA","Combined Heat and Power, Industrial Power","Other",1292819]
[1990,"LA","Combined Heat and Power, Industrial Power","Other Biomass",0]
[1990,"LA","Combined Heat and Power, Industrial Power","Other Gases",440700]
[1990,"LA","Combined Heat and Power, Industrial Power","Petroleum",12215]
[1990,"LA","Combined Heat and Power, Industrial Power","Total",15797113]
[1990,"LA","Combined Heat and Power, Industrial Power","Wood and Wood Derived Fuels",2223538]
[1990,"MA","Combined Heat and Power, Industrial Power","Coal",39187]
[1990,"MA","Combined Heat and Power, Industrial Power","Hydroelectric Conventional",11253]
[1990,"MA","Combined Heat and Power, Industrial Power","Natural Gas",240711]
[1990,"MA","Combined Heat and Power, Industrial Power","Other Biomass",69738]
[1990,"MA","Combined Heat and Power, Industrial Power","Petroleum",185772]
[1990,"MA","Combined Heat and Power, Industrial Power","Total",546661]
[1990,"MD","Combined Heat and Power, Industrial Power","Coal",183267]
[1990,"MD","Combined Heat and Power, Industrial Power","Natural Gas",28381]
[1990,"MD","Combined Heat and Power, Industrial Power","Petroleum",4102]
[1990,"MD","Combined Heat and Power, Industrial Power","Total",347398]
[1990,"MD","Combined Heat and Power, Industrial Power","Wood and Wood Derived Fuels",131648]
[1990,"ME","Combined Heat and Power, Industrial Power","Coal",186945]
[1990,"ME","Combined Heat and Power, Industrial Power","Hydroelectric Conventional",1344172]
[1990,"ME","Combined Heat and Power, Industrial Power","Natural Gas",37509]
[1990,"ME","Combined Heat and Power, Industrial Power","Other Biomass",29649]
[1990,"ME","Combined Heat and Power, Industrial Power","Petroleum",975643]
[1990,"ME","Combined Heat and Power, Industrial Power","Total",4361911]
[1990,"ME","Combined Heat and Power, Industrial Power","Wood and Wood Derived Fuels",1787993]
[1990,"MI","Combined Heat and Power, Industrial Power","Coal",1378933]
[1990,"MI","Combined Heat and Power, Industrial Power","Hydroelectric Conventional",23110]
[1990,"MI","Combined Heat and Power, Industrial Power","Natural Gas",978650]
[1990,"MI","Combined Heat and Power, Industrial Power","Other Biomass",1436]
[1990,"MI","Combined Heat and Power, Industrial Power","Other Gases",340949]
[1990,"MI","Combined Heat and Power, Industrial Power","Petroleum",169150]
[1990,"MI","Combined Heat and Power, Industrial Power","Total",3597090]
[1990,"MI","Combined Heat and Power, Industrial Power","Wood and Wood Derived Fuels",704862]
[1990,"MN","Combined Heat and Power, Industrial Power","Coal",588677]
[1990,"MN","Combined Heat and Power, Industrial Power","Hydroelectric Conventional",171678]
[1990,"MN","Combined Heat and Power, Industrial Power","Natural Gas",130644]
[1990,"MN","Combined Heat and Power, Industrial Power","Other Biomass",7257]
[1990,"MN","Combined Heat and Power, Industrial Power","Petroleum",4543]
[1990,"MN","Combined Heat and Power, Industrial Power","Total",1180120]
[1990,"MN","Combined Heat and Power, Industrial Power","Wood and Wood Derived Fuels",277321]
[1990,"MO","Combined Heat and Power, Industrial Power","Coal",138386]
[1990,"MO","Combined Heat and Power, Industrial Power","Natural Gas",45104]
[1990,"MO","Combined Heat and Power, Industrial Power","Petroleum",526]
[1990,"MO","Combined Heat and Power, Industrial Power","Total",184016]
[1990,"MS","Combined Heat and Power, Industrial Power","Coal",80943]
[1990,"MS","Combined Heat and Power, Industrial Power","Natural Gas",568882]
[1990,"MS","Combined Heat and Power, Industrial Power","Petroleum",33497]
[1990,"MS","Combined Heat and Power, Industrial Power","Total",2277446]
[1990,"MS","Combined Heat and Power, Industrial Power","Wood and Wood Derived Fuels",1594124]
[1990,"MT","Combined Heat and Power, Industrial Power","Natural Gas",14082]
[1990,"MT","Combined Heat and Power, Industrial Power","Petroleum",1613]
[1990,"MT","Combined Heat and Power, Industrial Power","Total",49307]
[1990,"MT","Combined Heat and Power, Industrial Power","Wood and Wood Derived Fuels",33612]
[1990,"NC","Combined Heat and Power, Industrial Power","Coal",620639]
[1990,"NC","Combined Heat and Power, Industrial Power","Hydroelectric Conventional",2642]
[1990,"NC","Combined Heat and Power, Industrial Power","Natural Gas",25001]
[1990,"NC","Combined Heat and Power, Industrial Power","Other",203406]
[1990,"NC","Combined Heat and Power, Industrial Power","Petroleum",136740]
[1990,"NC","Combined Heat and Power, Industrial Power","Total",2366017]
[1990,"NC","Combined Heat and Power, Industrial Power","Wood and Wood Derived Fuels",1377589]
[1990,"ND","Combined Heat and Power, Industrial Power","Coal",96307]
[1990,"ND","Combined Heat and Power, Industrial Power","Natural Gas",51598]
[1990,"ND","Combined Heat and Power, Industrial Power","Petroleum",20865]
[1990,"ND","Combined Heat and Power, Industrial Power","Total",168770]
[1990,"NE","Combined Heat and Power, Industrial Power","Coal",2686]
[1990,"NE","Combined Heat and Power, Industrial Power","Natural Gas",224]
[1990,"NE","Combined Heat and Power, Industrial Power","Total",2910]
[1990,"NH","Combined Heat and Power, Industrial Power","Hydroelectric Conventional",175253]
[1990,"NH","Combined Heat and Power, Industrial Power","Other Biomass",1841]
[1990,"NH","Combined Heat and Power, Industrial Power","Petroleum",24283]
[1990,"NH","Combined Heat and Power, Industrial Power","Total",338481]
[1990,"NH","Combined Heat and Power, Industrial Power","Wood and Wood Derived Fuels",137104]
[1990,"NJ","Combined Heat and Power, Industrial Power","Natural Gas",728331]
[1990,"NJ","Combined Heat and Power, Industrial Power","Petroleum",216259]
[1990,"NJ","Combined Heat and Power, Industrial Power","Total",948061]
[1990,"NJ","Combined Heat and Power, Industrial Power","Wood and Wood Derived Fuels",3471]
[1990,"NM","Combined Heat and Power, Industrial Power","Natural Gas",284331]
[1990,"NM","Combined Heat and Power, Industrial Power","Petroleum",1545]
[1990,"NM","Combined Heat and Power, Industrial Power","Total",285876]
[1990,"NY","Combined Heat and Power, Industrial Power","Coal",1058372]
[1990,"NY","Combined Heat and Power, Industrial Power","Hydroelectric Conventional",129304]
[1990,"NY","Combined Heat and Power, Industrial Power","Natural Gas",745360]
[1990,"NY","Combined Heat and Power, Industrial Power","Other Biomass",20412]
[1990,"NY","Combined Heat and Power, Industrial Power","Other Gases",89034]
[1990,"NY","Combined Heat and Power, Industrial Power","Petroleum",391800]
[1990,"NY","Combined Heat and Power, Industrial Power","Total",2817727]
[1990,"NY","Combined Heat and Power, Industrial Power","Wood and Wood Derived Fuels",383445]
[1990,"OH","Combined Heat and Power, Industrial Power","Coal",816349]
[1990,"OH","Combined Heat and Power, Industrial Power","Natural Gas",80413]
[1990,"OH","Combined Heat and Power, Industrial Power","Other Gases",64159]
[1990,"OH","Combined Heat and Power, Industrial Power","Petroleum",63803]
[1990,"OH","Combined Heat and Power, Industrial Power","Total",1342799]
[1990,"OH","Combined Heat and Power, Industrial Power","Wood and Wood Derived Fuels",318075]
[1990,"OK","Combined Heat and Power, Industrial Power","Coal",324428]
[1990,"OK","Combined Heat and Power, Industrial Power","Natural Gas",239389]
[1990,"OK","Combined Heat and Power, Industrial Power","Other Biomass",1780]
[1990,"OK","Combined Heat and Power, Industrial Power","Other Gases",88970]
[1990,"OK","Combined Heat and Power, Industrial Power","Petroleum",27525]
[1990,"OK","Combined Heat and Power, Industrial Power","Total",951055]
[1990,"OK","Combined Heat and Power, Industrial Power","Wood and Wood Derived Fuels",268963]
[1990,"OR","Combined Heat and Power, Industrial Power","Coal",19366]
[1990,"OR","Combined Heat and Power, Industrial Power","Hydroelectric Conventional",0]
[1990,"OR","Combined Heat and Power, Industrial Power","Natural Gas",8066]
[1990,"OR","Combined Heat and Power, Industrial Power","Petroleum",968]
[1990,"OR","Combined Heat and Power, Industrial Power","Total",516654]
[1990,"OR","Combined Heat and Power, Industrial Power","Wood and Wood Derived Fuels",488254]
[1990,"PA","Combined Heat and Power, Industrial Power","Coal",1479564]
[1990,"PA","Combined Heat and Power, Industrial Power","Natural Gas",1388314]
[1990,"PA","Combined Heat and Power, Industrial Power","Other",732]
[1990,"PA","Combined Heat and Power, Industrial Power","Other Gases",839957]
[1990,"PA","Combined Heat and Power, Industrial Power","Petroleum",270907]
[1990,"PA","Combined Heat and Power, Industrial Power","Total",4340586]
[1990,"PA","Combined Heat and Power, Industrial Power","Wood and Wood Derived Fuels",361112]
[1990,"SC","Combined Heat and Power, Industrial Power","Coal",537062]
[1990,"SC","Combined Heat and Power, Industrial Power","Natural Gas",63545]
[1990,"SC","Combined Heat and Power, Industrial Power","Other Biomass",8179]
[1990,"SC","Combined Heat and Power, Industrial Power","Petroleum",97848]
[1990,"SC","Combined Heat and Power, Industrial Power","Total",1975924]
[1990,"SC","Combined Heat and Power, Industrial Power","Wood and Wood Derived Fuels",1269290]
[1990,"TN","Combined Heat and Power, Industrial Power","Coal",1587032]
[1990,"TN","Combined Heat and Power, Industrial Power","Natural Gas",181982]
[1990,"TN","Combined Heat and Power, Industrial Power","Other",45000]
[1990,"TN","Combined Heat and Power, Industrial Power","Other Biomass",10258]
[1990,"TN","Combined Heat and Power, Industrial Power","Other Gases",4210]
[1990,"TN","Combined Heat and Power, Industrial Power","Petroleum",2670]
[1990,"TN","Combined Heat and Power, Industrial Power","Total",2198010]
[1990,"TN","Combined Heat and Power, Industrial Power","Wood and Wood Derived Fuels",366858]
[1990,"TX","Combined Heat and Power, Industrial Power","Coal",2566906]
[1990,"TX","Combined Heat and Power, Industrial Power","Natural Gas",24970544]
[1990,"TX","Combined Heat and Power, Industrial Power","Other",476818]
[1990,"TX","Combined Heat and Power, Industrial Power","Other Biomass",27458]
[1990,"TX","Combined Heat and Power, Industrial Power","Other Gases",2875858]
[1990,"TX","Combined Heat and Power, Industrial Power","Petroleum",1312725]
[1990,"TX","Combined Heat and Power, Industrial Power","Total",33333780]
[1990,"TX","Combined Heat and Power, Industrial Power","Wood and Wood Derived Fuels",1103471]
[1990,"US-TOTAL","Combined Heat and Power, Industrial Power","Coal",21106875]
[1990,"US-TOTAL","Combined Heat and Power, Industrial Power","Hydroelectric Conventional",2975094]
[1990,"US-TOTAL","Combined Heat and Power, Industrial Power","Natural Gas",60006633]
[1990,"US-TOTAL","Combined Heat and Power, Industrial Power","Other",3603750]
[1990,"US-TOTAL","Combined Heat and Power, Industrial Power","Other Biomass",948748]
[1990,"US-TOTAL","Combined Heat and Power, Industrial Power","Other Gases",9640731]
[1990,"US-TOTAL","Combined Heat and Power, Industrial Power","Petroleum",7007570]
[1990,"US-TOTAL","Combined Heat and Power, Industrial Power","Total",130668599]
[1990,"US-TOTAL","Combined Heat and Power, Industrial Power","Wood and Wood Derived Fuels",25379198]
[1990,"UT","Combined Heat and Power, Industrial Power","Coal",3449]
[1990,"UT","Combined Heat and Power, Industrial Power","Natural Gas",62204]
[1990,"UT","Combined Heat and Power, Industrial Power","Other Gases",182005]
[1990,"UT","Combined Heat and Power, Industrial Power","Petroleum",2512]
[1990,"UT","Combined Heat and Power, Industrial Power","Total",250170]
[1990,"VA","Combined Heat and Power, Industrial Power","Coal",1101269]
[1990,"VA","Combined Heat and Power, Industrial Power","Natural Gas",32293]
[1990,"VA","Combined Heat and Power, Industrial Power","Petroleum",205373]
[1990,"VA","Combined Heat and Power, Industrial Power","Total",2509437]
[1990,"VA","Combined Heat and Power, Industrial Power","Wood and Wood Derived Fuels",1170502]
[1990,"VT","Combined Heat and Power, Industrial Power","Hydroelectric Conventional",16984]
[1990,"VT","Combined Heat and Power, Industrial Power","Total",37731]
[1990,"VT","Combined Heat and Power, Industrial Power","Wood and Wood Derived Fuels",20747]
[1990,"WA","Combined Heat and Power, Industrial Power","Coal",25420]
[1990,"WA","Combined Heat and Power, Industrial Power","Hydroelectric Conventional",189015]
[1990,"WA","Combined Heat and Power, Industrial Power","Natural Gas",270395]
[1990,"WA","Combined Heat and Power, Industrial Power","Other",3750]
[1990,"WA","Combined Heat and Power, Industrial Power","Other Biomass",0]
[1990,"WA","Combined Heat and Power, Industrial Power","Petroleum",28691]
[1990,"WA","Combined Heat and Power, Industrial Power","Total",1306736]
[1990,"WA","Combined Heat and Power, Industrial Power","Wood and Wood Derived Fuels",789465]
[1990,"WI","Combined Heat and Power, Industrial Power","Coal",1006628]
[1990,"WI","Combined Heat and Power, Industrial Power","Hydroelectric Conventional",201395]
[1990,"WI","Combined Heat and Power, Industrial Power","Natural Gas",170782]
[1990,"WI","Combined Heat and Power, Industrial Power","Other Biomass",30662]
[1990,"WI","Combined Heat and Power, Industrial Power","Petroleum",131979]
[1990,"WI","Combined Heat and Power, Industrial Power","Total",2064804]
[1990,"WI","Combined Heat and Power, Industrial Power","Wood and Wood Derived Fuels",523358]
[1990,"WV","Combined Heat and Power, Industrial Power","Coal",1007648]
[1990,"WV","Combined Heat and Power, Industrial Power","Hydroelectric Conventional",609559]
[1990,"WV","Combined Heat and Power, Industrial Power","Natural Gas",71557]
[1990,"WV","Combined Heat and Power, Industrial Power","Other",11207]
[1990,"WV","Combined Heat and Power, Industrial Power","Other Gases",174182]
[1990,"WV","Combined Heat and Power, Industrial Power","Petroleum",51256]
[1990,"WV","Combined Heat and Power, Industrial Power","Total",1925409]
[1990,"WY","Combined Heat and Power, Industrial Power","Coal",227247]
[1990,"WY","Combined Heat and Power, Industrial Power","Natural Gas",261442]
[1990,"WY","Combined Heat and Power, Industrial Power","Other",45396]
[1990,"WY","Combined Heat and Power, Industrial Power","Other Gases",8642]
[1990,"WY","Combined Heat and Power, Industrial Power","Petroleum",3644]
[1990,"WY","Combined Heat and Power, Industrial Power","Total",596811]
[1990,"WY","Combined Heat and Power, Industrial Power","Wood and Wood Derived Fuels",50440]
[1990,"AK","Electric Generators, Electric Utilities","Coal",311960]
[1990,"AK","Electric Generators, Electric Utilities","Hydroelectric Conventional",974521]
[1990,"AK","Electric Generators, Electric Utilities","Natural Gas",2869638]
[1990,"AK","Electric Generators, Electric Utilities","Petroleum",336905]
[1990,"AK","Electric Generators, Electric Utilities","Total",4493024]
[1990,"AK","Electric Generators, Electric Utilities","Wind",0]
[1990,"AL","Electric Generators, Electric Utilities","Coal",53301276]
[1990,"AL","Electric Generators, Electric Utilities","Hydroelectric Conventional",10366507]
[1990,"AL","Electric Generators, Electric Utilities","Natural Gas",420115]
[1990,"AL","Electric Generators, Electric Utilities","Nuclear",12051882]
[1990,"AL","Electric Generators, Electric Utilities","Petroleum",91916]
[1990,"AL","Electric Generators, Electric Utilities","Total",76231696]
[1990,"AR","Electric Generators, Electric Utilities","Coal",19160989]
[1990,"AR","Electric Generators, Electric Utilities","Hydroelectric Conventional",3654653]
[1990,"AR","Electric Generators, Electric Utilities","Natural Gas",2838913]
[1990,"AR","Electric Generators, Electric Utilities","Nuclear",11282053]
[1990,"AR","Electric Generators, Electric Utilities","Petroleum",73856]
[1990,"AR","Electric Generators, Electric Utilities","Pumped Storage",42972]
[1990,"AR","Electric Generators, Electric Utilities","Total",37053436]
[1990,"AZ","Electric Generators, Electric Utilities","Coal",31636037]
[1990,"AZ","Electric Generators, Electric Utilities","Hydroelectric Conventional",7417576]
[1990,"AZ","Electric Generators, Electric Utilities","Natural Gas",2271504]
[1990,"AZ","Electric Generators, Electric Utilities","Nuclear",20597689]
[1990,"AZ","Electric Generators, Electric Utilities","Petroleum",116407]
[1990,"AZ","Electric Generators, Electric Utilities","Pumped Storage",249767]
[1990,"AZ","Electric Generators, Electric Utilities","Total",62288980]
[1990,"CA","Electric Generators, Electric Utilities","Geothermal",8429403]
[1990,"CA","Electric Generators, Electric Utilities","Hydroelectric Conventional",22808272]
[1990,"CA","Electric Generators, Electric Utilities","Natural Gas",45221848]
[1990,"CA","Electric Generators, Electric Utilities","Nuclear",32692807]
[1990,"CA","Electric Generators, Electric Utilities","Other Biomass",2111]
[1990,"CA","Electric Generators, Electric Utilities","Petroleum",4385235]
[1990,"CA","Electric Generators, Electric Utilities","Pumped Storage",986252]
[1990,"CA","Electric Generators, Electric Utilities","Solar Thermal and Photovoltaic",2029]
[1990,"CA","Electric Generators, Electric Utilities","Total",114528000]
[1990,"CA","Electric Generators, Electric Utilities","Wind",43]
[1990,"CO","Electric Generators, Electric Utilities","Coal",29602738]
[1990,"CO","Electric Generators, Electric Utilities","Hydroelectric Conventional",1308961]
[1990,"CO","Electric Generators, Electric Utilities","Natural Gas",409078]
[1990,"CO","Electric Generators, Electric Utilities","Other Biomass",164]
[1990,"CO","Electric Generators, Electric Utilities","Petroleum",25129]
[1990,"CO","Electric Generators, Electric Utilities","Pumped Storage",-33198]
[1990,"CO","Electric Generators, Electric Utilities","Total",31312872]
[1990,"CT","Electric Generators, Electric Utilities","Coal",2351049]
[1990,"CT","Electric Generators, Electric Utilities","Hydroelectric Conventional",495848]
[1990,"CT","Electric Generators, Electric Utilities","Natural Gas",471836]
[1990,"CT","Electric Generators, Electric Utilities","Nuclear",19776250]
[1990,"CT","Electric Generators, Electric Utilities","Other Biomass",421546]
[1990,"CT","Electric Generators, Electric Utilities","Petroleum",8632571]
[1990,"CT","Electric Generators, Electric Utilities","Pumped Storage",6474]
[1990,"CT","Electric Generators, Electric Utilities","Total",32155574]
[1990,"DC","Electric Generators, Electric Utilities","Petroleum",361043]
[1990,"DC","Electric Generators, Electric Utilities","Total",361043]
[1990,"DE","Electric Generators, Electric Utilities","Coal",4904473]
[1990,"DE","Electric Generators, Electric Utilities","Natural Gas",759004]
[1990,"DE","Electric Generators, Electric Utilities","Petroleum",1436186]
[1990,"DE","Electric Generators, Electric Utilities","Total",7099663]
[1990,"FL","Electric Generators, Electric Utilities","Coal",59073203]
[1990,"FL","Electric Generators, Electric Utilities","Hydroelectric Conventional",174604]
[1990,"FL","Electric Generators, Electric Utilities","Natural Gas",17504242]
[1990,"FL","Electric Generators, Electric Utilities","Nuclear",21779560]
[1990,"FL","Electric Generators, Electric Utilities","Petroleum",25092296]
[1990,"FL","Electric Generators, Electric Utilities","Total",123623905]
[1990,"GA","Electric Generators, Electric Utilities","Coal",67564750]
[1990,"GA","Electric Generators, Electric Utilities","Hydroelectric Conventional",4544712]
[1990,"GA","Electric Generators, Electric Utilities","Natural Gas",151615]
[1990,"GA","Electric Generators, Electric Utilities","Nuclear",24796884]
[1990,"GA","Electric Generators, Electric Utilities","Petroleum",164987]
[1990,"GA","Electric Generators, Electric Utilities","Pumped Storage",342110]
[1990,"GA","Electric Generators, Electric Utilities","Total",97565058]
[1990,"HI","Electric Generators, Electric Utilities","Geothermal",0]
[1990,"HI","Electric Generators, Electric Utilities","Hydroelectric Conventional",22743]
[1990,"HI","Electric Generators, Electric Utilities","Other Biomass",5999]
[1990,"HI","Electric Generators, Electric Utilities","Petroleum",7967354]
[1990,"HI","Electric Generators, Electric Utilities","Total",7996096]
[1990,"IA","Electric Generators, Electric Utilities","Coal",24879567]
[1990,"IA","Electric Generators, Electric Utilities","Hydroelectric Conventional",856848]
[1990,"IA","Electric Generators, Electric Utilities","Natural Gas",231263]
[1990,"IA","Electric Generators, Electric Utilities","Nuclear",3011572]
[1990,"IA","Electric Generators, Electric Utilities","Other Biomass",17375]
[1990,"IA","Electric Generators, Electric Utilities","Petroleum",51315]
[1990,"IA","Electric Generators, Electric Utilities","Total",29047940]
[1990,"ID","Electric Generators, Electric Utilities","Hydroelectric Conventional",8617362]
[1990,"ID","Electric Generators, Electric Utilities","Petroleum",615]
[1990,"ID","Electric Generators, Electric Utilities","Total",8617977]
[1990,"IL","Electric Generators, Electric Utilities","Coal",53865768]
[1990,"IL","Electric Generators, Electric Utilities","Hydroelectric Conventional",60840]
[1990,"IL","Electric Generators, Electric Utilities","Natural Gas",740926]
[1990,"IL","Electric Generators, Electric Utilities","Nuclear",71887302]
[1990,"IL","Electric Generators, Electric Utilities","Petroleum",422553]
[1990,"IL","Electric Generators, Electric Utilities","Total",126977389]
[1990,"IN","Electric Generators, Electric Utilities","Coal",96012872]
[1990,"IN","Electric Generators, Electric Utilities","Hydroelectric Conventional",441021]
[1990,"IN","Electric Generators, Electric Utilities","Natural Gas",610620]
[1990,"IN","Electric Generators, Electric Utilities","Petroleum",673984]
[1990,"IN","Electric Generators, Electric Utilities","Total",97738497]
[1990,"KS","Electric Generators, Electric Utilities","Coal",23720258]
[1990,"KS","Electric Generators, Electric Utilities","Hydroelectric Conventional",11769]
[1990,"KS","Electric Generators, Electric Utilities","Natural Gas",2196341]
[1990,"KS","Electric Generators, Electric Utilities","Nuclear",7874487]
[1990,"KS","Electric Generators, Electric Utilities","Petroleum",65744]
[1990,"KS","Electric Generators, Electric Utilities","Total",33868644]
[1990,"KS","Electric Generators, Electric Utilities","Wind",45]
[1990,"KY","Electric Generators, Electric Utilities","Coal",70500461]
[1990,"KY","Electric Generators, Electric Utilities","Hydroelectric Conventional",3160383]
[1990,"KY","Electric Generators, Electric Utilities","Natural Gas",27796]
[1990,"KY","Electric Generators, Electric Utilities","Petroleum",118646]
[1990,"KY","Electric Generators, Electric Utilities","Total",73807286]
[1990,"LA","Electric Generators, Electric Utilities","Coal",17800084]
[1990,"LA","Electric Generators, Electric Utilities","Natural Gas",26041280]
[1990,"LA","Electric Generators, Electric Utilities","Nuclear",14196784]
[1990,"LA","Electric Generators, Electric Utilities","Petroleum",130260]
[1990,"LA","Electric Generators, Electric Utilities","Total",58168408]
[1990,"MA","Electric Generators, Electric Utilities","Coal",11273069]
[1990,"MA","Electric Generators, Electric Utilities","Hydroelectric Conventional",969108]
[1990,"MA","Electric Generators, Electric Utilities","Natural Gas",5279993]
[1990,"MA","Electric Generators, Electric Utilities","Nuclear",5069620]
[1990,"MA","Electric Generators, Electric Utilities","Petroleum",14556403]
[1990,"MA","Electric Generators, Electric Utilities","Pumped Storage",-669583]
[1990,"MA","Electric Generators, Electric Utilities","Total",36478610]
[1990,"MD","Electric Generators, Electric Utilities","Coal",23299412]
[1990,"MD","Electric Generators, Electric Utilities","Hydroelectric Conventional",2298910]
[1990,"MD","Electric Generators, Electric Utilities","Natural Gas",1319588]
[1990,"MD","Electric Generators, Electric Utilities","Nuclear",1251416]
[1990,"MD","Electric Generators, Electric Utilities","Other Biomass",0]
[1990,"MD","Electric Generators, Electric Utilities","Petroleum",3328080]
[1990,"MD","Electric Generators, Electric Utilities","Total",31497406]
[1990,"ME","Electric Generators, Electric Utilities","Hydroelectric Conventional",2110064]
[1990,"ME","Electric Generators, Electric Utilities","Nuclear",4860727]
[1990,"ME","Electric Generators, Electric Utilities","Petroleum",2092804]
[1990,"ME","Electric Generators, Electric Utilities","Total",9063595]
[1990,"MI","Electric Generators, Electric Utilities","Coal",65295742]
[1990,"MI","Electric Generators, Electric Utilities","Hydroelectric Conventional",1492822]
[1990,"MI","Electric Generators, Electric Utilities","Natural Gas",665142]
[1990,"MI","Electric Generators, Electric Utilities","Nuclear",21610500]
[1990,"MI","Electric Generators, Electric Utilities","Petroleum",689461]
[1990,"MI","Electric Generators, Electric Utilities","Pumped Storage",-694986]
[1990,"MI","Electric Generators, Electric Utilities","Total",89058681]
[1990,"MN","Electric Generators, Electric Utilities","Coal",27587603]
[1990,"MN","Electric Generators, Electric Utilities","Hydroelectric Conventional",657574]
[1990,"MN","Electric Generators, Electric Utilities","Natural Gas",326083]
[1990,"MN","Electric Generators, Electric Utilities","Nuclear",12139302]
[1990,"MN","Electric Generators, Electric Utilities","Other Biomass",250363]
[1990,"MN","Electric Generators, Electric Utilities","Petroleum",440740]
[1990,"MN","Electric Generators, Electric Utilities","Total",41549628]
[1990,"MN","Electric Generators, Electric Utilities","Wind",266]
[1990,"MN","Electric Generators, Electric Utilities","Wood and Wood Derived Fuels",147697]
[1990,"MO","Electric Generators, Electric Utilities","Coal",48501751]
[1990,"MO","Electric Generators, Electric Utilities","Hydroelectric Conventional",2192115]
[1990,"MO","Electric Generators, Electric Utilities","Natural Gas",265870]
[1990,"MO","Electric Generators, Electric Utilities","Nuclear",7998039]
[1990,"MO","Electric Generators, Electric Utilities","Petroleum",89342]
[1990,"MO","Electric Generators, Electric Utilities","Pumped Storage",-36259]
[1990,"MO","Electric Generators, Electric Utilities","Total",59010858]
[1990,"MS","Electric Generators, Electric Utilities","Coal",9445584]
[1990,"MS","Electric Generators, Electric Utilities","Natural Gas",5350782]
[1990,"MS","Electric Generators, Electric Utilities","Nuclear",7422131]
[1990,"MS","Electric Generators, Electric Utilities","Petroleum",705474]
[1990,"MS","Electric Generators, Electric Utilities","Total",22923971]
[1990,"MT","Electric Generators, Electric Utilities","Coal",14902659]
[1990,"MT","Electric Generators, Electric Utilities","Hydroelectric Conventional",10672287]
[1990,"MT","Electric Generators, Electric Utilities","Natural Gas",41173]
[1990,"MT","Electric Generators, Electric Utilities","Petroleum",27369]
[1990,"MT","Electric Generators, Electric Utilities","Total",25718975]
[1990,"MT","Electric Generators, Electric Utilities","Wind",0]
[1990,"MT","Electric Generators, Electric Utilities","Wood and Wood Derived Fuels",75487]
[1990,"NC","Electric Generators, Electric Utilities","Coal",46631040]
[1990,"NC","Electric Generators, Electric Utilities","Hydroelectric Conventional",6776551]
[1990,"NC","Electric Generators, Electric Utilities","Natural Gas",165362]
[1990,"NC","Electric Generators, Electric Utilities","Nuclear",25905319]
[1990,"NC","Electric Generators, Electric Utilities","Petroleum",186899]
[1990,"NC","Electric Generators, Electric Utilities","Pumped Storage",180046]
[1990,"NC","Electric Generators, Electric Utilities","Total",79845217]
[1990,"ND","Electric Generators, Electric Utilities","Coal",25092696]
[1990,"ND","Electric Generators, Electric Utilities","Hydroelectric Conventional",1711148]
[1990,"ND","Electric Generators, Electric Utilities","Natural Gas",-35]
[1990,"ND","Electric Generators, Electric Utilities","Petroleum",20682]
[1990,"ND","Electric Generators, Electric Utilities","Total",26824491]
[1990,"NE","Electric Generators, Electric Utilities","Coal",12658464]
[1990,"NE","Electric Generators, Electric Utilities","Hydroelectric Conventional",1140093]
[1990,"NE","Electric Generators, Electric Utilities","Natural Gas",307841]
[1990,"NE","Electric Generators, Electric Utilities","Nuclear",7511298]
[1990,"NE","Electric Generators, Electric Utilities","Petroleum",12981]
[1990,"NE","Electric Generators, Electric Utilities","Total",21630677]
[1990,"NH","Electric Generators, Electric Utilities","Coal",2959203]
[1990,"NH","Electric Generators, Electric Utilities","Hydroelectric Conventional",1477224]
[1990,"NH","Electric Generators, Electric Utilities","Natural Gas",0]
[1990,"NH","Electric Generators, Electric Utilities","Nuclear",4080691]
[1990,"NH","Electric Generators, Electric Utilities","Petroleum",2293037]
[1990,"NH","Electric Generators, Electric Utilities","Total",10810155]
[1990,"NJ","Electric Generators, Electric Utilities","Coal",7057820]
[1990,"NJ","Electric Generators, Electric Utilities","Natural Gas",3978001]
[1990,"NJ","Electric Generators, Electric Utilities","Nuclear",23770387]
[1990,"NJ","Electric Generators, Electric Utilities","Petroleum",1831935]
[1990,"NJ","Electric Generators, Electric Utilities","Pumped Storage",-149547]
[1990,"NJ","Electric Generators, Electric Utilities","Total",36488596]
[1990,"NM","Electric Generators, Electric Utilities","Coal",25826928]
[1990,"NM","Electric Generators, Electric Utilities","Hydroelectric Conventional",205435]
[1990,"NM","Electric Generators, Electric Utilities","Natural Gas",2424727]
[1990,"NM","Electric Generators, Electric Utilities","Petroleum",34081]
[1990,"NM","Electric Generators, Electric Utilities","Total",28491171]
[1990,"NV","Electric Generators, Electric Utilities","Coal",15053277]
[1990,"NV","Electric Generators, Electric Utilities","Hydroelectric Conventional",1731848]
[1990,"NV","Electric Generators, Electric Utilities","Natural Gas",2217027]
[1990,"NV","Electric Generators, Electric Utilities","Petroleum",284108]
[1990,"NV","Electric Generators, Electric Utilities","Total",19286260]
[1990,"NY","Electric Generators, Electric Utilities","Coal",24616655]
[1990,"NY","Electric Generators, Electric Utilities","Hydroelectric Conventional",26802148]
[1990,"NY","Electric Generators, Electric Utilities","Natural Gas",21262936]
[1990,"NY","Electric Generators, Electric Utilities","Nuclear",23623356]
[1990,"NY","Electric Generators, Electric Utilities","Petroleum",33404291]
[1990,"NY","Electric Generators, Electric Utilities","Pumped Storage",-1054095]
[1990,"NY","Electric Generators, Electric Utilities","Total",128655291]
[1990,"OH","Electric Generators, Electric Utilities","Coal",115014081]
[1990,"OH","Electric Generators, Electric Utilities","Hydroelectric Conventional",172582]
[1990,"OH","Electric Generators, Electric Utilities","Natural Gas",91191]
[1990,"OH","Electric Generators, Electric Utilities","Nuclear",10663897]
[1990,"OH","Electric Generators, Electric Utilities","Other Biomass",266834]
[1990,"OH","Electric Generators, Electric Utilities","Petroleum",301244]
[1990,"OH","Electric Generators, Electric Utilities","Total",126509829]
[1990,"OK","Electric Generators, Electric Utilities","Coal",25188557]
[1990,"OK","Electric Generators, Electric Utilities","Hydroelectric Conventional",2730594]
[1990,"OK","Electric Generators, Electric Utilities","Natural Gas",17074845]
[1990,"OK","Electric Generators, Electric Utilities","Petroleum",49422]
[1990,"OK","Electric Generators, Electric Utilities","Pumped Storage",19764]
[1990,"OK","Electric Generators, Electric Utilities","Total",45063182]
[1990,"OR","Electric Generators, Electric Utilities","Coal",1297978]
[1990,"OR","Electric Generators, Electric Utilities","Hydroelectric Conventional",40961577]
[1990,"OR","Electric Generators, Electric Utilities","Natural Gas",811262]
[1990,"OR","Electric Generators, Electric Utilities","Nuclear",6073796]
[1990,"OR","Electric Generators, Electric Utilities","Petroleum",26809]
[1990,"OR","Electric Generators, Electric Utilities","Total",49171999]
[1990,"OR","Electric Generators, Electric Utilities","Wood and Wood Derived Fuels",577]
[1990,"PA","Electric Generators, Electric Utilities","Coal",101996271]
[1990,"PA","Electric Generators, Electric Utilities","Hydroelectric Conventional",2582002]
[1990,"PA","Electric Generators, Electric Utilities","Natural Gas",182957]
[1990,"PA","Electric Generators, Electric Utilities","Nuclear",57787051]
[1990,"PA","Electric Generators, Electric Utilities","Petroleum",4013814]
[1990,"PA","Electric Generators, Electric Utilities","Pumped Storage",-879249]
[1990,"PA","Electric Generators, Electric Utilities","Total",165682846]
[1990,"RI","Electric Generators, Electric Utilities","Coal",0]
[1990,"RI","Electric Generators, Electric Utilities","Hydroelectric Conventional",0]
[1990,"RI","Electric Generators, Electric Utilities","Natural Gas",433602]
[1990,"RI","Electric Generators, Electric Utilities","Petroleum",158154]
[1990,"RI","Electric Generators, Electric Utilities","Total",591756]
[1990,"SC","Electric Generators, Electric Utilities","Coal",22874805]
[1990,"SC","Electric Generators, Electric Utilities","Hydroelectric Conventional",3235298]
[1990,"SC","Electric Generators, Electric Utilities","Natural Gas",703435]
[1990,"SC","Electric Generators, Electric Utilities","Nuclear",42880669]
[1990,"SC","Electric Generators, Electric Utilities","Petroleum",71997]
[1990,"SC","Electric Generators, Electric Utilities","Pumped Storage",-506389]
[1990,"SC","Electric Generators, Electric Utilities","Total",69259815]
[1990,"SD","Electric Generators, Electric Utilities","Coal",2472514]
[1990,"SD","Electric Generators, Electric Utilities","Hydroelectric Conventional",3934402]
[1990,"SD","Electric Generators, Electric Utilities","Natural Gas",12408]
[1990,"SD","Electric Generators, Electric Utilities","Petroleum",8149]
[1990,"SD","Electric Generators, Electric Utilities","Total",6427473]
[1990,"TN","Electric Generators, Electric Utilities","Coal",50186951]
[1990,"TN","Electric Generators, Electric Utilities","Hydroelectric Conventional",10015363]
[1990,"TN","Electric Generators, Electric Utilities","Natural Gas",41463]
[1990,"TN","Electric Generators, Electric Utilities","Nuclear",14002591]
[1990,"TN","Electric Generators, Electric Utilities","Petroleum",134397]
[1990,"TN","Electric Generators, Electric Utilities","Pumped Storage",-478151]
[1990,"TN","Electric Generators, Electric Utilities","Total",73902614]
[1990,"TX","Electric Generators, Electric Utilities","Coal",118354490]
[1990,"TX","Electric Generators, Electric Utilities","Hydroelectric Conventional",1793625]
[1990,"TX","Electric Generators, Electric Utilities","Natural Gas",97279980]
[1990,"TX","Electric Generators, Electric Utilities","Nuclear",15859258]
[1990,"TX","Electric Generators, Electric Utilities","Other Biomass",278988]
[1990,"TX","Electric Generators, Electric Utilities","Petroleum",480617]
[1990,"TX","Electric Generators, Electric Utilities","Solar Thermal and Photovoltaic",385]
[1990,"TX","Electric Generators, Electric Utilities","Total",234047343]
[1990,"US-TOTAL","Electric Generators, Electric Utilities","Coal",1559605707]
[1990,"US-TOTAL","Electric Generators, Electric Utilities","Geothermal",8581228]
[1990,"US-TOTAL","Electric Generators, Electric Utilities","Hydroelectric Conventional",283433659]
[1990,"US-TOTAL","Electric Generators, Electric Utilities","Natural Gas",264089401]
[1990,"US-TOTAL","Electric Generators, Electric Utilities","Nuclear",576861678]
[1990,"US-TOTAL","Electric Generators, Electric Utilities","Other Biomass",1257134]
[1990,"US-TOTAL","Electric Generators, Electric Utilities","Petroleum",117016961]
[1990,"US-TOTAL","Electric Generators, Electric Utilities","Pumped Storage",-3507741]
[1990,"US-TOTAL","Electric Generators, Electric Utilities","Solar Thermal and Photovoltaic",2448]
[1990,"US-TOTAL","Electric Generators, Electric Utilities","Total",2808151009]
[1990,"US-TOTAL","Electric Generators, Electric Utilities","Wind",398]
[1990,"US-TOTAL","Electric Generators, Electric Utilities","Wood and Wood Derived Fuels",810136]
[1990,"UT","Electric Generators, Electric Utilities","Coal",31519477]
[1990,"UT","Electric Generators, Electric Utilities","Geothermal",151825]
[1990,"UT","Electric Generators, Electric Utilities","Hydroelectric Conventional",485742]
[1990,"UT","Electric Generators, Electric Utilities","Natural Gas",54034]
[1990,"UT","Electric Generators, Electric Utilities","Petroleum",49262]
[1990,"UT","Electric Generators, Electric Utilities","Pumped Storage",0]
[1990,"UT","Electric Generators, Electric Utilities","Total",32260340]
[1990,"VA","Electric Generators, Electric Utilities","Coal",21000180]
[1990,"VA","Electric Generators, Electric Utilities","Hydroelectric Conventional",1261363]
[1990,"VA","Electric Generators, Electric Utilities","Natural Gas",758289]
[1990,"VA","Electric Generators, Electric Utilities","Nuclear",23820152]
[1990,"VA","Electric Generators, Electric Utilities","Petroleum",1194150]
[1990,"VA","Electric Generators, Electric Utilities","Pumped Storage",-833669]
[1990,"VA","Electric Generators, Electric Utilities","Solar Thermal and Photovoltaic",34]
[1990,"VA","Electric Generators, Electric Utilities","Total",47200499]
[1990,"VT","Electric Generators, Electric Utilities","Hydroelectric Conventional",1214248]
[1990,"VT","Electric Generators, Electric Utilities","Natural Gas",65281]
[1990,"VT","Electric Generators, Electric Utilities","Nuclear",3616268]
[1990,"VT","Electric Generators, Electric Utilities","Petroleum",2543]
[1990,"VT","Electric Generators, Electric Utilities","Total",4992578]
[1990,"VT","Electric Generators, Electric Utilities","Wind",0]
[1990,"VT","Electric Generators, Electric Utilities","Wood and Wood Derived Fuels",94238]
[1990,"WA","Electric Generators, Electric Utilities","Coal",7351520]
[1990,"WA","Electric Generators, Electric Utilities","Hydroelectric Conventional",87022217]
[1990,"WA","Electric Generators, Electric Utilities","Natural Gas",15501]
[1990,"WA","Electric Generators, Electric Utilities","Nuclear",5742027]
[1990,"WA","Electric Generators, Electric Utilities","Petroleum",14290]
[1990,"WA","Electric Generators, Electric Utilities","Pumped Storage",0]
[1990,"WA","Electric Generators, Electric Utilities","Total",100478861]
[1990,"WA","Electric Generators, Electric Utilities","Wood and Wood Derived Fuels",333306]
[1990,"WI","Electric Generators, Electric Utilities","Coal",32144557]
[1990,"WI","Electric Generators, Electric Utilities","Hydroelectric Conventional",1791037]
[1990,"WI","Electric Generators, Electric Utilities","Natural Gas",169378]
[1990,"WI","Electric Generators, Electric Utilities","Nuclear",11225913]
[1990,"WI","Electric Generators, Electric Utilities","Other Biomass",13754]
[1990,"WI","Electric Generators, Electric Utilities","Petroleum",47444]
[1990,"WI","Electric Generators, Electric Utilities","Total",45550958]
[1990,"WI","Electric Generators, Electric Utilities","Wind",44]
[1990,"WI","Electric Generators, Electric Utilities","Wood and Wood Derived Fuels",158831]
[1990,"WV","Electric Generators, Electric Utilities","Coal",76635718]
[1990,"WV","Electric Generators, Electric Utilities","Hydroelectric Conventional",435049]
[1990,"WV","Electric Generators, Electric Utilities","Natural Gas",18506]
[1990,"WV","Electric Generators, Electric Utilities","Petroleum",274419]
[1990,"WV","Electric Generators, Electric Utilities","Total",77363692]
[1990,"WY","Electric Generators, Electric Utilities","Coal",38681220]
[1990,"WY","Electric Generators, Electric Utilities","Hydroelectric Conventional",644613]
[1990,"WY","Electric Generators, Electric Utilities","Natural Gas",6760]
[1990,"WY","Electric Generators, Electric Utilities","Petroleum",45561]
[1990,"WY","Electric Generators, Electric Utilities","Total",39378154]
[1990,"AL","Electric Generators, Independent Power Producers","Other Biomass",25310]
[1990,"AL","Electric Generators, Independent Power Producers","Total",27936]
[1990,"AL","Electric Generators, Independent Power Producers","Wood and Wood Derived Fuels",2626]
[1990,"CA","Electric Generators, Independent Power Producers","Coal",111785]
[1990,"CA","Electric Generators, Independent Power Producers","Geothermal",6091851]
[1990,"CA","Electric Generators, Independent Power Producers","Hydroelectric Conventional",976870]
[1990,"CA","Electric Generators, Independent Power Producers","Natural Gas",383704]
[1990,"CA","Electric Generators, Independent Power Producers","Other Biomass",1931950]
[1990,"CA","Electric Generators, Independent Power Producers","Other Gases",323]
[1990,"CA","Electric Generators, Independent Power Producers","Petroleum",431308]
[1990,"CA","Electric Generators, Independent Power Producers","Solar Thermal and Photovoltaic",364639]
[1990,"CA","Electric Generators, Independent Power Producers","Total",15407378]
[1990,"CA","Electric Generators, Independent Power Producers","Wind",2758838]
[1990,"CA","Electric Generators, Independent Power Producers","Wood and Wood Derived Fuels",2356110]
[1990,"CO","Electric Generators, Independent Power Producers","Hydroelectric Conventional",110909]
[1990,"CO","Electric Generators, Independent Power Producers","Natural Gas",115050]
[1990,"CO","Electric Generators, Independent Power Producers","Total",225959]
[1990,"CT","Electric Generators, Independent Power Producers","Hydroelectric Conventional",67239]
[1990,"CT","Electric Generators, Independent Power Producers","Other Biomass",605586]
[1990,"CT","Electric Generators, Independent Power Producers","Total",672825]
[1990,"FL","Electric Generators, Independent Power Producers","Natural Gas",1166]
[1990,"FL","Electric Generators, Independent Power Producers","Other Biomass",1542643]
[1990,"FL","Electric Generators, Independent Power Producers","Petroleum",769]
[1990,"FL","Electric Generators, Independent Power Producers","Total",1695776]
[1990,"FL","Electric Generators, Independent Power Producers","Wood and Wood Derived Fuels",151198]
[1990,"GA","Electric Generators, Independent Power Producers","Hydroelectric Conventional",7982]
[1990,"GA","Electric Generators, Independent Power Producers","Natural Gas",24]
[1990,"GA","Electric Generators, Independent Power Producers","Petroleum",15]
[1990,"GA","Electric Generators, Independent Power Producers","Total",8021]
[1990,"HI","Electric Generators, Independent Power Producers","Other Biomass",342851]
[1990,"HI","Electric Generators, Independent Power Producers","Petroleum",13834]
[1990,"HI","Electric Generators, Independent Power Producers","Total",385510]
[1990,"HI","Electric Generators, Independent Power Producers","Wind",28825]
[1990,"IA","Electric Generators, Independent Power Producers","Hydroelectric Conventional",18266]
[1990,"IA","Electric Generators, Independent Power Producers","Natural Gas",1392]
[1990,"IA","Electric Generators, Independent Power Producers","Petroleum",297]
[1990,"IA","Electric Generators, Independent Power Producers","Total",19955]
[1990,"ID","Electric Generators, Independent Power Producers","Hydroelectric Conventional",497628]
[1990,"ID","Electric Generators, Independent Power Producers","Total",497628]
[1990,"IL","Electric Generators, Independent Power Producers","Hydroelectric Conventional",83086]
[1990,"IL","Electric Generators, Independent Power Producers","Other Biomass",126525]
[1990,"IL","Electric Generators, Independent Power Producers","Petroleum",106]
[1990,"IL","Electric Generators, Independent Power Producers","Total",209717]
[1990,"KS","Electric Generators, Independent Power Producers","Hydroelectric Conventional",1465]
[1990,"KS","Electric Generators, Independent Power Producers","Total",1465]
[1990,"LA","Electric Generators, Independent Power Producers","Hydroelectric Conventional",656492]
[1990,"LA","Electric Generators, Independent Power Producers","Natural Gas",28014]
[1990,"LA","Electric Generators, Independent Power Producers","Other Biomass",91646]
[1990,"LA","Electric Generators, Independent Power Producers","Petroleum",89623]
[1990,"LA","Electric Generators, Independent Power Producers","Total",865775]
[1990,"MA","Electric Generators, Independent Power Producers","Hydroelectric Conventional",268881]
[1990,"MA","Electric Generators, Independent Power Producers","Natural Gas",6403]
[1990,"MA","Electric Generators, Independent Power Producers","Other Biomass",1445924]
[1990,"MA","Electric Generators, Independent Power Producers","Petroleum",8101]
[1990,"MA","Electric Generators, Independent Power Producers","Total",1729309]
[1990,"MD","Electric Generators, Independent Power Producers","Other Biomass",19857]
[1990,"MD","Electric Generators, Independent Power Producers","Total",19857]
[1990,"ME","Electric Generators, Independent Power Producers","Hydroelectric Conventional",636300]
[1990,"ME","Electric Generators, Independent Power Producers","Natural Gas",13277]
[1990,"ME","Electric Generators, Independent Power Producers","Other Biomass",195063]
[1990,"ME","Electric Generators, Independent Power Producers","Petroleum",1738]
[1990,"ME","Electric Generators, Independent Power Producers","Total",1880019]
[1990,"ME","Electric Generators, Independent Power Producers","Wood and Wood Derived Fuels",1033641]
[1990,"MI","Electric Generators, Independent Power Producers","Hydroelectric Conventional",111986]
[1990,"MI","Electric Generators, Independent Power Producers","Natural Gas",4014]
[1990,"MI","Electric Generators, Independent Power Producers","Other Biomass",135097]
[1990,"MI","Electric Generators, Independent Power Producers","Total",638997]
[1990,"MI","Electric Generators, Independent Power Producers","Wood and Wood Derived Fuels",387900]
[1990,"MN","Electric Generators, Independent Power Producers","Hydroelectric Conventional",27794]
[1990,"MN","Electric Generators, Independent Power Producers","Natural Gas",4473]
[1990,"MN","Electric Generators, Independent Power Producers","Other Biomass",207240]
[1990,"MN","Electric Generators, Independent Power Producers","Total",239507]
[1990,"MT","Electric Generators, Independent Power Producers","Coal",216960]
[1990,"MT","Electric Generators, Independent Power Producers","Hydroelectric Conventional",44530]
[1990,"MT","Electric Generators, Independent Power Producers","Total",261490]
[1990,"NC","Electric Generators, Independent Power Producers","Hydroelectric Conventional",15769]
[1990,"NC","Electric Generators, Independent Power Producers","Natural Gas",890]
[1990,"NC","Electric Generators, Independent Power Producers","Other Biomass",26270]
[1990,"NC","Electric Generators, Independent Power Producers","Total",103554]
[1990,"NC","Electric Generators, Independent Power Producers","Wood and Wood Derived Fuels",60625]
[1990,"NH","Electric Generators, Independent Power Producers","Hydroelectric Conventional",228610]
[1990,"NH","Electric Generators, Independent Power Producers","Other Biomass",145683]
[1990,"NH","Electric Generators, Independent Power Producers","Petroleum",874]
[1990,"NH","Electric Generators, Independent Power Producers","Total",1135184]
[1990,"NH","Electric Generators, Independent Power Producers","Wood and Wood Derived Fuels",760017]
[1990,"NJ","Electric Generators, Independent Power Producers","Hydroelectric Conventional",31351]
[1990,"NJ","Electric Generators, Independent Power Producers","Natural Gas",9325]
[1990,"NJ","Electric Generators, Independent Power Producers","Other Biomass",211428]
[1990,"NJ","Electric Generators, Independent Power Producers","Petroleum",452]
[1990,"NJ","Electric Generators, Independent Power Producers","Total",252556]
[1990,"NV","Electric Generators, Independent Power Producers","Geothermal",761192]
[1990,"NV","Electric Generators, Independent Power Producers","Hydroelectric Conventional",3233]
[1990,"NV","Electric Generators, Independent Power Producers","Total",764425]
[1990,"NY","Electric Generators, Independent Power Producers","Hydroelectric Conventional",1249950]
[1990,"NY","Electric Generators, Independent Power Producers","Natural Gas",15501]
[1990,"NY","Electric Generators, Independent Power Producers","Other Biomass",1146510]
[1990,"NY","Electric Generators, Independent Power Producers","Total",2432993]
[1990,"NY","Electric Generators, Independent Power Producers","Wood and Wood Derived Fuels",21032]
[1990,"OH","Electric Generators, Independent Power Producers","Hydroelectric Conventional",8813]
[1990,"OH","Electric Generators, Independent Power Producers","Total",8813]
[1990,"OR","Electric Generators, Independent Power Producers","Hydroelectric Conventional",278790]
[1990,"OR","Electric Generators, Independent Power Producers","Other Biomass",90487]
[1990,"OR","Electric Generators, Independent Power Producers","Total",369816]
[1990,"OR","Electric Generators, Independent Power Producers","Wind",539]
[1990,"PA","Electric Generators, Independent Power Producers","Coal",227172]
[1990,"PA","Electric Generators, Independent Power Producers","Hydroelectric Conventional",287190]
[1990,"PA","Electric Generators, Independent Power Producers","Other Biomass",264407]
[1990,"PA","Electric Generators, Independent Power Producers","Petroleum",5665]
[1990,"PA","Electric Generators, Independent Power Producers","Total",784434]
[1990,"RI","Electric Generators, Independent Power Producers","Hydroelectric Conventional",9946]
[1990,"RI","Electric Generators, Independent Power Producers","Natural Gas",5466]
[1990,"RI","Electric Generators, Independent Power Producers","Other Biomass",34756]
[1990,"RI","Electric Generators, Independent Power Producers","Total",50168]
[1990,"SC","Electric Generators, Independent Power Producers","Hydroelectric Conventional",60392]
[1990,"SC","Electric Generators, Independent Power Producers","Total",60392]
[1990,"TX","Electric Generators, Independent Power Producers","Other Biomass",23819]
[1990,"TX","Electric Generators, Independent Power Producers","Total",23819]
[1990,"US-TOTAL","Electric Generators, Independent Power Producers","Coal",555917]
[1990,"US-TOTAL","Electric Generators, Independent Power Producers","Geothermal",6853043]
[1990,"US-TOTAL","Electric Generators, Independent Power Producers","Hydroelectric Conventional",6319465]
[1990,"US-TOTAL","Electric Generators, Independent Power Producers","Natural Gas",588699]
[1990,"US-TOTAL","Electric Generators, Independent Power Producers","Other Biomass",9098940]
[1990,"US-TOTAL","Electric Generators, Independent Power Producers","Other Gases",323]
[1990,"US-TOTAL","Electric Generators, Independent Power Producers","Petroleum",552783]
[1990,"US-TOTAL","Electric Generators, Independent Power Producers","Solar Thermal and Photovoltaic",364639]
[1990,"US-TOTAL","Electric Generators, Independent Power Producers","Total",31895161]
[1990,"US-TOTAL","Electric Generators, Independent Power Producers","Wind",2788202]
[1990,"US-TOTAL","Electric Generators, Independent Power Producers","Wood and Wood Derived Fuels",4773150]
[1990,"UT","Electric Generators, Independent Power Producers","Hydroelectric Conventional",22701]
[1990,"UT","Electric Generators, Independent Power Producers","Total",22701]
[1990,"VA","Electric Generators, Independent Power Producers","Hydroelectric Conventional",48136]
[1990,"VA","Electric Generators, Independent Power Producers","Other Biomass",379796]
[1990,"VA","Electric Generators, Independent Power Producers","Total",427932]
[1990,"VT","Electric Generators, Independent Power Producers","Hydroelectric Conventional",133799]
[1990,"VT","Electric Generators, Independent Power Producers","Total",133799]
[1990,"WA","Electric Generators, Independent Power Producers","Hydroelectric Conventional",170351]
[1990,"WA","Electric Generators, Independent Power Producers","Other Biomass",6499]
[1990,"WA","Electric Generators, Independent Power Producers","Total",176850]
[1990,"WI","Electric Generators, Independent Power Producers","Hydroelectric Conventional",10563]
[1990,"WI","Electric Generators, Independent Power Producers","Other Biomass",99594]
[1990,"WI","Electric Generators, Independent Power Producers","Total",110157]
[1990,"WV","Electric Generators, Independent Power Producers","Hydroelectric Conventional",250443]
[1990,"WV","Electric Generators, Independent Power Producers","Total",250443]
[1990,"AK","Total Electric Power Industry","Coal",510573]
[1990,"AK","Total Electric Power Industry","Hydroelectric Conventional",974521]
[1990,"AK","Total Electric Power Industry","Natural Gas",3466261]
[1990,"AK","Total Electric Power Industry","Petroleum",497116]
[1990,"AK","Total Electric Power Industry","Total",5599506]
[1990,"AK","Total Electric Power Industry","Wind",0]
[1990,"AK","Total Electric Power Industry","Wood and Wood Derived Fuels",151035]
[1990,"AL","Total Electric Power Industry","Coal",53658115]
[1990,"AL","Total Electric Power Industry","Hydroelectric Conventional",10366507]
[1990,"AL","Total Electric Power Industry","Natural Gas",1020714]
[1990,"AL","Total Electric Power Industry","Nuclear",12051882]
[1990,"AL","Total Electric Power Industry","Other Biomass",47503]
[1990,"AL","Total Electric Power Industry","Other Gases",269476]
[1990,"AL","Total Electric Power Industry","Petroleum",138089]
[1990,"AL","Total Electric Power Industry","Total",79652133]
[1990,"AL","Total Electric Power Industry","Wood and Wood Derived Fuels",2099847]
[1990,"AR","Total Electric Power Industry","Coal",19207935]
[1990,"AR","Total Electric Power Industry","Hydroelectric Conventional",3654653]
[1990,"AR","Total Electric Power Industry","Natural Gas",3578573]
[1990,"AR","Total Electric Power Industry","Nuclear",11282053]
[1990,"AR","Total Electric Power Industry","Other Biomass",15389]
[1990,"AR","Total Electric Power Industry","Petroleum",79979]
[1990,"AR","Total Electric Power Industry","Pumped Storage",42972]
[1990,"AR","Total Electric Power Industry","Total",39099598]
[1990,"AR","Total Electric Power Industry","Wood and Wood Derived Fuels",1238044]
[1990,"AZ","Total Electric Power Industry","Coal",31915610]
[1990,"AZ","Total Electric Power Industry","Hydroelectric Conventional",7417576]
[1990,"AZ","Total Electric Power Industry","Natural Gas",2333900]
[1990,"AZ","Total Electric Power Industry","Nuclear",20597689]
[1990,"AZ","Total Electric Power Industry","Petroleum",151867]
[1990,"AZ","Total Electric Power Industry","Pumped Storage",249767]
[1990,"AZ","Total Electric Power Industry","Total",62774297]
[1990,"AZ","Total Electric Power Industry","Wood and Wood Derived Fuels",107888]
[1990,"CA","Total Electric Power Industry","Coal",2637677]
[1990,"CA","Total Electric Power Industry","Geothermal",14521254]
[1990,"CA","Total Electric Power Industry","Hydroelectric Conventional",23792567]
[1990,"CA","Total Electric Power Industry","Natural Gas",74168308]
[1990,"CA","Total Electric Power Industry","Nuclear",32692807]
[1990,"CA","Total Electric Power Industry","Other",0]
[1990,"CA","Total Electric Power Industry","Other Biomass",2117915]
[1990,"CA","Total Electric Power Industry","Other Gases",2146742]
[1990,"CA","Total Electric Power Industry","Petroleum",5473852]
[1990,"CA","Total Electric Power Industry","Pumped Storage",986252]
[1990,"CA","Total Electric Power Industry","Solar Thermal and Photovoltaic",366668]
[1990,"CA","Total Electric Power Industry","Total",165784909]
[1990,"CA","Total Electric Power Industry","Wind",2758881]
[1990,"CA","Total Electric Power Industry","Wood and Wood Derived Fuels",4121986]
[1990,"CO","Total Electric Power Industry","Coal",29814983]
[1990,"CO","Total Electric Power Industry","Hydroelectric Conventional",1419870]
[1990,"CO","Total Electric Power Industry","Natural Gas",1290092]
[1990,"CO","Total Electric Power Industry","Other Biomass",28990]
[1990,"CO","Total Electric Power Industry","Petroleum",27390]
[1990,"CO","Total Electric Power Industry","Pumped Storage",-33198]
[1990,"CO","Total Electric Power Industry","Total",32548127]
[1990,"CT","Total Electric Power Industry","Coal",3594645]
[1990,"CT","Total Electric Power Industry","Hydroelectric Conventional",570619]
[1990,"CT","Total Electric Power Industry","Natural Gas",1251479]
[1990,"CT","Total Electric Power Industry","Nuclear",19776250]
[1990,"CT","Total Electric Power Industry","Other",0]
[1990,"CT","Total Electric Power Industry","Other Biomass",1073310]
[1990,"CT","Total Electric Power Industry","Other Gases",4]
[1990,"CT","Total Electric Power Industry","Petroleum",8874466]
[1990,"CT","Total Electric Power Industry","Pumped Storage",6474]
[1990,"CT","Total Electric Power Industry","Total",35147247]
[1990,"DC","Total Electric Power Industry","Coal",0]
[1990,"DC","Total Electric Power Industry","Petroleum",361043]
[1990,"DC","Total Electric Power Industry","Total",361043]
[1990,"DE","Total Electric Power Industry","Coal",5113479]
[1990,"DE","Total Electric Power Industry","Natural Gas",763019]
[1990,"DE","Total Electric Power Industry","Other",6315]
[1990,"DE","Total Electric Power Industry","Other Gases",164881]
[1990,"DE","Total Electric Power Industry","Petroleum",1793806]
[1990,"DE","Total Electric Power Industry","Total",7841500]
[1990,"FL","Total Electric Power Industry","Coal",60100257]
[1990,"FL","Total Electric Power Industry","Hydroelectric Conventional",174604]
[1990,"FL","Total Electric Power Industry","Natural Gas",18642683]
[1990,"FL","Total Electric Power Industry","Nuclear",21779560]
[1990,"FL","Total Electric Power Industry","Other",1453102]
[1990,"FL","Total Electric Power Industry","Other Biomass",1673078]
[1990,"FL","Total Electric Power Industry","Petroleum",25535138]
[1990,"FL","Total Electric Power Industry","Total",131502553]
[1990,"FL","Total Electric Power Industry","Wood and Wood Derived Fuels",2144131]
[1990,"GA","Total Electric Power Industry","Coal",68545692]
[1990,"GA","Total Electric Power Industry","Hydroelectric Conventional",4589117]
[1990,"GA","Total Electric Power Industry","Natural Gas",830180]
[1990,"GA","Total Electric Power Industry","Nuclear",24796884]
[1990,"GA","Total Electric Power Industry","Other",1]
[1990,"GA","Total Electric Power Industry","Other Biomass",135457]
[1990,"GA","Total Electric Power Industry","Petroleum",499480]
[1990,"GA","Total Electric Power Industry","Pumped Storage",342110]
[1990,"GA","Total Electric Power Industry","Total",102686240]
[1990,"GA","Total Electric Power Industry","Wood and Wood Derived Fuels",2947319]
[1990,"HI","Total Electric Power Industry","Coal",2381]
[1990,"HI","Total Electric Power Industry","Geothermal",0]
[1990,"HI","Total Electric Power Industry","Hydroelectric Conventional",79516]
[1990,"HI","Total Electric Power Industry","Other Biomass",840005]
[1990,"HI","Total Electric Power Industry","Other Gases",16163]
[1990,"HI","Total Electric Power Industry","Petroleum",8735862]
[1990,"HI","Total Electric Power Industry","Total",9702752]
[1990,"HI","Total Electric Power Industry","Wind",28825]
[1990,"IA","Total Electric Power Industry","Coal",25751941]
[1990,"IA","Total Electric Power Industry","Hydroelectric Conventional",875114]
[1990,"IA","Total Electric Power Industry","Natural Gas",333390]
[1990,"IA","Total Electric Power Industry","Nuclear",3011572]
[1990,"IA","Total Electric Power Industry","Other Biomass",18018]
[1990,"IA","Total Electric Power Industry","Petroleum",54471]
[1990,"IA","Total Electric Power Industry","Total",30044506]
[1990,"ID","Total Electric Power Industry","Coal",44371]
[1990,"ID","Total Electric Power Industry","Hydroelectric Conventional",9114990]
[1990,"ID","Total Electric Power Industry","Natural Gas",55714]
[1990,"ID","Total Electric Power Industry","Other",65203]
[1990,"ID","Total Electric Power Industry","Petroleum",994]
[1990,"ID","Total Electric Power Industry","Total",9691475]
[1990,"ID","Total Electric Power Industry","Wood and Wood Derived Fuels",410203]
[1990,"IL","Total Electric Power Industry","Coal",54966018]
[1990,"IL","Total Electric Power Industry","Hydroelectric Conventional",143926]
[1990,"IL","Total Electric Power Industry","Natural Gas",1419891]
[1990,"IL","Total Electric Power Industry","Nuclear",71887302]
[1990,"IL","Total Electric Power Industry","Other Biomass",154855]
[1990,"IL","Total Electric Power Industry","Other Gases",381562]
[1990,"IL","Total Electric Power Industry","Petroleum",438584]
[1990,"IL","Total Electric Power Industry","Total",129392471]
[1990,"IL","Total Electric Power Industry","Wood and Wood Derived Fuels",333]
[1990,"IN","Total Electric Power Industry","Coal",96925554]
[1990,"IN","Total Electric Power Industry","Hydroelectric Conventional",441021]
[1990,"IN","Total Electric Power Industry","Natural Gas",1470837]
[1990,"IN","Total Electric Power Industry","Other Biomass",37117]
[1990,"IN","Total Electric Power Industry","Other Gases",1674549]
[1990,"IN","Total Electric Power Industry","Petroleum",868038]
[1990,"IN","Total Electric Power Industry","Total",101417116]
[1990,"KS","Total Electric Power Industry","Coal",23720258]
[1990,"KS","Total Electric Power Industry","Hydroelectric Conventional",13234]
[1990,"KS","Total Electric Power Industry","Natural Gas",2502807]
[1990,"KS","Total Electric Power Industry","Nuclear",7874487]
[1990,"KS","Total Electric Power Industry","Petroleum",74026]
[1990,"KS","Total Electric Power Industry","Total",34184857]
[1990,"KS","Total Electric Power Industry","Wind",45]
[1990,"KY","Total Electric Power Industry","Coal",70500461]
[1990,"KY","Total Electric Power Industry","Hydroelectric Conventional",3160383]
[1990,"KY","Total Electric Power Industry","Natural Gas",27796]
[1990,"KY","Total Electric Power Industry","Petroleum",118646]
[1990,"KY","Total Electric Power Industry","Total",73807286]
[1990,"LA","Total Electric Power Industry","Coal",17856687]
[1990,"LA","Total Electric Power Industry","Hydroelectric Conventional",656492]
[1990,"LA","Total Electric Power Industry","Natural Gas",39474866]
[1990,"LA","Total Electric Power Industry","Nuclear",14196784]
[1990,"LA","Total Electric Power Industry","Other",1292819]
[1990,"LA","Total Electric Power Industry","Other Biomass",91646]
[1990,"LA","Total Electric Power Industry","Other Gases",440700]
[1990,"LA","Total Electric Power Industry","Petroleum",232098]
[1990,"LA","Total Electric Power Industry","Total",76465630]
[1990,"LA","Total Electric Power Industry","Wood and Wood Derived Fuels",2223538]
[1990,"MA","Total Electric Power Industry","Coal",11365893]
[1990,"MA","Total Electric Power Industry","Hydroelectric Conventional",1249242]
[1990,"MA","Total Electric Power Industry","Natural Gas",6132702]
[1990,"MA","Total Electric Power Industry","Nuclear",5069620]
[1990,"MA","Total Electric Power Industry","Other Biomass",1560515]
[1990,"MA","Total Electric Power Industry","Other Gases",830]
[1990,"MA","Total Electric Power Industry","Petroleum",15101792]
[1990,"MA","Total Electric Power Industry","Pumped Storage",-669583]
[1990,"MA","Total Electric Power Industry","Total",39811011]
[1990,"MA","Total Electric Power Industry","Wood and Wood Derived Fuels",0]
[1990,"MD","Total Electric Power Industry","Coal",23509862]
[1990,"MD","Total Electric Power Industry","Hydroelectric Conventional",2298910]
[1990,"MD","Total Electric Power Industry","Natural Gas",1522443]
[1990,"MD","Total Electric Power Industry","Nuclear",1251416]
[1990,"MD","Total Electric Power Industry","Other Biomass",371074]
[1990,"MD","Total Electric Power Industry","Other Gases",488197]
[1990,"MD","Total Electric Power Industry","Petroleum",3571272]
[1990,"MD","Total Electric Power Industry","Total",33162292]
[1990,"MD","Total Electric Power Industry","Wood and Wood Derived Fuels",149118]
[1990,"ME","Total Electric Power Industry","Coal",453218]
[1990,"ME","Total Electric Power Industry","Hydroelectric Conventional",4090536]
[1990,"ME","Total Electric Power Industry","Natural Gas",50786]
[1990,"ME","Total Electric Power Industry","Nuclear",4860727]
[1990,"ME","Total Electric Power Industry","Other Biomass",360798]
[1990,"ME","Total Electric Power Industry","Petroleum",3081100]
[1990,"ME","Total Electric Power Industry","Total",15946014]
[1990,"ME","Total Electric Power Industry","Wood and Wood Derived Fuels",3048849]
[1990,"MI","Total Electric Power Industry","Coal",67066870]
[1990,"MI","Total Electric Power Industry","Hydroelectric Conventional",1627918]
[1990,"MI","Total Electric Power Industry","Natural Gas",7837956]
[1990,"MI","Total Electric Power Industry","Nuclear",21610500]
[1990,"MI","Total Electric Power Industry","Other Biomass",310842]
[1990,"MI","Total Electric Power Industry","Other Gases",340949]
[1990,"MI","Total Electric Power Industry","Petroleum",861725]
[1990,"MI","Total Electric Power Industry","Pumped Storage",-694986]
[1990,"MI","Total Electric Power Industry","Total",100059737]
[1990,"MI","Total Electric Power Industry","Wood and Wood Derived Fuels",1097963]
[1990,"MN","Total Electric Power Industry","Coal",28176280]
[1990,"MN","Total Electric Power Industry","Hydroelectric Conventional",857046]
[1990,"MN","Total Electric Power Industry","Natural Gas",539839]
[1990,"MN","Total Electric Power Industry","Nuclear",12139302]
[1990,"MN","Total Electric Power Industry","Other Biomass",484811]
[1990,"MN","Total Electric Power Industry","Petroleum",447814]
[1990,"MN","Total Electric Power Industry","Total",43070376]
[1990,"MN","Total Electric Power Industry","Wind",266]
[1990,"MN","Total Electric Power Industry","Wood and Wood Derived Fuels",425018]
[1990,"MO","Total Electric Power Industry","Coal",48796793]
[1990,"MO","Total Electric Power Industry","Hydroelectric Conventional",2192115]
[1990,"MO","Total Electric Power Industry","Natural Gas",312109]
[1990,"MO","Total Electric Power Industry","Nuclear",7998039]
[1990,"MO","Total Electric Power Industry","Petroleum",90033]
[1990,"MO","Total Electric Power Industry","Pumped Storage",-36259]
[1990,"MO","Total Electric Power Industry","Total",59352830]
[1990,"MS","Total Electric Power Industry","Coal",9526527]
[1990,"MS","Total Electric Power Industry","Natural Gas",5919664]
[1990,"MS","Total Electric Power Industry","Nuclear",7422131]
[1990,"MS","Total Electric Power Industry","Petroleum",738971]
[1990,"MS","Total Electric Power Industry","Total",25201417]
[1990,"MS","Total Electric Power Industry","Wood and Wood Derived Fuels",1594124]
[1990,"MT","Total Electric Power Industry","Coal",15119619]
[1990,"MT","Total Electric Power Industry","Hydroelectric Conventional",10716817]
[1990,"MT","Total Electric Power Industry","Natural Gas",55255]
[1990,"MT","Total Electric Power Industry","Petroleum",28982]
[1990,"MT","Total Electric Power Industry","Total",26029772]
[1990,"MT","Total Electric Power Industry","Wind",0]
[1990,"MT","Total Electric Power Industry","Wood and Wood Derived Fuels",109099]
[1990,"NC","Total Electric Power Industry","Coal",49821595]
[1990,"NC","Total Electric Power Industry","Hydroelectric Conventional",6819427]
[1990,"NC","Total Electric Power Industry","Natural Gas",203465]
[1990,"NC","Total Electric Power Industry","Nuclear",25905319]
[1990,"NC","Total Electric Power Industry","Other",203406]
[1990,"NC","Total Electric Power Industry","Other Biomass",26270]
[1990,"NC","Total Electric Power Industry","Petroleum",328025]
[1990,"NC","Total Electric Power Industry","Pumped Storage",180046]
[1990,"NC","Total Electric Power Industry","Total",84925767]
[1990,"NC","Total Electric Power Industry","Wood and Wood Derived Fuels",1438214]
[1990,"ND","Total Electric Power Industry","Coal",25189003]
[1990,"ND","Total Electric Power Industry","Hydroelectric Conventional",1711148]
[1990,"ND","Total Electric Power Industry","Natural Gas",51563]
[1990,"ND","Total Electric Power Industry","Petroleum",41547]
[1990,"ND","Total Electric Power Industry","Total",26993261]
[1990,"NE","Total Electric Power Industry","Coal",12661150]
[1990,"NE","Total Electric Power Industry","Hydroelectric Conventional",1140093]
[1990,"NE","Total Electric Power Industry","Natural Gas",308065]
[1990,"NE","Total Electric Power Industry","Nuclear",7511298]
[1990,"NE","Total Electric Power Industry","Petroleum",12981]
[1990,"NE","Total Electric Power Industry","Total",21633587]
[1990,"NH","Total Electric Power Industry","Coal",2959203]
[1990,"NH","Total Electric Power Industry","Hydroelectric Conventional",1881087]
[1990,"NH","Total Electric Power Industry","Natural Gas",0]
[1990,"NH","Total Electric Power Industry","Nuclear",4080691]
[1990,"NH","Total Electric Power Industry","Other Biomass",147524]
[1990,"NH","Total Electric Power Industry","Petroleum",2346493]
[1990,"NH","Total Electric Power Industry","Total",12405196]
[1990,"NH","Total Electric Power Industry","Wood and Wood Derived Fuels",990198]
[1990,"NJ","Total Electric Power Industry","Coal",7057820]
[1990,"NJ","Total Electric Power Industry","Hydroelectric Conventional",31351]
[1990,"NJ","Total Electric Power Industry","Natural Gas",6914325]
[1990,"NJ","Total Electric Power Industry","Nuclear",23770387]
[1990,"NJ","Total Electric Power Industry","Other Biomass",246058]
[1990,"NJ","Total Electric Power Industry","Petroleum",2094969]
[1990,"NJ","Total Electric Power Industry","Pumped Storage",-149547]
[1990,"NJ","Total Electric Power Industry","Total",39968834]
[1990,"NJ","Total Electric Power Industry","Wood and Wood Derived Fuels",3471]
[1990,"NM","Total Electric Power Industry","Coal",25826928]
[1990,"NM","Total Electric Power Industry","Hydroelectric Conventional",205435]
[1990,"NM","Total Electric Power Industry","Natural Gas",2738087]
[1990,"NM","Total Electric Power Industry","Other Biomass",14128]
[1990,"NM","Total Electric Power Industry","Petroleum",35626]
[1990,"NM","Total Electric Power Industry","Total",28820204]
[1990,"NV","Total Electric Power Industry","Coal",15053277]
[1990,"NV","Total Electric Power Industry","Geothermal",761192]
[1990,"NV","Total Electric Power Industry","Hydroelectric Conventional",1735081]
[1990,"NV","Total Electric Power Industry","Natural Gas",2217027]
[1990,"NV","Total Electric Power Industry","Petroleum",284108]
[1990,"NV","Total Electric Power Industry","Total",20050685]
[1990,"NY","Total Electric Power Industry","Coal",25913047]
[1990,"NY","Total Electric Power Industry","Hydroelectric Conventional",28188222]
[1990,"NY","Total Electric Power Industry","Natural Gas",22724335]
[1990,"NY","Total Electric Power Industry","Nuclear",23623356]
[1990,"NY","Total Electric Power Industry","Other Biomass",1568979]
[1990,"NY","Total Electric Power Industry","Other Gases",89034]
[1990,"NY","Total Electric Power Industry","Petroleum",33884855]
[1990,"NY","Total Electric Power Industry","Pumped Storage",-1054095]
[1990,"NY","Total Electric Power Industry","Total",135345692]
[1990,"NY","Total Electric Power Industry","Wood and Wood Derived Fuels",407959]
[1990,"OH","Total Electric Power Industry","Coal",115832650]
[1990,"OH","Total Electric Power Industry","Hydroelectric Conventional",181395]
[1990,"OH","Total Electric Power Industry","Natural Gas",241585]
[1990,"OH","Total Electric Power Industry","Nuclear",10663897]
[1990,"OH","Total Electric Power Industry","Other Biomass",304285]
[1990,"OH","Total Electric Power Industry","Other Gases",64159]
[1990,"OH","Total Electric Power Industry","Petroleum",374481]
[1990,"OH","Total Electric Power Industry","Total",127980527]
[1990,"OH","Total Electric Power Industry","Wood and Wood Derived Fuels",318075]
[1990,"OK","Total Electric Power Industry","Coal",25655347]
[1990,"OK","Total Electric Power Industry","Hydroelectric Conventional",2730594]
[1990,"OK","Total Electric Power Industry","Natural Gas",18236766]
[1990,"OK","Total Electric Power Industry","Other Biomass",1780]
[1990,"OK","Total Electric Power Industry","Other Gases",88970]
[1990,"OK","Total Electric Power Industry","Petroleum",76947]
[1990,"OK","Total Electric Power Industry","Pumped Storage",19764]
[1990,"OK","Total Electric Power Industry","Total",47079131]
[1990,"OK","Total Electric Power Industry","Wood and Wood Derived Fuels",268963]
[1990,"OR","Total Electric Power Industry","Coal",1317344]
[1990,"OR","Total Electric Power Industry","Hydroelectric Conventional",41240367]
[1990,"OR","Total Electric Power Industry","Natural Gas",819328]
[1990,"OR","Total Electric Power Industry","Nuclear",6073796]
[1990,"OR","Total Electric Power Industry","Other Biomass",90487]
[1990,"OR","Total Electric Power Industry","Petroleum",27777]
[1990,"OR","Total Electric Power Industry","Total",50372236]
[1990,"OR","Total Electric Power Industry","Wind",539]
[1990,"OR","Total Electric Power Industry","Wood and Wood Derived Fuels",802598]
[1990,"PA","Total Electric Power Industry","Coal",106677155]
[1990,"PA","Total Electric Power Industry","Hydroelectric Conventional",2869192]
[1990,"PA","Total Electric Power Industry","Natural Gas",2833882]
[1990,"PA","Total Electric Power Industry","Nuclear",57787051]
[1990,"PA","Total Electric Power Industry","Other",732]
[1990,"PA","Total Electric Power Industry","Other Biomass",300109]
[1990,"PA","Total Electric Power Industry","Other Gases",841604]
[1990,"PA","Total Electric Power Industry","Petroleum",4654522]
[1990,"PA","Total Electric Power Industry","Pumped Storage",-879249]
[1990,"PA","Total Electric Power Industry","Total",175623311]
[1990,"PA","Total Electric Power Industry","Wood and Wood Derived Fuels",538313]
[1990,"RI","Total Electric Power Industry","Coal",0]
[1990,"RI","Total Electric Power Industry","Hydroelectric Conventional",9946]
[1990,"RI","Total Electric Power Industry","Natural Gas",876943]
[1990,"RI","Total Electric Power Industry","Other Biomass",34756]
[1990,"RI","Total Electric Power Industry","Petroleum",185671]
[1990,"RI","Total Electric Power Industry","Total",1107316]
[1990,"SC","Total Electric Power Industry","Coal",23411867]
[1990,"SC","Total Electric Power Industry","Hydroelectric Conventional",3298066]
[1990,"SC","Total Electric Power Industry","Natural Gas",787535]
[1990,"SC","Total Electric Power Industry","Nuclear",42880669]
[1990,"SC","Total Electric Power Industry","Other Biomass",49561]
[1990,"SC","Total Electric Power Industry","Petroleum",172575]
[1990,"SC","Total Electric Power Industry","Pumped Storage",-506389]
[1990,"SC","Total Electric Power Industry","Total",71363174]
[1990,"SC","Total Electric Power Industry","Wood and Wood Derived Fuels",1269290]
[1990,"SD","Total Electric Power Industry","Coal",2472514]
[1990,"SD","Total Electric Power Industry","Hydroelectric Conventional",3934402]
[1990,"SD","Total Electric Power Industry","Natural Gas",12408]
[1990,"SD","Total Electric Power Industry","Petroleum",8149]
[1990,"SD","Total Electric Power Industry","Total",6427473]
[1990,"TN","Total Electric Power Industry","Coal",51825606]
[1990,"TN","Total Electric Power Industry","Hydroelectric Conventional",10015363]
[1990,"TN","Total Electric Power Industry","Natural Gas",224146]
[1990,"TN","Total Electric Power Industry","Nuclear",14002591]
[1990,"TN","Total Electric Power Industry","Other",45000]
[1990,"TN","Total Electric Power Industry","Other Biomass",44919]
[1990,"TN","Total Electric Power Industry","Other Gases",4210]
[1990,"TN","Total Electric Power Industry","Petroleum",137067]
[1990,"TN","Total Electric Power Industry","Pumped Storage",-478151]
[1990,"TN","Total Electric Power Industry","Total",76187609]
[1990,"TN","Total Electric Power Industry","Wood and Wood Derived Fuels",366858]
[1990,"TX","Total Electric Power Industry","Coal",120921396]
[1990,"TX","Total Electric Power Industry","Hydroelectric Conventional",1793625]
[1990,"TX","Total Electric Power Industry","Natural Gas",136234325]
[1990,"TX","Total Electric Power Industry","Nuclear",15859258]
[1990,"TX","Total Electric Power Industry","Other",488731]
[1990,"TX","Total Electric Power Industry","Other Biomass",333132]
[1990,"TX","Total Electric Power Industry","Other Gases",2997509]
[1990,"TX","Total Electric Power Industry","Petroleum",1827803]
[1990,"TX","Total Electric Power Industry","Solar Thermal and Photovoltaic",385]
[1990,"TX","Total Electric Power Industry","Total",281559635]
[1990,"TX","Total Electric Power Industry","Wood and Wood Derived Fuels",1103471]
[1990,"US-TOTAL","Total Electric Power Industry","Coal",1594011479]
[1990,"US-TOTAL","Total Electric Power Industry","Geothermal",15434271]
[1990,"US-TOTAL","Total Electric Power Industry","Hydroelectric Conventional",292865846]
[1990,"US-TOTAL","Total Electric Power Industry","Natural Gas",372765154]
[1990,"US-TOTAL","Total Electric Power Industry","Nuclear",576861678]
[1990,"US-TOTAL","Total Electric Power Industry","Other",3615663]
[1990,"US-TOTAL","Total Electric Power Industry","Other Biomass",13260379]
[1990,"US-TOTAL","Total Electric Power Industry","Other Gases",10382830]
[1990,"US-TOTAL","Total Electric Power Industry","Petroleum",126460202]
[1990,"US-TOTAL","Total Electric Power Industry","Pumped Storage",-3507741]
[1990,"US-TOTAL","Total Electric Power Industry","Solar Thermal and Photovoltaic",367087]
[1990,"US-TOTAL","Total Electric Power Industry","Total",3037827337]
[1990,"US-TOTAL","Total Electric Power Industry","Wind",2788600]
[1990,"US-TOTAL","Total Electric Power Industry","Wood and Wood Derived Fuels",32521889]
[1990,"UT","Total Electric Power Industry","Coal",31522926]
[1990,"UT","Total Electric Power Industry","Geothermal",151825]
[1990,"UT","Total Electric Power Industry","Hydroelectric Conventional",508443]
[1990,"UT","Total Electric Power Industry","Natural Gas",146488]
[1990,"UT","Total Electric Power Industry","Other Gases",182005]
[1990,"UT","Total Electric Power Industry","Petroleum",51852]
[1990,"UT","Total Electric Power Industry","Pumped Storage",0]
[1990,"UT","Total Electric Power Industry","Total",32563539]
[1990,"VA","Total Electric Power Industry","Coal",23899902]
[1990,"VA","Total Electric Power Industry","Hydroelectric Conventional",1309499]
[1990,"VA","Total Electric Power Industry","Natural Gas",1134809]
[1990,"VA","Total Electric Power Industry","Nuclear",23820152]
[1990,"VA","Total Electric Power Industry","Other Biomass",620794]
[1990,"VA","Total Electric Power Industry","Petroleum",1438264]
[1990,"VA","Total Electric Power Industry","Pumped Storage",-833669]
[1990,"VA","Total Electric Power Industry","Solar Thermal and Photovoltaic",34]
[1990,"VA","Total Electric Power Industry","Total",52564458]
[1990,"VA","Total Electric Power Industry","Wood and Wood Derived Fuels",1174673]
[1990,"VT","Total Electric Power Industry","Hydroelectric Conventional",1365031]
[1990,"VT","Total Electric Power Industry","Natural Gas",65281]
[1990,"VT","Total Electric Power Industry","Nuclear",3616268]
[1990,"VT","Total Electric Power Industry","Petroleum",2543]
[1990,"VT","Total Electric Power Industry","Total",5164108]
[1990,"VT","Total Electric Power Industry","Wind",0]
[1990,"VT","Total Electric Power Industry","Wood and Wood Derived Fuels",114985]
[1990,"WA","Total Electric Power Industry","Coal",7390279]
[1990,"WA","Total Electric Power Industry","Hydroelectric Conventional",87466708]
[1990,"WA","Total Electric Power Industry","Natural Gas",288058]
[1990,"WA","Total Electric Power Industry","Nuclear",5742027]
[1990,"WA","Total Electric Power Industry","Other",3750]
[1990,"WA","Total Electric Power Industry","Other Biomass",6499]
[1990,"WA","Total Electric Power Industry","Other Gases",8460]
[1990,"WA","Total Electric Power Industry","Petroleum",42981]
[1990,"WA","Total Electric Power Industry","Pumped Storage",0]
[1990,"WA","Total Electric Power Industry","Total",102071533]
[1990,"WA","Total Electric Power Industry","Wood and Wood Derived Fuels",1122771]
[1990,"WI","Total Electric Power Industry","Coal",33168941]
[1990,"WI","Total Electric Power Industry","Hydroelectric Conventional",2014412]
[1990,"WI","Total Electric Power Industry","Natural Gas",347204]
[1990,"WI","Total Electric Power Industry","Nuclear",11225913]
[1990,"WI","Total Electric Power Industry","Other Biomass",149770]
[1990,"WI","Total Electric Power Industry","Petroleum",179457]
[1990,"WI","Total Electric Power Industry","Total",47768857]
[1990,"WI","Total Electric Power Industry","Wind",44]
[1990,"WI","Total Electric Power Industry","Wood and Wood Derived Fuels",683116]
[1990,"WV","Total Electric Power Industry","Coal",77643366]
[1990,"WV","Total Electric Power Industry","Hydroelectric Conventional",1295051]
[1990,"WV","Total Electric Power Industry","Natural Gas",90063]
[1990,"WV","Total Electric Power Industry","Other",11207]
[1990,"WV","Total Electric Power Industry","Other Gases",174182]
[1990,"WV","Total Electric Power Industry","Petroleum",325675]
[1990,"WV","Total Electric Power Industry","Total",79539544]
[1990,"WY","Total Electric Power Industry","Coal",38908467]
[1990,"WY","Total Electric Power Industry","Hydroelectric Conventional",644613]
[1990,"WY","Total Electric Power Industry","Natural Gas",268202]
[1990,"WY","Total Electric Power Industry","Other",45396]
[1990,"WY","Total Electric Power Industry","Other Gases",8642]
[1990,"WY","Total Electric Power Industry","Petroleum",49205]
[1990,"WY","Total Electric Power Industry","Total",39974965]
[1990,"WY","Total Electric Power Industry","Wood and Wood Derived Fuels",50440]
[1991,"AK","Combined Heat and Power, Commercial Power","Coal",194600]
[1991,"AK","Combined Heat and Power, Commercial Power","Natural Gas",8478]
[1991,"AK","Combined Heat and Power, Commercial Power","Petroleum",1460]
[1991,"AK","Combined Heat and Power, Commercial Power","Total",204538]
[1991,"AR","Combined Heat and Power, Commercial Power","Natural Gas",37362]
[1991,"AR","Combined Heat and Power, Commercial Power","Other Biomass",4829]
[1991,"AR","Combined Heat and Power, Commercial Power","Petroleum",2766]
[1991,"AR","Combined Heat and Power, Commercial Power","Total",44957]
[1991,"AZ","Combined Heat and Power, Commercial Power","Natural Gas",13441]
[1991,"AZ","Combined Heat and Power, Commercial Power","Petroleum",0]
[1991,"AZ","Combined Heat and Power, Commercial Power","Total",13441]
[1991,"CA","Combined Heat and Power, Commercial Power","Hydroelectric Conventional",7425]
[1991,"CA","Combined Heat and Power, Commercial Power","Natural Gas",1433362]
[1991,"CA","Combined Heat and Power, Commercial Power","Other Biomass",26854]
[1991,"CA","Combined Heat and Power, Commercial Power","Other Gases",115654]
[1991,"CA","Combined Heat and Power, Commercial Power","Petroleum",3238]
[1991,"CA","Combined Heat and Power, Commercial Power","Total",1586533]
[1991,"CO","Combined Heat and Power, Commercial Power","Other Biomass",25208]
[1991,"CO","Combined Heat and Power, Commercial Power","Total",25208]
[1991,"CT","Combined Heat and Power, Commercial Power","Natural Gas",100240]
[1991,"CT","Combined Heat and Power, Commercial Power","Petroleum",11884]
[1991,"CT","Combined Heat and Power, Commercial Power","Total",112124]
[1991,"DC","Combined Heat and Power, Commercial Power","Coal",0]
[1991,"DC","Combined Heat and Power, Commercial Power","Total",0]
[1991,"FL","Combined Heat and Power, Commercial Power","Natural Gas",244509]
[1991,"FL","Combined Heat and Power, Commercial Power","Other Biomass",22433]
[1991,"FL","Combined Heat and Power, Commercial Power","Petroleum",13718]
[1991,"FL","Combined Heat and Power, Commercial Power","Total",280660]
[1991,"GA","Combined Heat and Power, Commercial Power","Petroleum",3452]
[1991,"GA","Combined Heat and Power, Commercial Power","Total",3452]
[1991,"IA","Combined Heat and Power, Commercial Power","Coal",18375]
[1991,"IA","Combined Heat and Power, Commercial Power","Natural Gas",2800]
[1991,"IA","Combined Heat and Power, Commercial Power","Other Biomass",5121]
[1991,"IA","Combined Heat and Power, Commercial Power","Petroleum",244]
[1991,"IA","Combined Heat and Power, Commercial Power","Total",26540]
[1991,"IL","Combined Heat and Power, Commercial Power","Natural Gas",95080]
[1991,"IL","Combined Heat and Power, Commercial Power","Other Biomass",7353]
[1991,"IL","Combined Heat and Power, Commercial Power","Petroleum",0]
[1991,"IL","Combined Heat and Power, Commercial Power","Total",102433]
[1991,"IN","Combined Heat and Power, Commercial Power","Coal",87927]
[1991,"IN","Combined Heat and Power, Commercial Power","Natural Gas",11775]
[1991,"IN","Combined Heat and Power, Commercial Power","Other Biomass",33114]
[1991,"IN","Combined Heat and Power, Commercial Power","Petroleum",902]
[1991,"IN","Combined Heat and Power, Commercial Power","Total",133718]
[1991,"LA","Combined Heat and Power, Commercial Power","Natural Gas",27529]
[1991,"LA","Combined Heat and Power, Commercial Power","Total",27529]
[1991,"MA","Combined Heat and Power, Commercial Power","Natural Gas",36318]
[1991,"MA","Combined Heat and Power, Commercial Power","Other Biomass",17580]
[1991,"MA","Combined Heat and Power, Commercial Power","Petroleum",271959]
[1991,"MA","Combined Heat and Power, Commercial Power","Total",325857]
[1991,"MD","Combined Heat and Power, Commercial Power","Other Biomass",16393]
[1991,"MD","Combined Heat and Power, Commercial Power","Petroleum",0]
[1991,"MD","Combined Heat and Power, Commercial Power","Total",16393]
[1991,"MD","Combined Heat and Power, Commercial Power","Wood and Wood Derived Fuels",0]
[1991,"ME","Combined Heat and Power, Commercial Power","Coal",0]
[1991,"ME","Combined Heat and Power, Commercial Power","Other Biomass",107199]
[1991,"ME","Combined Heat and Power, Commercial Power","Petroleum",2815]
[1991,"ME","Combined Heat and Power, Commercial Power","Total",169308]
[1991,"ME","Combined Heat and Power, Commercial Power","Wood and Wood Derived Fuels",59294]
[1991,"MI","Combined Heat and Power, Commercial Power","Coal",202018]
[1991,"MI","Combined Heat and Power, Commercial Power","Natural Gas",43944]
[1991,"MI","Combined Heat and Power, Commercial Power","Other",615]
[1991,"MI","Combined Heat and Power, Commercial Power","Other Biomass",329684]
[1991,"MI","Combined Heat and Power, Commercial Power","Petroleum",2052]
[1991,"MI","Combined Heat and Power, Commercial Power","Total",578313]
[1991,"MN","Combined Heat and Power, Commercial Power","Natural Gas",71193]
[1991,"MN","Combined Heat and Power, Commercial Power","Other Biomass",19951]
[1991,"MN","Combined Heat and Power, Commercial Power","Petroleum",4814]
[1991,"MN","Combined Heat and Power, Commercial Power","Total",95958]
[1991,"MO","Combined Heat and Power, Commercial Power","Coal",143561]
[1991,"MO","Combined Heat and Power, Commercial Power","Natural Gas",976]
[1991,"MO","Combined Heat and Power, Commercial Power","Petroleum",156]
[1991,"MO","Combined Heat and Power, Commercial Power","Total",144693]
[1991,"NC","Combined Heat and Power, Commercial Power","Coal",30224]
[1991,"NC","Combined Heat and Power, Commercial Power","Hydroelectric Conventional",24465]
[1991,"NC","Combined Heat and Power, Commercial Power","Natural Gas",9638]
[1991,"NC","Combined Heat and Power, Commercial Power","Petroleum",278]
[1991,"NC","Combined Heat and Power, Commercial Power","Total",64605]
[1991,"NH","Combined Heat and Power, Commercial Power","Petroleum",12888]
[1991,"NH","Combined Heat and Power, Commercial Power","Total",12888]
[1991,"NJ","Combined Heat and Power, Commercial Power","Natural Gas",71481]
[1991,"NJ","Combined Heat and Power, Commercial Power","Other Biomass",1980]
[1991,"NJ","Combined Heat and Power, Commercial Power","Petroleum",430]
[1991,"NJ","Combined Heat and Power, Commercial Power","Total",73891]
[1991,"NM","Combined Heat and Power, Commercial Power","Natural Gas",24267]
[1991,"NM","Combined Heat and Power, Commercial Power","Total",24267]
[1991,"NY","Combined Heat and Power, Commercial Power","Coal",15263]
[1991,"NY","Combined Heat and Power, Commercial Power","Hydroelectric Conventional",6820]
[1991,"NY","Combined Heat and Power, Commercial Power","Natural Gas",141683]
[1991,"NY","Combined Heat and Power, Commercial Power","Other Biomass",5133]
[1991,"NY","Combined Heat and Power, Commercial Power","Petroleum",37834]
[1991,"NY","Combined Heat and Power, Commercial Power","Total",206733]
[1991,"OH","Combined Heat and Power, Commercial Power","Coal",1730]
[1991,"OH","Combined Heat and Power, Commercial Power","Natural Gas",61564]
[1991,"OH","Combined Heat and Power, Commercial Power","Petroleum",5700]
[1991,"OH","Combined Heat and Power, Commercial Power","Total",68994]
[1991,"OK","Combined Heat and Power, Commercial Power","Natural Gas",49846]
[1991,"OK","Combined Heat and Power, Commercial Power","Total",49846]
[1991,"OR","Combined Heat and Power, Commercial Power","Total",67238]
[1991,"OR","Combined Heat and Power, Commercial Power","Wood and Wood Derived Fuels",67238]
[1991,"PA","Combined Heat and Power, Commercial Power","Coal",4357]
[1991,"PA","Combined Heat and Power, Commercial Power","Natural Gas",193074]
[1991,"PA","Combined Heat and Power, Commercial Power","Other Biomass",0]
[1991,"PA","Combined Heat and Power, Commercial Power","Petroleum",10676]
[1991,"PA","Combined Heat and Power, Commercial Power","Total",208107]
[1991,"RI","Combined Heat and Power, Commercial Power","Natural Gas",24336]
[1991,"RI","Combined Heat and Power, Commercial Power","Petroleum",14736]
[1991,"RI","Combined Heat and Power, Commercial Power","Total",39072]
[1991,"SC","Combined Heat and Power, Commercial Power","Hydroelectric Conventional",2376]
[1991,"SC","Combined Heat and Power, Commercial Power","Natural Gas",20555]
[1991,"SC","Combined Heat and Power, Commercial Power","Other Biomass",51081]
[1991,"SC","Combined Heat and Power, Commercial Power","Petroleum",2730]
[1991,"SC","Combined Heat and Power, Commercial Power","Total",76742]
[1991,"TN","Combined Heat and Power, Commercial Power","Coal",63807]
[1991,"TN","Combined Heat and Power, Commercial Power","Natural Gas",587]
[1991,"TN","Combined Heat and Power, Commercial Power","Other Biomass",36354]
[1991,"TN","Combined Heat and Power, Commercial Power","Total",100748]
[1991,"TX","Combined Heat and Power, Commercial Power","Natural Gas",456547]
[1991,"TX","Combined Heat and Power, Commercial Power","Other Biomass",2867]
[1991,"TX","Combined Heat and Power, Commercial Power","Petroleum",8585]
[1991,"TX","Combined Heat and Power, Commercial Power","Total",467999]
[1991,"US-TOTAL","Combined Heat and Power, Commercial Power","Coal",775201]
[1991,"US-TOTAL","Combined Heat and Power, Commercial Power","Hydroelectric Conventional",131196]
[1991,"US-TOTAL","Combined Heat and Power, Commercial Power","Natural Gas",3213024]
[1991,"US-TOTAL","Combined Heat and Power, Commercial Power","Other",615]
[1991,"US-TOTAL","Combined Heat and Power, Commercial Power","Other Biomass",883408]
[1991,"US-TOTAL","Combined Heat and Power, Commercial Power","Other Gases",115654]
[1991,"US-TOTAL","Combined Heat and Power, Commercial Power","Petroleum",413394]
[1991,"US-TOTAL","Combined Heat and Power, Commercial Power","Total",5659024]
[1991,"US-TOTAL","Combined Heat and Power, Commercial Power","Wood and Wood Derived Fuels",126532]
[1991,"UT","Combined Heat and Power, Commercial Power","Natural Gas",30250]
[1991,"UT","Combined Heat and Power, Commercial Power","Petroleum",78]
[1991,"UT","Combined Heat and Power, Commercial Power","Total",30328]
[1991,"VA","Combined Heat and Power, Commercial Power","Other Biomass",164514]
[1991,"VA","Combined Heat and Power, Commercial Power","Total",164514]
[1991,"WA","Combined Heat and Power, Commercial Power","Coal",13339]
[1991,"WA","Combined Heat and Power, Commercial Power","Hydroelectric Conventional",78693]
[1991,"WA","Combined Heat and Power, Commercial Power","Natural Gas",2162]
[1991,"WA","Combined Heat and Power, Commercial Power","Total",94194]
[1991,"WI","Combined Heat and Power, Commercial Power","Hydroelectric Conventional",11417]
[1991,"WI","Combined Heat and Power, Commercial Power","Natural Gas",30]
[1991,"WI","Combined Heat and Power, Commercial Power","Other Biomass",5760]
[1991,"WI","Combined Heat and Power, Commercial Power","Total",17207]
[1991,"AL","Combined Heat and Power, Electric Power","Coal",53704]
[1991,"AL","Combined Heat and Power, Electric Power","Natural Gas",29994]
[1991,"AL","Combined Heat and Power, Electric Power","Total",786954]
[1991,"AL","Combined Heat and Power, Electric Power","Wood and Wood Derived Fuels",703256]
[1991,"CA","Combined Heat and Power, Electric Power","Coal",2003439]
[1991,"CA","Combined Heat and Power, Electric Power","Natural Gas",16873684]
[1991,"CA","Combined Heat and Power, Electric Power","Other Biomass",91182]
[1991,"CA","Combined Heat and Power, Electric Power","Other Gases",8254]
[1991,"CA","Combined Heat and Power, Electric Power","Petroleum",8612]
[1991,"CA","Combined Heat and Power, Electric Power","Total",19021490]
[1991,"CA","Combined Heat and Power, Electric Power","Wood and Wood Derived Fuels",36319]
[1991,"CO","Combined Heat and Power, Electric Power","Coal",211104]
[1991,"CO","Combined Heat and Power, Electric Power","Natural Gas",739230]
[1991,"CO","Combined Heat and Power, Electric Power","Other Biomass",33566]
[1991,"CO","Combined Heat and Power, Electric Power","Total",983900]
[1991,"CT","Combined Heat and Power, Electric Power","Coal",1515646]
[1991,"CT","Combined Heat and Power, Electric Power","Natural Gas",992063]
[1991,"CT","Combined Heat and Power, Electric Power","Other Biomass",37981]
[1991,"CT","Combined Heat and Power, Electric Power","Petroleum",15962]
[1991,"CT","Combined Heat and Power, Electric Power","Total",2561652]
[1991,"FL","Combined Heat and Power, Electric Power","Coal",546824]
[1991,"FL","Combined Heat and Power, Electric Power","Petroleum",2045]
[1991,"FL","Combined Heat and Power, Electric Power","Total",548869]
[1991,"HI","Combined Heat and Power, Electric Power","Coal",6771]
[1991,"HI","Combined Heat and Power, Electric Power","Other Biomass",77969]
[1991,"HI","Combined Heat and Power, Electric Power","Petroleum",60977]
[1991,"HI","Combined Heat and Power, Electric Power","Total",145717]
[1991,"IA","Combined Heat and Power, Electric Power","Coal",95098]
[1991,"IA","Combined Heat and Power, Electric Power","Natural Gas",21472]
[1991,"IA","Combined Heat and Power, Electric Power","Total",116570]
[1991,"ID","Combined Heat and Power, Electric Power","Total",81449]
[1991,"ID","Combined Heat and Power, Electric Power","Wood and Wood Derived Fuels",81449]
[1991,"IL","Combined Heat and Power, Electric Power","Natural Gas",9334]
[1991,"IL","Combined Heat and Power, Electric Power","Other Biomass",28330]
[1991,"IL","Combined Heat and Power, Electric Power","Total",37664]
[1991,"LA","Combined Heat and Power, Electric Power","Natural Gas",1580946]
[1991,"LA","Combined Heat and Power, Electric Power","Total",1580946]
[1991,"MA","Combined Heat and Power, Electric Power","Coal",73835]
[1991,"MA","Combined Heat and Power, Electric Power","Natural Gas",2440904]
[1991,"MA","Combined Heat and Power, Electric Power","Other Biomass",45541]
[1991,"MA","Combined Heat and Power, Electric Power","Other Gases",800]
[1991,"MA","Combined Heat and Power, Electric Power","Petroleum",11959]
[1991,"MA","Combined Heat and Power, Electric Power","Total",2573039]
[1991,"MD","Combined Heat and Power, Electric Power","Natural Gas",272770]
[1991,"MD","Combined Heat and Power, Electric Power","Other Biomass",300301]
[1991,"MD","Combined Heat and Power, Electric Power","Other Gases",478704]
[1991,"MD","Combined Heat and Power, Electric Power","Petroleum",139995]
[1991,"MD","Combined Heat and Power, Electric Power","Total",1191770]
[1991,"ME","Combined Heat and Power, Electric Power","Coal",473856]
[1991,"ME","Combined Heat and Power, Electric Power","Petroleum",3633]
[1991,"ME","Combined Heat and Power, Electric Power","Total",750982]
[1991,"ME","Combined Heat and Power, Electric Power","Wood and Wood Derived Fuels",273493]
[1991,"MI","Combined Heat and Power, Electric Power","Coal",389096]
[1991,"MI","Combined Heat and Power, Electric Power","Natural Gas",6282097]
[1991,"MI","Combined Heat and Power, Electric Power","Other Gases",5]
[1991,"MI","Combined Heat and Power, Electric Power","Petroleum",214]
[1991,"MI","Combined Heat and Power, Electric Power","Total",6702210]
[1991,"MI","Combined Heat and Power, Electric Power","Wood and Wood Derived Fuels",30798]
[1991,"NC","Combined Heat and Power, Electric Power","Coal",3339352]
[1991,"NC","Combined Heat and Power, Electric Power","Natural Gas",113343]
[1991,"NC","Combined Heat and Power, Electric Power","Petroleum",17111]
[1991,"NC","Combined Heat and Power, Electric Power","Total",3469806]
[1991,"NH","Combined Heat and Power, Electric Power","Total",90402]
[1991,"NH","Combined Heat and Power, Electric Power","Wood and Wood Derived Fuels",90402]
[1991,"NJ","Combined Heat and Power, Electric Power","Natural Gas",3288173]
[1991,"NJ","Combined Heat and Power, Electric Power","Other Biomass",516071]
[1991,"NJ","Combined Heat and Power, Electric Power","Petroleum",19583]
[1991,"NJ","Combined Heat and Power, Electric Power","Total",3823827]
[1991,"NM","Combined Heat and Power, Electric Power","Natural Gas",4762]
[1991,"NM","Combined Heat and Power, Electric Power","Other Biomass",14128]
[1991,"NM","Combined Heat and Power, Electric Power","Total",18890]
[1991,"NV","Combined Heat and Power, Electric Power","Natural Gas",138400]
[1991,"NV","Combined Heat and Power, Electric Power","Other",1568]
[1991,"NV","Combined Heat and Power, Electric Power","Petroleum",4156]
[1991,"NV","Combined Heat and Power, Electric Power","Total",144124]
[1991,"NY","Combined Heat and Power, Electric Power","Coal",541967]
[1991,"NY","Combined Heat and Power, Electric Power","Natural Gas",1807472]
[1991,"NY","Combined Heat and Power, Electric Power","Other Biomass",392745]
[1991,"NY","Combined Heat and Power, Electric Power","Petroleum",65052]
[1991,"NY","Combined Heat and Power, Electric Power","Total",2814630]
[1991,"NY","Combined Heat and Power, Electric Power","Wood and Wood Derived Fuels",7394]
[1991,"OH","Combined Heat and Power, Electric Power","Other Biomass",26462]
[1991,"OH","Combined Heat and Power, Electric Power","Total",26462]
[1991,"OK","Combined Heat and Power, Electric Power","Coal",2041205]
[1991,"OK","Combined Heat and Power, Electric Power","Natural Gas",922386]
[1991,"OK","Combined Heat and Power, Electric Power","Total",2963591]
[1991,"OR","Combined Heat and Power, Electric Power","Natural Gas",39698]
[1991,"OR","Combined Heat and Power, Electric Power","Total",324283]
[1991,"OR","Combined Heat and Power, Electric Power","Wood and Wood Derived Fuels",284585]
[1991,"PA","Combined Heat and Power, Electric Power","Coal",3784818]
[1991,"PA","Combined Heat and Power, Electric Power","Natural Gas",473463]
[1991,"PA","Combined Heat and Power, Electric Power","Other",107372]
[1991,"PA","Combined Heat and Power, Electric Power","Other Biomass",46069]
[1991,"PA","Combined Heat and Power, Electric Power","Other Gases",620]
[1991,"PA","Combined Heat and Power, Electric Power","Petroleum",121767]
[1991,"PA","Combined Heat and Power, Electric Power","Total",4726398]
[1991,"PA","Combined Heat and Power, Electric Power","Wood and Wood Derived Fuels",192289]
[1991,"RI","Combined Heat and Power, Electric Power","Natural Gas",279629]
[1991,"RI","Combined Heat and Power, Electric Power","Petroleum",12833]
[1991,"RI","Combined Heat and Power, Electric Power","Total",292462]
[1991,"TX","Combined Heat and Power, Electric Power","Natural Gas",13163034]
[1991,"TX","Combined Heat and Power, Electric Power","Other",293641]
[1991,"TX","Combined Heat and Power, Electric Power","Other Gases",130249]
[1991,"TX","Combined Heat and Power, Electric Power","Petroleum",1957]
[1991,"TX","Combined Heat and Power, Electric Power","Total",13588881]
[1991,"US-TOTAL","Combined Heat and Power, Electric Power","Coal",16921357]
[1991,"US-TOTAL","Combined Heat and Power, Electric Power","Natural Gas",49997498]
[1991,"US-TOTAL","Combined Heat and Power, Electric Power","Other",402581]
[1991,"US-TOTAL","Combined Heat and Power, Electric Power","Other Biomass",1610345]
[1991,"US-TOTAL","Combined Heat and Power, Electric Power","Other Gases",716099]
[1991,"US-TOTAL","Combined Heat and Power, Electric Power","Petroleum",589718]
[1991,"US-TOTAL","Combined Heat and Power, Electric Power","Total",71941755]
[1991,"US-TOTAL","Combined Heat and Power, Electric Power","Wood and Wood Derived Fuels",1704157]
[1991,"VA","Combined Heat and Power, Electric Power","Coal",1844642]
[1991,"VA","Combined Heat and Power, Electric Power","Natural Gas",366679]
[1991,"VA","Combined Heat and Power, Electric Power","Petroleum",102364]
[1991,"VA","Combined Heat and Power, Electric Power","Total",2317856]
[1991,"VA","Combined Heat and Power, Electric Power","Wood and Wood Derived Fuels",4171]
[1991,"WA","Combined Heat and Power, Electric Power","Natural Gas",157861]
[1991,"WA","Combined Heat and Power, Electric Power","Other Biomass",0]
[1991,"WA","Combined Heat and Power, Electric Power","Other Gases",97467]
[1991,"WA","Combined Heat and Power, Electric Power","Petroleum",1501]
[1991,"WA","Combined Heat and Power, Electric Power","Total",256829]
[1991,"WV","Combined Heat and Power, Electric Power","Coal",1]
[1991,"WV","Combined Heat and Power, Electric Power","Natural Gas",103]
[1991,"WV","Combined Heat and Power, Electric Power","Total",104]
[1991,"AK","Combined Heat and Power, Industrial Power","Natural Gas",653601]
[1991,"AK","Combined Heat and Power, Industrial Power","Petroleum",104877]
[1991,"AK","Combined Heat and Power, Industrial Power","Total",898859]
[1991,"AK","Combined Heat and Power, Industrial Power","Wood and Wood Derived Fuels",140381]
[1991,"AL","Combined Heat and Power, Industrial Power","Coal",272127]
[1991,"AL","Combined Heat and Power, Industrial Power","Natural Gas",775400]
[1991,"AL","Combined Heat and Power, Industrial Power","Other Biomass",6097]
[1991,"AL","Combined Heat and Power, Industrial Power","Other Gases",293206]
[1991,"AL","Combined Heat and Power, Industrial Power","Petroleum",63500]
[1991,"AL","Combined Heat and Power, Industrial Power","Total",2923624]
[1991,"AL","Combined Heat and Power, Industrial Power","Wood and Wood Derived Fuels",1513294]
[1991,"AR","Combined Heat and Power, Industrial Power","Coal",70787]
[1991,"AR","Combined Heat and Power, Industrial Power","Natural Gas",783454]
[1991,"AR","Combined Heat and Power, Industrial Power","Other Biomass",11784]
[1991,"AR","Combined Heat and Power, Industrial Power","Petroleum",1213]
[1991,"AR","Combined Heat and Power, Industrial Power","Total",2241152]
[1991,"AR","Combined Heat and Power, Industrial Power","Wood and Wood Derived Fuels",1373914]
[1991,"AZ","Combined Heat and Power, Industrial Power","Coal",251660]
[1991,"AZ","Combined Heat and Power, Industrial Power","Natural Gas",34851]
[1991,"AZ","Combined Heat and Power, Industrial Power","Petroleum",28464]
[1991,"AZ","Combined Heat and Power, Industrial Power","Total",421763]
[1991,"AZ","Combined Heat and Power, Industrial Power","Wood and Wood Derived Fuels",106788]
[1991,"CA","Combined Heat and Power, Industrial Power","Coal",507344]
[1991,"CA","Combined Heat and Power, Industrial Power","Natural Gas",11226888]
[1991,"CA","Combined Heat and Power, Industrial Power","Other",5112]
[1991,"CA","Combined Heat and Power, Industrial Power","Other Biomass",66143]
[1991,"CA","Combined Heat and Power, Industrial Power","Other Gases",1854166]
[1991,"CA","Combined Heat and Power, Industrial Power","Petroleum",661148]
[1991,"CA","Combined Heat and Power, Industrial Power","Total",15943468]
[1991,"CA","Combined Heat and Power, Industrial Power","Wood and Wood Derived Fuels",1622667]
[1991,"CO","Combined Heat and Power, Industrial Power","Natural Gas",68182]
[1991,"CO","Combined Heat and Power, Industrial Power","Petroleum",27]
[1991,"CO","Combined Heat and Power, Industrial Power","Total",68209]
[1991,"CT","Combined Heat and Power, Industrial Power","Hydroelectric Conventional",7532]
[1991,"CT","Combined Heat and Power, Industrial Power","Natural Gas",10612]
[1991,"CT","Combined Heat and Power, Industrial Power","Other",0]
[1991,"CT","Combined Heat and Power, Industrial Power","Petroleum",73460]
[1991,"CT","Combined Heat and Power, Industrial Power","Total",91604]
[1991,"DE","Combined Heat and Power, Industrial Power","Coal",222458]
[1991,"DE","Combined Heat and Power, Industrial Power","Natural Gas",4015]
[1991,"DE","Combined Heat and Power, Industrial Power","Other",6315]
[1991,"DE","Combined Heat and Power, Industrial Power","Other Gases",0]
[1991,"DE","Combined Heat and Power, Industrial Power","Petroleum",1621]
[1991,"DE","Combined Heat and Power, Industrial Power","Total",234409]
[1991,"FL","Combined Heat and Power, Industrial Power","Coal",343841]
[1991,"FL","Combined Heat and Power, Industrial Power","Natural Gas",778533]
[1991,"FL","Combined Heat and Power, Industrial Power","Other",1917539]
[1991,"FL","Combined Heat and Power, Industrial Power","Other Biomass",112572]
[1991,"FL","Combined Heat and Power, Industrial Power","Other Gases",10292]
[1991,"FL","Combined Heat and Power, Industrial Power","Petroleum",468541]
[1991,"FL","Combined Heat and Power, Industrial Power","Total",5576329]
[1991,"FL","Combined Heat and Power, Industrial Power","Wood and Wood Derived Fuels",1945011]
[1991,"GA","Combined Heat and Power, Industrial Power","Coal",1048677]
[1991,"GA","Combined Heat and Power, Industrial Power","Hydroelectric Conventional",17919]
[1991,"GA","Combined Heat and Power, Industrial Power","Natural Gas",748842]
[1991,"GA","Combined Heat and Power, Industrial Power","Other",431]
[1991,"GA","Combined Heat and Power, Industrial Power","Other Biomass",65788]
[1991,"GA","Combined Heat and Power, Industrial Power","Petroleum",429918]
[1991,"GA","Combined Heat and Power, Industrial Power","Total",5353185]
[1991,"GA","Combined Heat and Power, Industrial Power","Wood and Wood Derived Fuels",3041610]
[1991,"HI","Combined Heat and Power, Industrial Power","Coal",841]
[1991,"HI","Combined Heat and Power, Industrial Power","Hydroelectric Conventional",50587]
[1991,"HI","Combined Heat and Power, Industrial Power","Other Biomass",404143]
[1991,"HI","Combined Heat and Power, Industrial Power","Other Gases",51479]
[1991,"HI","Combined Heat and Power, Industrial Power","Petroleum",340685]
[1991,"HI","Combined Heat and Power, Industrial Power","Total",847735]
[1991,"IA","Combined Heat and Power, Industrial Power","Coal",773487]
[1991,"IA","Combined Heat and Power, Industrial Power","Natural Gas",100476]
[1991,"IA","Combined Heat and Power, Industrial Power","Other Biomass",444]
[1991,"IA","Combined Heat and Power, Industrial Power","Petroleum",1527]
[1991,"IA","Combined Heat and Power, Industrial Power","Total",875934]
[1991,"ID","Combined Heat and Power, Industrial Power","Coal",16359]
[1991,"ID","Combined Heat and Power, Industrial Power","Natural Gas",107243]
[1991,"ID","Combined Heat and Power, Industrial Power","Other",61948]
[1991,"ID","Combined Heat and Power, Industrial Power","Other Biomass",9784]
[1991,"ID","Combined Heat and Power, Industrial Power","Petroleum",50]
[1991,"ID","Combined Heat and Power, Industrial Power","Total",601580]
[1991,"ID","Combined Heat and Power, Industrial Power","Wood and Wood Derived Fuels",406196]
[1991,"IL","Combined Heat and Power, Industrial Power","Coal",1105161]
[1991,"IL","Combined Heat and Power, Industrial Power","Natural Gas",559386]
[1991,"IL","Combined Heat and Power, Industrial Power","Other Biomass",5120]
[1991,"IL","Combined Heat and Power, Industrial Power","Other Gases",385381]
[1991,"IL","Combined Heat and Power, Industrial Power","Petroleum",4503]
[1991,"IL","Combined Heat and Power, Industrial Power","Total",2059762]
[1991,"IL","Combined Heat and Power, Industrial Power","Wood and Wood Derived Fuels",211]
[1991,"IN","Combined Heat and Power, Industrial Power","Coal",842324]
[1991,"IN","Combined Heat and Power, Industrial Power","Natural Gas",523311]
[1991,"IN","Combined Heat and Power, Industrial Power","Other Gases",2107806]
[1991,"IN","Combined Heat and Power, Industrial Power","Petroleum",174154]
[1991,"IN","Combined Heat and Power, Industrial Power","Total",3647595]
[1991,"KS","Combined Heat and Power, Industrial Power","Natural Gas",306171]
[1991,"KS","Combined Heat and Power, Industrial Power","Petroleum",8282]
[1991,"KS","Combined Heat and Power, Industrial Power","Total",314453]
[1991,"LA","Combined Heat and Power, Industrial Power","Coal",56623]
[1991,"LA","Combined Heat and Power, Industrial Power","Natural Gas",10509687]
[1991,"LA","Combined Heat and Power, Industrial Power","Other",1583053]
[1991,"LA","Combined Heat and Power, Industrial Power","Other Biomass",0]
[1991,"LA","Combined Heat and Power, Industrial Power","Other Gases",955600]
[1991,"LA","Combined Heat and Power, Industrial Power","Petroleum",10455]
[1991,"LA","Combined Heat and Power, Industrial Power","Total",15457489]
[1991,"LA","Combined Heat and Power, Industrial Power","Wood and Wood Derived Fuels",2342071]
[1991,"MA","Combined Heat and Power, Industrial Power","Coal",50414]
[1991,"MA","Combined Heat and Power, Industrial Power","Hydroelectric Conventional",11253]
[1991,"MA","Combined Heat and Power, Industrial Power","Natural Gas",166306]
[1991,"MA","Combined Heat and Power, Industrial Power","Other Biomass",64046]
[1991,"MA","Combined Heat and Power, Industrial Power","Petroleum",254294]
[1991,"MA","Combined Heat and Power, Industrial Power","Total",546313]
[1991,"MD","Combined Heat and Power, Industrial Power","Coal",212682]
[1991,"MD","Combined Heat and Power, Industrial Power","Natural Gas",31170]
[1991,"MD","Combined Heat and Power, Industrial Power","Petroleum",3290]
[1991,"MD","Combined Heat and Power, Industrial Power","Total",407744]
[1991,"MD","Combined Heat and Power, Industrial Power","Wood and Wood Derived Fuels",160602]
[1991,"ME","Combined Heat and Power, Industrial Power","Coal",384104]
[1991,"ME","Combined Heat and Power, Industrial Power","Hydroelectric Conventional",1231444]
[1991,"ME","Combined Heat and Power, Industrial Power","Natural Gas",36687]
[1991,"ME","Combined Heat and Power, Industrial Power","Other Biomass",61780]
[1991,"ME","Combined Heat and Power, Industrial Power","Petroleum",875356]
[1991,"ME","Combined Heat and Power, Industrial Power","Total",5021945]
[1991,"ME","Combined Heat and Power, Industrial Power","Wood and Wood Derived Fuels",2432574]
[1991,"MI","Combined Heat and Power, Industrial Power","Coal",1148818]
[1991,"MI","Combined Heat and Power, Industrial Power","Hydroelectric Conventional",23110]
[1991,"MI","Combined Heat and Power, Industrial Power","Natural Gas",1171259]
[1991,"MI","Combined Heat and Power, Industrial Power","Other",27606]
[1991,"MI","Combined Heat and Power, Industrial Power","Other Biomass",866]
[1991,"MI","Combined Heat and Power, Industrial Power","Other Gases",217824]
[1991,"MI","Combined Heat and Power, Industrial Power","Petroleum",102286]
[1991,"MI","Combined Heat and Power, Industrial Power","Total",3436531]
[1991,"MI","Combined Heat and Power, Industrial Power","Wood and Wood Derived Fuels",744762]
[1991,"MN","Combined Heat and Power, Industrial Power","Coal",597514]
[1991,"MN","Combined Heat and Power, Industrial Power","Hydroelectric Conventional",223865]
[1991,"MN","Combined Heat and Power, Industrial Power","Natural Gas",306625]
[1991,"MN","Combined Heat and Power, Industrial Power","Other Biomass",20071]
[1991,"MN","Combined Heat and Power, Industrial Power","Petroleum",2967]
[1991,"MN","Combined Heat and Power, Industrial Power","Total",1434103]
[1991,"MN","Combined Heat and Power, Industrial Power","Wood and Wood Derived Fuels",283061]
[1991,"MO","Combined Heat and Power, Industrial Power","Coal",160628]
[1991,"MO","Combined Heat and Power, Industrial Power","Natural Gas",48372]
[1991,"MO","Combined Heat and Power, Industrial Power","Petroleum",344]
[1991,"MO","Combined Heat and Power, Industrial Power","Total",209344]
[1991,"MS","Combined Heat and Power, Industrial Power","Coal",40012]
[1991,"MS","Combined Heat and Power, Industrial Power","Natural Gas",667125]
[1991,"MS","Combined Heat and Power, Industrial Power","Petroleum",26058]
[1991,"MS","Combined Heat and Power, Industrial Power","Total",2571489]
[1991,"MS","Combined Heat and Power, Industrial Power","Wood and Wood Derived Fuels",1838294]
[1991,"MT","Combined Heat and Power, Industrial Power","Natural Gas",7974]
[1991,"MT","Combined Heat and Power, Industrial Power","Petroleum",422]
[1991,"MT","Combined Heat and Power, Industrial Power","Total",44683]
[1991,"MT","Combined Heat and Power, Industrial Power","Wood and Wood Derived Fuels",36287]
[1991,"NC","Combined Heat and Power, Industrial Power","Coal",635282]
[1991,"NC","Combined Heat and Power, Industrial Power","Hydroelectric Conventional",2642]
[1991,"NC","Combined Heat and Power, Industrial Power","Natural Gas",14137]
[1991,"NC","Combined Heat and Power, Industrial Power","Other",226926]
[1991,"NC","Combined Heat and Power, Industrial Power","Other Biomass",4159]
[1991,"NC","Combined Heat and Power, Industrial Power","Petroleum",84260]
[1991,"NC","Combined Heat and Power, Industrial Power","Total",1890240]
[1991,"NC","Combined Heat and Power, Industrial Power","Wood and Wood Derived Fuels",922834]
[1991,"ND","Combined Heat and Power, Industrial Power","Coal",77955]
[1991,"ND","Combined Heat and Power, Industrial Power","Natural Gas",1018]
[1991,"ND","Combined Heat and Power, Industrial Power","Other Gases",40131]
[1991,"ND","Combined Heat and Power, Industrial Power","Petroleum",25010]
[1991,"ND","Combined Heat and Power, Industrial Power","Total",144114]
[1991,"NE","Combined Heat and Power, Industrial Power","Coal",28413]
[1991,"NE","Combined Heat and Power, Industrial Power","Total",28413]
[1991,"NH","Combined Heat and Power, Industrial Power","Hydroelectric Conventional",175253]
[1991,"NH","Combined Heat and Power, Industrial Power","Other Biomass",0]
[1991,"NH","Combined Heat and Power, Industrial Power","Petroleum",14376]
[1991,"NH","Combined Heat and Power, Industrial Power","Total",244603]
[1991,"NH","Combined Heat and Power, Industrial Power","Wood and Wood Derived Fuels",54974]
[1991,"NJ","Combined Heat and Power, Industrial Power","Natural Gas",1486622]
[1991,"NJ","Combined Heat and Power, Industrial Power","Other Gases",67544]
[1991,"NJ","Combined Heat and Power, Industrial Power","Petroleum",329185]
[1991,"NJ","Combined Heat and Power, Industrial Power","Total",1883351]
[1991,"NM","Combined Heat and Power, Industrial Power","Natural Gas",168680]
[1991,"NM","Combined Heat and Power, Industrial Power","Petroleum",772]
[1991,"NM","Combined Heat and Power, Industrial Power","Total",169452]
[1991,"NY","Combined Heat and Power, Industrial Power","Coal",1164522]
[1991,"NY","Combined Heat and Power, Industrial Power","Hydroelectric Conventional",116044]
[1991,"NY","Combined Heat and Power, Industrial Power","Natural Gas",1093461]
[1991,"NY","Combined Heat and Power, Industrial Power","Other Biomass",23147]
[1991,"NY","Combined Heat and Power, Industrial Power","Other Gases",51520]
[1991,"NY","Combined Heat and Power, Industrial Power","Petroleum",363776]
[1991,"NY","Combined Heat and Power, Industrial Power","Total",3091062]
[1991,"NY","Combined Heat and Power, Industrial Power","Wood and Wood Derived Fuels",278592]
[1991,"OH","Combined Heat and Power, Industrial Power","Coal",687452]
[1991,"OH","Combined Heat and Power, Industrial Power","Natural Gas",68046]
[1991,"OH","Combined Heat and Power, Industrial Power","Other Gases",57312]
[1991,"OH","Combined Heat and Power, Industrial Power","Petroleum",52681]
[1991,"OH","Combined Heat and Power, Industrial Power","Total",1238522]
[1991,"OH","Combined Heat and Power, Industrial Power","Wood and Wood Derived Fuels",373031]
[1991,"OK","Combined Heat and Power, Industrial Power","Coal",335466]
[1991,"OK","Combined Heat and Power, Industrial Power","Natural Gas",497836]
[1991,"OK","Combined Heat and Power, Industrial Power","Other Biomass",0]
[1991,"OK","Combined Heat and Power, Industrial Power","Other Gases",106620]
[1991,"OK","Combined Heat and Power, Industrial Power","Petroleum",27536]
[1991,"OK","Combined Heat and Power, Industrial Power","Total",1235591]
[1991,"OK","Combined Heat and Power, Industrial Power","Wood and Wood Derived Fuels",268133]
[1991,"OR","Combined Heat and Power, Industrial Power","Coal",0]
[1991,"OR","Combined Heat and Power, Industrial Power","Hydroelectric Conventional",6006]
[1991,"OR","Combined Heat and Power, Industrial Power","Natural Gas",19043]
[1991,"OR","Combined Heat and Power, Industrial Power","Other Biomass",0]
[1991,"OR","Combined Heat and Power, Industrial Power","Petroleum",1352]
[1991,"OR","Combined Heat and Power, Industrial Power","Total",425181]
[1991,"OR","Combined Heat and Power, Industrial Power","Wood and Wood Derived Fuels",398780]
[1991,"PA","Combined Heat and Power, Industrial Power","Coal",1664198]
[1991,"PA","Combined Heat and Power, Industrial Power","Natural Gas",1270219]
[1991,"PA","Combined Heat and Power, Industrial Power","Other",0]
[1991,"PA","Combined Heat and Power, Industrial Power","Other Gases",720431]
[1991,"PA","Combined Heat and Power, Industrial Power","Petroleum",273964]
[1991,"PA","Combined Heat and Power, Industrial Power","Total",4303474]
[1991,"PA","Combined Heat and Power, Industrial Power","Wood and Wood Derived Fuels",374662]
[1991,"RI","Combined Heat and Power, Industrial Power","Natural Gas",19563]
[1991,"RI","Combined Heat and Power, Industrial Power","Petroleum",0]
[1991,"RI","Combined Heat and Power, Industrial Power","Total",19563]
[1991,"SC","Combined Heat and Power, Industrial Power","Coal",655528]
[1991,"SC","Combined Heat and Power, Industrial Power","Natural Gas",77386]
[1991,"SC","Combined Heat and Power, Industrial Power","Other",7945]
[1991,"SC","Combined Heat and Power, Industrial Power","Other Biomass",8330]
[1991,"SC","Combined Heat and Power, Industrial Power","Other Gases",5821]
[1991,"SC","Combined Heat and Power, Industrial Power","Petroleum",94774]
[1991,"SC","Combined Heat and Power, Industrial Power","Total",2227620]
[1991,"SC","Combined Heat and Power, Industrial Power","Wood and Wood Derived Fuels",1377836]
[1991,"TN","Combined Heat and Power, Industrial Power","Coal",1501692]
[1991,"TN","Combined Heat and Power, Industrial Power","Natural Gas",179659]
[1991,"TN","Combined Heat and Power, Industrial Power","Other",38926]
[1991,"TN","Combined Heat and Power, Industrial Power","Other Gases",3153]
[1991,"TN","Combined Heat and Power, Industrial Power","Petroleum",12193]
[1991,"TN","Combined Heat and Power, Industrial Power","Total",2160388]
[1991,"TN","Combined Heat and Power, Industrial Power","Wood and Wood Derived Fuels",424765]
[1991,"TX","Combined Heat and Power, Industrial Power","Coal",2759944]
[1991,"TX","Combined Heat and Power, Industrial Power","Natural Gas",25084689]
[1991,"TX","Combined Heat and Power, Industrial Power","Other",412160]
[1991,"TX","Combined Heat and Power, Industrial Power","Other Biomass",27238]
[1991,"TX","Combined Heat and Power, Industrial Power","Other Gases",3190286]
[1991,"TX","Combined Heat and Power, Industrial Power","Petroleum",1263739]
[1991,"TX","Combined Heat and Power, Industrial Power","Total",33904641]
[1991,"TX","Combined Heat and Power, Industrial Power","Wood and Wood Derived Fuels",1166585]
[1991,"US-TOTAL","Combined Heat and Power, Industrial Power","Coal",21001912]
[1991,"US-TOTAL","Combined Heat and Power, Industrial Power","Hydroelectric Conventional",2843550]
[1991,"US-TOTAL","Combined Heat and Power, Industrial Power","Natural Gas",60566634]
[1991,"US-TOTAL","Combined Heat and Power, Industrial Power","Other",4335653]
[1991,"US-TOTAL","Combined Heat and Power, Industrial Power","Other Biomass",927410]
[1991,"US-TOTAL","Combined Heat and Power, Industrial Power","Other Gases",10500865]
[1991,"US-TOTAL","Combined Heat and Power, Industrial Power","Petroleum",6540015]
[1991,"US-TOTAL","Combined Heat and Power, Industrial Power","Total",132579190]
[1991,"US-TOTAL","Combined Heat and Power, Industrial Power","Wood and Wood Derived Fuels",25863151]
[1991,"UT","Combined Heat and Power, Industrial Power","Coal",3686]
[1991,"UT","Combined Heat and Power, Industrial Power","Natural Gas",83276]
[1991,"UT","Combined Heat and Power, Industrial Power","Other Gases",203802]
[1991,"UT","Combined Heat and Power, Industrial Power","Petroleum",3650]
[1991,"UT","Combined Heat and Power, Industrial Power","Total",294414]
[1991,"VA","Combined Heat and Power, Industrial Power","Coal",1037722]
[1991,"VA","Combined Heat and Power, Industrial Power","Hydroelectric Conventional",17544]
[1991,"VA","Combined Heat and Power, Industrial Power","Natural Gas",31521]
[1991,"VA","Combined Heat and Power, Industrial Power","Other Biomass",2059]
[1991,"VA","Combined Heat and Power, Industrial Power","Petroleum",215154]
[1991,"VA","Combined Heat and Power, Industrial Power","Total",2492829]
[1991,"VA","Combined Heat and Power, Industrial Power","Wood and Wood Derived Fuels",1188829]
[1991,"VT","Combined Heat and Power, Industrial Power","Hydroelectric Conventional",17593]
[1991,"VT","Combined Heat and Power, Industrial Power","Total",34638]
[1991,"VT","Combined Heat and Power, Industrial Power","Wood and Wood Derived Fuels",17045]
[1991,"WA","Combined Heat and Power, Industrial Power","Coal",27644]
[1991,"WA","Combined Heat and Power, Industrial Power","Hydroelectric Conventional",183377]
[1991,"WA","Combined Heat and Power, Industrial Power","Natural Gas",288014]
[1991,"WA","Combined Heat and Power, Industrial Power","Other",3]
[1991,"WA","Combined Heat and Power, Industrial Power","Other Biomass",12192]
[1991,"WA","Combined Heat and Power, Industrial Power","Petroleum",22542]
[1991,"WA","Combined Heat and Power, Industrial Power","Total",977534]
[1991,"WA","Combined Heat and Power, Industrial Power","Wood and Wood Derived Fuels",443762]
[1991,"WI","Combined Heat and Power, Industrial Power","Coal",997723]
[1991,"WI","Combined Heat and Power, Industrial Power","Hydroelectric Conventional",225090]
[1991,"WI","Combined Heat and Power, Industrial Power","Natural Gas",201767]
[1991,"WI","Combined Heat and Power, Industrial Power","Other Biomass",21649]
[1991,"WI","Combined Heat and Power, Industrial Power","Petroleum",102081]
[1991,"WI","Combined Heat and Power, Industrial Power","Total",2083470]
[1991,"WI","Combined Heat and Power, Industrial Power","Wood and Wood Derived Fuels",535160]
[1991,"WV","Combined Heat and Power, Industrial Power","Coal",1100063]
[1991,"WV","Combined Heat and Power, Industrial Power","Hydroelectric Conventional",534292]
[1991,"WV","Combined Heat and Power, Industrial Power","Natural Gas",41559]
[1991,"WV","Combined Heat and Power, Industrial Power","Other",198]
[1991,"WV","Combined Heat and Power, Industrial Power","Other Gases",178489]
[1991,"WV","Combined Heat and Power, Industrial Power","Petroleum",14963]
[1991,"AL","Electric Generators, Electric Utilities","Natural Gas",417106]
[1991,"AR","Electric Generators, Electric Utilities","Nuclear",12661793]
[1991,"CA","Electric Generators, Electric Utilities","Other Biomass",8270]
[1991,"GA","Electric Generators, Electric Utilities","Coal",59985395]
[1991,"IL","Electric Generators, Electric Utilities","Coal",53955009]
[1991,"IN","Electric Generators, Electric Utilities","Natural Gas",919662]
[1991,"MA","Electric Generators, Electric Utilities","Hydroelectric Conventional",855193]
[1991,"MI","Electric Generators, Electric Utilities","Petroleum",553863]
[1991,"MN","Electric Generators, Electric Utilities","Nuclear",12059055]
[1991,"MT","Electric Generators, Electric Utilities","Wind",0]
[1991,"NE","Electric Generators, Electric Utilities","Coal",13562815]
[1991,"NY","Electric Generators, Electric Utilities","Pumped Storage",-1007269]
[1991,"OR","Electric Generators, Electric Utilities","Wood and Wood Derived Fuels",261]
[1991,"PA","Electric Generators, Electric Utilities","Total",162366875]
[1991,"TN","Electric Generators, Electric Utilities","Petroleum",160072]
[1991,"US-TOTAL","Electric Generators, Electric Utilities","Wind",285]
[1991,"WA","Electric Generators, Electric Utilities","Coal",7903796]
[1991,"WA","Electric Generators, Electric Utilities","Pumped Storage",0]
[1991,"WY","Electric Generators, Electric Utilities","Total",38667162]
[1991,"CO","Electric Generators, Independent Power Producers","Total",206045]
[1991,"LA","Electric Generators, Independent Power Producers","Other Biomass",91661]
[1991,"ME","Electric Generators, Independent Power Producers","Other Biomass",215440]
[1991,"NC","Electric Generators, Independent Power Producers","Hydroelectric Conventional",15769]
[1991,"NY","Electric Generators, Independent Power Producers","Total",2411244]
[1991,"US-TOTAL","Electric Generators, Independent Power Producers","Coal",757440]
[1991,"US-TOTAL","Electric Generators, Independent Power Producers","Petroleum",745467]
[1991,"WV","Electric Generators, Independent Power Producers","Hydroelectric Conventional",174913]
[1991,"AL","Total Electric Power Industry","Other Gases",293206]
[1991,"CA","Total Electric Power Industry","Total",158947642]
[1991,"CO","Total Electric Power Industry","Petroleum",37910]
[1991,"FL","Total Electric Power Industry","Coal",62013484]
[1991,"HI","Total Electric Power Industry","Hydroelectric Conventional",70988]
[1991,"IL","Total Electric Power Industry","Hydroelectric Conventional",134457]
[1991,"IL","Total Electric Power Industry","Wood and Wood Derived Fuels",211]
[1991,"LA","Total Electric Power Industry","Hydroelectric Conventional",656492]
[1991,"MA","Total Electric Power Industry","Other Gases",800]
[1991,"MN","Total Electric Power Industry","Hydroelectric Conventional",1037092]
[1991,"MN","Total Electric Power Industry","Wood and Wood Derived Fuels",424465]
[1991,"NC","Total Electric Power Industry","Coal",50767188]
[1991,"NH","Total Electric Power Industry","Coal",3168054]
[1991,"NM","Total Electric Power Industry","Petroleum",33012]
[1991,"NV","Total Electric Power Industry","Total",22065204]
[1991,"OK","Total Electric Power Industry","Petroleum",46069]
[1991,"OR","Total Electric Power Industry","Petroleum",11000]
[1991,"SD","Total Electric Power Industry","Natural Gas",9036]
[1991,"TN","Total Electric Power Industry","Other",38926]
[1991,"US-TOTAL","Total Electric Power Industry","Hydroelectric Conventional",288994189]
[1991,"VA","Total Electric Power Industry","Nuclear",23886268]
[1991,"VT","Total Electric Power Industry","Hydroelectric Conventional",1052719]
[1991,"WV","Total Electric Power Industry","Other Gases",178489]
[1992,"AR","Combined Heat and Power, Commercial Power","Petroleum",2948]
[1992,"CA","Combined Heat and Power, Commercial Power","Other Gases",105060]
[1992,"MA","Combined Heat and Power, Commercial Power","Natural Gas",136870]
[1992,"MD","Combined Heat and Power, Commercial Power","Wood and Wood Derived Fuels",17470]
[1992,"MO","Combined Heat and Power, Commercial Power","Total",127584]
[1992,"OK","Combined Heat and Power, Commercial Power","Total",28978]
[1992,"PA","Combined Heat and Power, Commercial Power","Coal",10399]
[1992,"UT","Combined Heat and Power, Commercial Power","Natural Gas",30250]
[1992,"AL","Combined Heat and Power, Electric Power","Total",778496]
[1992,"FL","Combined Heat and Power, Electric Power","Petroleum",1504]
[1992,"HI","Combined Heat and Power, Electric Power","Petroleum",1179093]
[1992,"ME","Combined Heat and Power, Electric Power","Petroleum",6224]
[1992,"NM","Combined Heat and Power, Electric Power","Natural Gas",4762]
[1992,"RI","Combined Heat and Power, Electric Power","Total",291388]
[1992,"TX","Combined Heat and Power, Electric Power","Other Gases",128051]
[1992,"AK","Combined Heat and Power, Industrial Power","Natural Gas",653435]
[1992,"AZ","Combined Heat and Power, Industrial Power","Coal",214741]
[1992,"DE","Combined Heat and Power, Industrial Power","Coal",190287]
[1992,"HI","Combined Heat and Power, Industrial Power","Hydroelectric Conventional",51300]
[1992,"IA","Combined Heat and Power, Industrial Power","Natural Gas",97616]
[1992,"IN","Combined Heat and Power, Industrial Power","Petroleum",199331]
[1992,"MD","Combined Heat and Power, Industrial Power","Natural Gas",29019]
[1992,"ME","Combined Heat and Power, Industrial Power","Total",4531632]
[1992,"MT","Combined Heat and Power, Industrial Power","Petroleum",821]
[1992,"NH","Combined Heat and Power, Industrial Power","Other Biomass",1841]
[1992,"OH","Combined Heat and Power, Industrial Power","Other Gases",73545]
[1992,"OK","Combined Heat and Power, Industrial Power","Petroleum",36446]
[1992,"SC","Combined Heat and Power, Industrial Power","Other Biomass",8219]
[1992,"US-TOTAL","Combined Heat and Power, Industrial Power","Hydroelectric Conventional",2949883]
[1992,"VA","Combined Heat and Power, Industrial Power","Wood and Wood Derived Fuels",1274425]
[1992,"WA","Combined Heat and Power, Industrial Power","Total",1270461]
[1992,"AK","Electric Generators, Electric Utilities","Total",4167054]
[1992,"AZ","Electric Generators, Electric Utilities","Pumped Storage",290465]
[1992,"CT","Electric Generators, Electric Utilities","Nuclear",16770708]
[1992,"DE","Electric Generators, Electric Utilities","Coal",3813594]
[1992,"IA","Electric Generators, Electric Utilities","Hydroelectric Conventional",981399]
[1992,"KS","Electric Generators, Electric Utilities","Coal",22152736]
[1992,"MA","Electric Generators, Electric Utilities","Natural Gas",3750925]
[1992,"MD","Electric Generators, Electric Utilities","Total",39586558]
[1992,"MO","Electric Generators, Electric Utilities","Coal",46829678]
[1992,"ND","Electric Generators, Electric Utilities","Petroleum",28951]
[1992,"NJ","Electric Generators, Electric Utilities","Petroleum",1016038]
[1992,"NM","Electric Generators, Electric Utilities","Petroleum",35614]
[1992,"OK","Electric Generators, Electric Utilities","Hydroelectric Conventional",3241701]
[1992,"RI","Electric Generators, Electric Utilities","Natural Gas",34593]
[1992,"TN","Electric Generators, Electric Utilities","Natural Gas",29936]
[1992,"TX","Electric Generators, Electric Utilities","Total",239964014]
[1992,"VA","Electric Generators, Electric Utilities","Pumped Storage",-664933]
[1992,"WI","Electric Generators, Electric Utilities","Total",46463756]
[1992,"CA","Electric Generators, Independent Power Producers","Hydroelectric Conventional",950197]
[1992,"CA","Electric Generators, Independent Power Producers","Wind",2863999]
[1992,"GA","Electric Generators, Independent Power Producers","Natural Gas",24]
[1992,"MA","Electric Generators, Independent Power Producers","Other Biomass",1540488]
[1992,"MI","Electric Generators, Independent Power Producers","Wood and Wood Derived Fuels",528385]
[1992,"NH","Electric Generators, Independent Power Producers","Hydroelectric Conventional",234918]
[1992,"PA","Electric Generators, Independent Power Producers","Hydroelectric Conventional",442161]
[1992,"US-TOTAL","Electric Generators, Independent Power Producers","Solar Thermal and Photovoltaic",396471]
[1992,"WV","Electric Generators, Independent Power Producers","Coal",285008]
[1992,"AK","Total Electric Power Industry","Natural Gas",3214330]
[1992,"AR","Total Electric Power Industry","Coal",20093600]
[1992,"CO","Total Electric Power Industry","Hydroelectric Conventional",1499162]
[1992,"DE","Total Electric Power Industry","Other",6315]
[1992,"FL","Total Electric Power Industry","Other",1951858]
[1992,"HI","Total Electric Power Industry","Total",9844461]
[1992,"IL","Total Electric Power Industry","Other Biomass",202394]
[1992,"KY","Total Electric Power Industry","Natural Gas",23832]
[1992,"LA","Total Electric Power Industry","Other",702002]
[1992,"MI","Total Electric Power Industry","Hydroelectric Conventional",1782271]
[1992,"MN","Total Electric Power Industry","Other Biomass",525005]
[1992,"MT","Total Electric Power Industry","Natural Gas",34569]
[1992,"NC","Total Electric Power Industry","Natural Gas",361308]
[1992,"NH","Total Electric Power Industry","Hydroelectric Conventional",1393631]
[1992,"NM","Total Electric Power Industry","Total",28069438]
[1992,"OH","Total Electric Power Industry","Other Biomass",349113]
[1992,"OK","Total Electric Power Industry","Natural Gas",16419444]
[1992,"RI","Total Electric Power Industry","Total",4785205]
[1992,"SD","Total Electric Power Industry","Petroleum",7472]
[1992,"TX","Total Electric Power Industry","Solar Thermal and Photovoltaic",369]
[1992,"US-TOTAL","Total Electric Power Industry","Natural Gas",404074372]
[1992,"VA","Total Electric Power Industry","Other",484]
[1992,"WA","Total Electric Power Industry","Petroleum",25745]
[1992,"WY","Total Electric Power Industry","Other",45396]
[1993,"AK","Combined Heat and Power, Commercial Power","Petroleum",954]
[1993,"IA","Combined Heat and Power, Commercial Power","Coal",49685]
[1993,"LA","Combined Heat and Power, Commercial Power","Natural Gas",25052]
[1993,"MI","Combined Heat and Power, Commercial Power","Total",452434]
[1993,"MO","Combined Heat and Power, Commercial Power","Coal",147340]
[1993,"NY","Combined Heat and Power, Commercial Power","Total",864266]
[1993,"SC","Combined Heat and Power, Commercial Power","Petroleum",2879]
[1993,"VA","Combined Heat and Power, Commercial Power","Other Biomass",90720]
[1993,"WI","Combined Heat and Power, Commercial Power","Hydroelectric Conventional",4017]
[1993,"CT","Combined Heat and Power, Electric Power","Coal",1600491]
[1993,"IA","Combined Heat and Power, Electric Power","Other Biomass",3250]
[1993,"NC","Combined Heat and Power, Electric Power","Petroleum",17206]
[1993,"NM","Combined Heat and Power, Electric Power","Natural Gas",5353]
[1993,"OR","Combined Heat and Power, Electric Power","Total",326466]
[1993,"US-TOTAL","Combined Heat and Power, Electric Power","Other Biomass",1364333]
[1993,"WV","Combined Heat and Power, Electric Power","Natural Gas",11291]
[1993,"AL","Combined Heat and Power, Industrial Power","Natural Gas",780497]
[1993,"CA","Combined Heat and Power, Industrial Power","Petroleum",761643]
[1993,"DE","Combined Heat and Power, Industrial Power","Other",6049]
[1993,"ID","Combined Heat and Power, Industrial Power","Other Biomass",10240]
[1993,"IL","Combined Heat and Power, Industrial Power","Other Gases",347139]
[1993,"MA","Combined Heat and Power, Industrial Power","Coal",41529]
[1993,"MI","Combined Heat and Power, Industrial Power","Other Gases",898]
[1993,"MT","Combined Heat and Power, Industrial Power","Natural Gas",10761]
[1993,"NC","Combined Heat and Power, Industrial Power","Petroleum",224791]
[1993,"NM","Combined Heat and Power, Industrial Power","Petroleum",7953]
[1993,"OH","Combined Heat and Power, Industrial Power","Other Gases",128520]
[1993,"TN","Combined Heat and Power, Industrial Power","Natural Gas",151300]
[1993,"TX","Combined Heat and Power, Industrial Power","Coal",2779665]
[1993,"UT","Combined Heat and Power, Industrial Power","Other Gases",281457]
[1993,"WI","Combined Heat and Power, Industrial Power","Natural Gas",175946]
[1993,"AK","Electric Generators, Electric Utilities","Coal",322564]
[1993,"AL","Electric Generators, Electric Utilities","Petroleum",72217]
[1993,"CO","Electric Generators, Electric Utilities","Coal",30456351]
[1993,"FL","Electric Generators, Electric Utilities","Total",140066943]
[1993,"IA","Electric Generators, Electric Utilities","Total",30991690]
[1993,"IL","Electric Generators, Electric Utilities","Natural Gas",1184217]
[1993,"KY","Electric Generators, Electric Utilities","Natural Gas",23632]
[1993,"ME","Electric Generators, Electric Utilities","Total",8075919]
[1993,"MI","Electric Generators, Electric Utilities","Total",92250107]
[1993,"NC","Electric Generators, Electric Utilities","Coal",59383147]
[1993,"NE","Electric Generators, Electric Utilities","Total",22724286]
[1993,"NY","Electric Generators, Electric Utilities","Natural Gas",16165604]
[1993,"OK","Electric Generators, Electric Utilities","Total",48810720]
[1993,"OR","Electric Generators, Electric Utilities","Total",40743085]
[1993,"SC","Electric Generators, Electric Utilities","Nuclear",46188884]
[1993,"US-TOTAL","Electric Generators, Electric Utilities","Hydroelectric Conventional",269098329]
[1993,"US-TOTAL","Electric Generators, Electric Utilities","Total",2882524766]
[1993,"WA","Electric Generators, Electric Utilities","Nuclear",7134966]
[1993,"WY","Electric Generators, Electric Utilities","Coal",39301199]
[1993,"CA","Electric Generators, Independent Power Producers","Wood and Wood Derived Fuels",2524894]
[1993,"HI","Electric Generators, Independent Power Producers","Total",512344]
[1993,"IL","Electric Generators, Independent Power Producers","Hydroelectric Conventional",86856]
[1993,"MA","Electric Generators, Independent Power Producers","Wood and Wood Derived Fuels",103812]
[1993,"NH","Electric Generators, Independent Power Producers","Other Biomass",166454]
[1993,"NH","Electric Generators, Independent Power Producers","Wood and Wood Derived Fuels",835054]
[1993,"PA","Electric Generators, Independent Power Producers","Total",2839062]
[1993,"US-TOTAL","Electric Generators, Independent Power Producers","Total",53395640]
[1993,"WV","Electric Generators, Independent Power Producers","Coal",1019379]
[1993,"AL","Total Electric Power Industry","Wood and Wood Derived Fuels",3348730]
[1993,"AR","Total Electric Power Industry","Wood and Wood Derived Fuels",1570163]
[1993,"CA","Total Electric Power Industry","Other Biomass",2891154]
[1993,"DE","Total Electric Power Industry","Total",9017680]
[1993,"FL","Total Electric Power Industry","Natural Gas",20754801]
[1993,"IA","Total Electric Power Industry","Coal",27531644]
[1993,"IL","Total Electric Power Industry","Other Gases",347139]
[1993,"KY","Total Electric Power Industry","Petroleum",96727]
[1993,"LA","Total Electric Power Industry","Other",716315]
[1993,"MD","Total Electric Power Industry","Total",44977888]
[1993,"MI","Total Electric Power Industry","Wood and Wood Derived Fuels",1586167]
[1993,"MO","Total Electric Power Industry","Total",53552969]
[1993,"MT","Total Electric Power Industry","Wood and Wood Derived Fuels",118919]
[1993,"NH","Total Electric Power Industry","Hydroelectric Conventional",1410609]
[1993,"NV","Total Electric Power Industry","Coal",15627860]
[1993,"OH","Total Electric Power Industry","Other Biomass",99045]
[1993,"OK","Total Electric Power Industry","Coal",31692175]
[1993,"PA","Total Electric Power Industry","Petroleum",5013320]
[1993,"SD","Total Electric Power Industry","Coal",2641582]
[1993,"TX","Total Electric Power Industry","Coal",131046002]
[1993,"US-TOTAL","Total Electric Power Industry","Hydroelectric Conventional",280494008]
[1993,"VA","Total Electric Power Industry","Hydroelectric Conventional",1313303]
[1993,"WI","Total Electric Power Industry","Coal",34550945]
[1993,"WY","Total Electric Power Industry","Other Gases",2071]
[1994,"CT","Combined Heat and Power, Commercial Power","Natural Gas",87845]
[1994,"FL","Combined Heat and Power, Commercial Power","Other Biomass",31996]
[1994,"IN","Combined Heat and Power, Commercial Power","Total",165254]
[1994,"ME","Combined Heat and Power, Commercial Power","Petroleum",923]
[1994,"MO","Combined Heat and Power, Commercial Power","Petroleum",13206]
[1994,"OH","Combined Heat and Power, Commercial Power","Other Biomass",8460]
[1994,"TX","Combined Heat and Power, Commercial Power","Natural Gas",432521]
[1994,"WA","Combined Heat and Power, Commercial Power","Natural Gas",27736]
[1994,"WI","Combined Heat and Power, Commercial Power","Petroleum",3820]
[1994,"IA","Combined Heat and Power, Electric Power","Coal",81629]
[1994,"LA","Combined Heat and Power, Electric Power","Total",1605817]
[1994,"ME","Combined Heat and Power, Electric Power","Petroleum",13707]
[1994,"NJ","Combined Heat and Power, Electric Power","Coal",1025589]
[1994,"OR","Combined Heat and Power, Electric Power","Total",275838]
[1994,"US-TOTAL","Combined Heat and Power, Electric Power","Other Biomass",1600423]
[1994,"WV","Combined Heat and Power, Electric Power","Total",414420]
[1994,"AL","Combined Heat and Power, Industrial Power","Natural Gas",826707]
[1994,"CT","Combined Heat and Power, Industrial Power","Petroleum",150324]
[1994,"FL","Combined Heat and Power, Industrial Power","Other Biomass",107138]
[1994,"HI","Combined Heat and Power, Industrial Power","Hydroelectric Conventional",76543]
[1994,"ID","Combined Heat and Power, Industrial Power","Petroleum",34]
[1994,"LA","Combined Heat and Power, Industrial Power","Wood and Wood Derived Fuels",2534405]
[1994,"MI","Combined Heat and Power, Industrial Power","Hydroelectric Conventional",26500]
[1994,"MS","Combined Heat and Power, Industrial Power","Wood and Wood Derived Fuels",1761286]
[1994,"NC","Combined Heat and Power, Industrial Power","Natural Gas",173725]
[1994,"NY","Combined Heat and Power, Industrial Power","Other Gases",93594]
[1994,"OK","Combined Heat and Power, Industrial Power","Wood and Wood Derived Fuels",271391]
[1994,"SC","Combined Heat and Power, Industrial Power","Other Biomass",4946]
[1994,"TN","Combined Heat and Power, Industrial Power","Coal",1542766]
[1994,"US-TOTAL","Combined Heat and Power, Industrial Power","Total",151177734]
[1994,"WA","Combined Heat and Power, Industrial Power","Coal",26421]
[1994,"WY","Combined Heat and Power, Industrial Power","Other",54746]
[1994,"AK","Electric Generators, Electric Utilities","Natural Gas",2680897]
[1994,"CA","Electric Generators, Electric Utilities","Pumped Storage",934849]
[1994,"CT","Electric Generators, Electric Utilities","Pumped Storage",2795]
[1994,"HI","Electric Generators, Electric Utilities","Hydroelectric Conventional",18805]
[1994,"IA","Electric Generators, Electric Utilities","Hydroelectric Conventional",1052870]
[1994,"KS","Electric Generators, Electric Utilities","Petroleum",82809]
[1994,"MD","Electric Generators, Electric Utilities","Coal",25394481]
[1994,"MN","Electric Generators, Electric Utilities","Nuclear",12223620]
[1994,"MO","Electric Generators, Electric Utilities","Natural Gas",338101]
[1994,"NE","Electric Generators, Electric Utilities","Coal",14002015]
[1994,"NJ","Electric Generators, Electric Utilities","Total",31931596]
[1994,"OH","Electric Generators, Electric Utilities","Natural Gas",152957]
[1994,"OH","Electric Generators, Electric Utilities","Petroleum",372313]
[1994,"RI","Electric Generators, Electric Utilities","Total",68641]
[1994,"TX","Electric Generators, Electric Utilities","Hydroelectric Conventional",1530436]
[1994,"UT","Electric Generators, Electric Utilities","Geothermal",194804]
[1994,"VA","Electric Generators, Electric Utilities","Nuclear",25428856]
[1994,"WI","Electric Generators, Electric Utilities","Hydroelectric Conventional",1914414]
[1994,"CA","Electric Generators, Independent Power Producers","Total",18752094]
[1994,"FL","Electric Generators, Independent Power Producers","Wood and Wood Derived Fuels",196417]
[1994,"IL","Electric Generators, Independent Power Producers","Total",286074]
[1994,"MA","Electric Generators, Independent Power Producers","Hydroelectric Conventional",184473]
[1994,"MN","Electric Generators, Independent Power Producers","Other Biomass",228973]
[1994,"NH","Electric Generators, Independent Power Producers","Wood and Wood Derived Fuels",745699]
[1994,"NV","Electric Generators, Independent Power Producers","Total",1565207]
[1994,"RI","Electric Generators, Independent Power Producers","Hydroelectric Conventional",9349]
[1994,"VA","Electric Generators, Independent Power Producers","Total",2313070]
[1994,"AK","Total Electric Power Industry","Natural Gas",3401175]
[1994,"AL","Total Electric Power Industry","Hydroelectric Conventional",11429120]
[1994,"AZ","Total Electric Power Industry","Petroleum",152170]
[1994,"CO","Total Electric Power Industry","Other Biomass",28462]
[1994,"DE","Total Electric Power Industry","Other",7970]
[1994,"FL","Total Electric Power Industry","Petroleum",33897384]
[1994,"IA","Total Electric Power Industry","Coal",27450892]
[1994,"IN","Total Electric Power Industry","Other Biomass",36993]
[1994,"LA","Total Electric Power Industry","Natural Gas",38511585]
[1994,"LA","Total Electric Power Industry","Wood and Wood Derived Fuels",2534405]
[1994,"MD","Total Electric Power Industry","Petroleum",4275226]
[1994,"MN","Total Electric Power Industry","Nuclear",12223620]
[1994,"MS","Total Electric Power Industry","Petroleum",1124155]
[1994,"NC","Total Electric Power Industry","Nuclear",32346007]
[1994,"NH","Total Electric Power Industry","Other Biomass",153844]
[1994,"NV","Total Electric Power Industry","Petroleum",167680]
[1994,"OH","Total Electric Power Industry","Total",131763610]
[1994,"OK","Total Electric Power Industry","Petroleum",42621]
[1994,"PA","Total Electric Power Industry","Other Biomass",1428098]
[1994,"SD","Total Electric Power Industry","Petroleum",20731]
[1994,"US-TOTAL","Total Electric Power Industry","Geothermal",15535453]
[1994,"US-TOTAL","Total Electric Power Industry","Solar Thermal and Photovoltaic",486622]
[1994,"VA","Total Electric Power Industry","Solar Thermal and Photovoltaic",11]
[1994,"WI","Total Electric Power Industry","Natural Gas",604655]
[1994,"WY","Total Electric Power Industry","Total",43002285]
[1995,"AR","Combined Heat and Power, Commercial Power","Petroleum",3185]
[1995,"CT","Combined Heat and Power, Commercial Power","Total",96566]
[1995,"LA","Combined Heat and Power, Commercial Power","Total",28109]
[1995,"MO","Combined Heat and Power, Commercial Power","Natural Gas",218]
[1995,"NC","Combined Heat and Power, Commercial Power","Natural Gas",1382]
[1995,"OH","Combined Heat and Power, Commercial Power","Total",33626]
[1995,"TN","Combined Heat and Power, Commercial Power","Other Biomass",36030]
[1995,"VA","Combined Heat and Power, Commercial Power","Petroleum",54593]
[1995,"WI","Combined Heat and Power, Commercial Power","Other Biomass",12940]
[1995,"CA","Combined Heat and Power, Electric Power","Petroleum",475888]
[1995,"MA","Combined Heat and Power, Electric Power","Natural Gas",6079910]
[1995,"MT","Combined Heat and Power, Electric Power","Other Gases",8678]
[1995,"NH","Combined Heat and Power, Electric Power","Petroleum",84]
[1995,"OK","Combined Heat and Power, Electric Power","Coal",2635921]
[1995,"US-TOTAL","Combined Heat and Power, Electric Power","Coal",28097589]
[1995,"WA","Combined Heat and Power, Electric Power","Petroleum",148193]
[1995,"AK","Combined Heat and Power, Industrial Power","Natural Gas",700638]
[1995,"CO","Combined Heat and Power, Industrial Power","Natural Gas",82132]
[1995,"FL","Combined Heat and Power, Industrial Power","Natural Gas",1775820]
[1995,"HI","Combined Heat and Power, Industrial Power","Wood and Wood Derived Fuels",1145]
[1995,"IA","Combined Heat and Power, Industrial Power","Wood and Wood Derived Fuels",278]
[1995,"KY","Combined Heat and Power, Industrial Power","Total",4258]
[1995,"ME","Combined Heat and Power, Industrial Power","Coal",225441]
[1995,"MN","Combined Heat and Power, Industrial Power","Hydroelectric Conventional",224107]
[1995,"MS","Combined Heat and Power, Industrial Power","Other Biomass",847]
[1995,"ND","Combined Heat and Power, Industrial Power","Total",162226]
[1995,"NM","Combined Heat and Power, Industrial Power","Total",360366]
[1995,"PA","Combined Heat and Power, Industrial Power","Other Gases",779736]
[1995,"RI","Combined Heat and Power, Industrial Power","Petroleum",3096]
[1995,"TX","Combined Heat and Power, Industrial Power","Total",37243737]
[1995,"VA","Combined Heat and Power, Industrial Power","Petroleum",205361]
[1995,"WI","Combined Heat and Power, Industrial Power","Wood and Wood Derived Fuels",641812]
[1995,"WV","Combined Heat and Power, Industrial Power","Total",1902189]
[1995,"AR","Electric Generators, Electric Utilities","Natural Gas",3091957]
[1995,"CA","Electric Generators, Electric Utilities","Natural Gas",39089723]
[1995,"FL","Electric Generators, Electric Utilities","Petroleum",21583186]
[1995,"GA","Electric Generators, Electric Utilities","Hydroelectric Conventional",4146208]
[1995,"IL","Electric Generators, Electric Utilities","Other Biomass",67053]
[1995,"LA","Electric Generators, Electric Utilities","Nuclear",15685900]
[1995,"ME","Electric Generators, Electric Utilities","Wood and Wood Derived Fuels",299]
[1995,"MN","Electric Generators, Electric Utilities","Coal",26820765]
[1995,"MS","Electric Generators, Electric Utilities","Total",26395165]
[1995,"NC","Electric Generators, Electric Utilities","Total",96109819]
[1995,"NV","Electric Generators, Electric Utilities","Total",19997354]
[1995,"NY","Electric Generators, Electric Utilities","Total",101160796]
[1995,"OR","Electric Generators, Electric Utilities","Total",44031261]
[1995,"SD","Electric Generators, Electric Utilities","Natural Gas",63139]
[1995,"US-TOTAL","Electric Generators, Electric Utilities","Natural Gas",307306050]
[1995,"UT","Electric Generators, Electric Utilities","Coal",30259914]
[1995,"VT","Electric Generators, Electric Utilities","Wood and Wood Derived Fuels",127168]
[1995,"WI","Electric Generators, Electric Utilities","Nuclear",10969606]
[1995,"CO","Electric Generators, Independent Power Producers","Total",236697]
[1995,"CT","Electric Generators, Independent Power Producers","Total",1603926]
[1995,"IA","Electric Generators, Independent Power Producers","Total",16043]
[1995,"MD","Electric Generators, Independent Power Producers","Total",166855]
[1995,"MI","Electric Generators, Independent Power Producers","Hydroelectric Conventional",83254]
[1995,"NJ","Electric Generators, Independent Power Producers","Natural Gas",673591]
[1995,"NY","Electric Generators, Independent Power Producers","Petroleum",113102]
[1995,"PA","Electric Generators, Independent Power Producers","Natural Gas",114]
[1995,"VA","Electric Generators, Independent Power Producers","Wood and Wood Derived Fuels",139508]
[1995,"WI","Electric Generators, Independent Power Producers","Hydroelectric Conventional",11525]
[1995,"AL","Total Electric Power Industry","Nuclear",20752341]
[1995,"CA","Total Electric Power Industry","Geothermal",11450299]
[1995,"CA","Total Electric Power Industry","Petroleum",2291128]
[1995,"DE","Total Electric Power Industry","Other Gases",113827]
[1995,"GA","Total Electric Power Industry","Petroleum",849860]
[1995,"IA","Total Electric Power Industry","Wind",117]
[1995,"IN","Total Electric Power Industry","Other Biomass",84340]
[1995,"KS","Total Electric Power Industry","Nuclear",10062177]
[1995,"LA","Total Electric Power Industry","Petroleum",1486214]
[1995,"ME","Total Electric Power Industry","Other Biomass",562705]
[1995,"MI","Total Electric Power Industry","Natural Gas",11574854]
[1995,"MS","Total Electric Power Industry","Nuclear",8013321]
[1995,"NC","Total Electric Power Industry","Pumped Storage",167317]
[1995,"NH","Total Electric Power Industry","Other Biomass",175308]
[1995,"NV","Total Electric Power Industry","Hydroelectric Conventional",1941534]
[1995,"NY","Total Electric Power Industry","Nuclear",26336172]
[1995,"OK","Total Electric Power Industry","Petroleum",98685]
[1995,"PA","Total Electric Power Industry","Pumped Storage",-1240153]
[1995,"SC","Total Electric Power Industry","Hydroelectric Conventional",3457143]
[1995,"TX","Total Electric Power Industry","Natural Gas",146978708]
[1995,"US-TOTAL","Total Electric Power Industry","Total",3353487362]
[1995,"VA","Total Electric Power Industry","Wood and Wood Derived Fuels",1400767]
[1995,"WI","Total Electric Power Industry","Hydroelectric Conventional",2378472]
[1995,"WV","Total Electric Power Industry","Coal",78714219]
[1996,"AZ","Combined Heat and Power, Commercial Power","Natural Gas",20765]
[1996,"FL","Combined Heat and Power, Commercial Power","Natural Gas",86344]
[1996,"IL","Combined Heat and Power, Commercial Power","Coal",41009]
[1996,"ME","Combined Heat and Power, Commercial Power","Wood and Wood Derived Fuels",40251]
[1996,"NC","Combined Heat and Power, Commercial Power","Petroleum",784]
[1996,"OK","Combined Heat and Power, Commercial Power","Natural Gas",35109]
[1996,"TN","Combined Heat and Power, Commercial Power","Natural Gas",2688]
[1996,"US-TOTAL","Combined Heat and Power, Commercial Power","Natural Gas",5249023]
[1996,"WI","Combined Heat and Power, Commercial Power","Hydroelectric Conventional",9513]
[1996,"CA","Combined Heat and Power, Electric Power","Other Gases",96058]
[1996,"CT","Combined Heat and Power, Electric Power","Total",2289052]
[1996,"LA","Combined Heat and Power, Electric Power","Petroleum",1377364]
[1996,"NC","Combined Heat and Power, Electric Power","Natural Gas",52722]
[1996,"NY","Combined Heat and Power, Electric Power","Other Biomass",473070]
[1996,"OH","Combined Heat and Power, Electric Power","Natural Gas",335]
[1996,"TX","Combined Heat and Power, Electric Power","Petroleum",1218304]
[1996,"WI","Combined Heat and Power, Electric Power","Coal",31063]
[1996,"AL","Combined Heat and Power, Industrial Power","Petroleum",159505]
[1996,"AZ","Combined Heat and Power, Industrial Power","Wood and Wood Derived Fuels",76745]
[1996,"DE","Combined Heat and Power, Industrial Power","Total",732596]
[1996,"IA","Combined Heat and Power, Industrial Power","Total",1058089]
[1996,"IN","Combined Heat and Power, Industrial Power","Total",4082423]
[1996,"LA","Combined Heat and Power, Industrial Power","Natural Gas",12453374]
[1996,"MD","Combined Heat and Power, Industrial Power","Natural Gas",74187]
[1996,"MO","Combined Heat and Power, Industrial Power","Coal",145664]
[1996,"NC","Combined Heat and Power, Industrial Power","Coal",732555]
[1996,"NE","Combined Heat and Power, Industrial Power","Coal",26227]
[1996,"NY","Combined Heat and Power, Industrial Power","Other Biomass",1831]
[1996,"PA","Combined Heat and Power, Industrial Power","Other",14745]
[1996,"TN","Combined Heat and Power, Industrial Power","Other Biomass",3447]
[1996,"TX","Combined Heat and Power, Industrial Power","Other",435162]
[1996,"WA","Combined Heat and Power, Industrial Power","Hydroelectric Conventional",178482]
[1996,"WI","Combined Heat and Power, Industrial Power","Other",445]
[1996,"AL","Electric Generators, Electric Utilities","Hydroelectric Conventional",11081921]
[1996,"AR","Electric Generators, Electric Utilities","Natural Gas",3086760]
[1996,"CO","Electric Generators, Electric Utilities","Coal",31952337]
[1996,"FL","Electric Generators, Electric Utilities","Coal",65782399]
[1996,"IA","Electric Generators, Electric Utilities","Total",33386873]
[1996,"IL","Electric Generators, Electric Utilities","Hydroelectric Conventional",22431]
[1996,"MA","Electric Generators, Electric Utilities","Pumped Storage",-657967]
[1996,"ME","Electric Generators, Electric Utilities","Petroleum",621755]
[1996,"MO","Electric Generators, Electric Utilities","Pumped Storage",-75025]
[1996,"MS","Electric Generators, Electric Utilities","Total",28838302]
[1996,"NE","Electric Generators, Electric Utilities","Other Biomass",11534]
[1996,"NV","Electric Generators, Electric Utilities","Coal",14656868]
[1996,"OK","Electric Generators, Electric Utilities","Petroleum",124951]
[1996,"OR","Electric Generators, Electric Utilities","Petroleum",6631]
[1996,"TN","Electric Generators, Electric Utilities","Petroleum",257586]
[1996,"US-TOTAL","Electric Generators, Electric Utilities","Petroleum",67346095]
[1996,"VT","Electric Generators, Electric Utilities","Hydroelectric Conventional",1066748]
[1996,"VT","Electric Generators, Electric Utilities","Wind",0]
[1996,"WY","Electric Generators, Electric Utilities","Hydroelectric Conventional",1231797]
[1996,"CT","Electric Generators, Independent Power Producers","Hydroelectric Conventional",87767]
[1996,"GA","Electric Generators, Independent Power Producers","Total",123790]
[1996,"IL","Electric Generators, Independent Power Producers","Natural Gas",2195]
[1996,"MI","Electric Generators, Independent Power Producers","Total",1777211]
[1996,"NC","Electric Generators, Independent Power Producers","Petroleum",4358]
[1996,"NY","Electric Generators, Independent Power Producers","Other Gases",1272]
[1996,"OH","Electric Generators, Independent Power Producers","Hydroelectric Conventional",4880]
[1996,"TX","Electric Generators, Independent Power Producers","Wind",82572]
[1996,"VA","Electric Generators, Independent Power Producers","Wood and Wood Derived Fuels",90556]
[1996,"WV","Electric Generators, Independent Power Producers","Total",928869]
[1996,"AL","Total Electric Power Industry","Other Gases",307056]
[1996,"CA","Total Electric Power Industry","Coal",2528786]
[1996,"CA","Total Electric Power Industry","Wood and Wood Derived Fuels",2938298]
[1996,"FL","Total Electric Power Industry","Wood and Wood Derived Fuels",2417688]
[1996,"GA","Total Electric Power Industry","Natural Gas",1018978]
[1996,"ID","Total Electric Power Industry","Coal",30062]
[1996,"IN","Total Electric Power Industry","Other Gases",2053362]
[1996,"LA","Total Electric Power Industry","Other Biomass",96039]
[1996,"MA","Total Electric Power Industry","Other",11]
[1996,"ME","Total Electric Power Industry","Other Biomass",561449]
[1996,"MI","Total Electric Power Industry","Petroleum",832749]
[1996,"NC","Total Electric Power Industry","Coal",69331348]
[1996,"NC","Total Electric Power Industry","Nuclear",33718182]
[1996,"NH","Total Electric Power Industry","Natural Gas",2099]
[1996,"NV","Total Electric Power Industry","Natural Gas",7083256]
[1996,"OH","Total Electric Power Industry","Other Gases",176515]
[1996,"OK","Total Electric Power Industry","Pumped Storage",-79594]
[1996,"RI","Total Electric Power Industry","Coal",0]
[1996,"TN","Total Electric Power Industry","Pumped Storage",-678467]
[1996,"US-TOTAL","Total Electric Power Industry","Hydroelectric Conventional",347162063]
[1996,"US-TOTAL","Total Electric Power Industry","Other",3571279]
[1996,"VA","Total Electric Power Industry","Other Gases",69]
[1996,"WI","Total Electric Power Industry","Hydroelectric Conventional",2696014]
[1996,"WY","Total Electric Power Industry","Other",59691]
[1997,"AR","Combined Heat and Power, Commercial Power","Total",41800]
[1997,"FL","Combined Heat and Power, Commercial Power","Petroleum",403]
[1997,"MD","Combined Heat and Power, Commercial Power","Other Biomass",16495]
[1997,"MN","Combined Heat and Power, Commercial Power","Petroleum",1684]
[1997,"MS","Combined Heat and Power, Commercial Power","Natural Gas",24477]
[1997,"NM","Combined Heat and Power, Commercial Power","Total",59562]
[1997,"SC","Combined Heat and Power, Commercial Power","Natural Gas",2072]
[1997,"TN","Combined Heat and Power, Commercial Power","Petroleum",200]
[1997,"WA","Combined Heat and Power, Commercial Power","Total",113510]
[1997,"AZ","Combined Heat and Power, Electric Power","Total",382526]
[1997,"GA","Combined Heat and Power, Electric Power","Wood and Wood Derived Fuels",75750]
[1997,"MA","Combined Heat and Power, Electric Power","Petroleum",9306]
[1997,"MD","Combined Heat and Power, Electric Power","Total",1376564]
[1997,"MT","Combined Heat and Power, Electric Power","Petroleum",418158]
[1997,"NY","Combined Heat and Power, Electric Power","Petroleum",74858]
[1997,"OK","Combined Heat and Power, Electric Power","Coal",2497542]
[1997,"US-TOTAL","Combined Heat and Power, Electric Power","Other Biomass",2087426]
[1997,"AK","Combined Heat and Power, Industrial Power","Other Biomass",5403]
[1997,"AZ","Combined Heat and Power, Industrial Power","Petroleum",4244]
[1997,"DE","Combined Heat and Power, Industrial Power","Natural Gas",8379]
[1997,"FL","Combined Heat and Power, Industrial Power","Petroleum",385587]
[1997,"HI","Combined Heat and Power, Industrial Power","Petroleum",144717]
[1997,"KS","Combined Heat and Power, Industrial Power","Petroleum",647]
[1997,"LA","Combined Heat and Power, Industrial Power","Other Biomass",30222]
[1997,"MI","Combined Heat and Power, Industrial Power","Natural Gas",685319]
[1997,"MS","Combined Heat and Power, Industrial Power","Other Biomass",982]
[1997,"ND","Combined Heat and Power, Industrial Power","Petroleum",8529]
[1997,"NV","Combined Heat and Power, Industrial Power","Natural Gas",138]
[1997,"OH","Combined Heat and Power, Industrial Power","Natural Gas",197093]
[1997,"OR","Combined Heat and Power, Industrial Power","Natural Gas",408214]
[1997,"TN","Combined Heat and Power, Industrial Power","Petroleum",4530]
[1997,"TX","Combined Heat and Power, Industrial Power","Other Gases",3185152]
[1997,"VA","Combined Heat and Power, Industrial Power","Wood and Wood Derived Fuels",1300283]
[1997,"WV","Combined Heat and Power, Industrial Power","Other",231]
[1997,"AL","Electric Generators, Electric Utilities","Total",113683627]
[1997,"CA","Electric Generators, Electric Utilities","Natural Gas",36300778]
[1997,"CO","Electric Generators, Electric Utilities","Other Biomass",0]
[1997,"FL","Electric Generators, Electric Utilities","Nuclear",22967743]
[1997,"IA","Electric Generators, Electric Utilities","Natural Gas",276627]
[1997,"IL","Electric Generators, Electric Utilities","Nuclear",51068818]
[1997,"LA","Electric Generators, Electric Utilities","Total",61120002]
[1997,"MI","Electric Generators, Electric Utilities","Nuclear",21913808]
[1997,"MS","Electric Generators, Electric Utilities","Coal",12500586]
[1997,"ND","Electric Generators, Electric Utilities","Coal",26314471]
[1997,"NH","Electric Generators, Electric Utilities","Coal",4077225]
[1997,"NV","Electric Generators, Electric Utilities","Total",22869773]
[1997,"OH","Electric Generators, Electric Utilities","Total",141248874]
[1997,"PA","Electric Generators, Electric Utilities","Coal",105445514]
[1997,"SD","Electric Generators, Electric Utilities","Natural Gas",116637]
[1997,"US-TOTAL","Electric Generators, Electric Utilities","Total",3122523144]
[1997,"VT","Electric Generators, Electric Utilities","Petroleum",9816]
[1997,"WV","Electric Generators, Electric Utilities","Natural Gas",21355]
[1997,"WY","Electric Generators, Electric Utilities","Total",40765087]
[1997,"CT","Electric Generators, Independent Power Producers","Petroleum",3653]
[1997,"HI","Electric Generators, Independent Power Producers","Hydroelectric Conventional",29762]
[1997,"IN","Electric Generators, Independent Power Producers","Other Biomass",84572]
[1997,"ME","Electric Generators, Independent Power Producers","Petroleum",1283]
[1997,"NC","Electric Generators, Independent Power Producers","Wood and Wood Derived Fuels",355307]
[1997,"NY","Electric Generators, Independent Power Producers","Wood and Wood Derived Fuels",157083]
[1997,"PA","Electric Generators, Independent Power Producers","Natural Gas",18906]
[1997,"UT","Electric Generators, Independent Power Producers","Petroleum",2408]
[1997,"VT","Electric Generators, Independent Power Producers","Wood and Wood Derived Fuels",163175]
[1997,"AK","Total Electric Power Industry","Hydroelectric Conventional",1098953]
[1997,"AL","Total Electric Power Industry","Wood and Wood Derived Fuels",3320815]
[1997,"CA","Total Electric Power Industry","Geothermal",12716193]
[1997,"CT","Total Electric Power Industry","Other",0]
[1997,"GA","Total Electric Power Industry","Coal",67175571]
[1997,"GA","Total Electric Power Industry","Pumped Storage",189519]
[1997,"IL","Total Electric Power Industry","Natural Gas",4282604]
[1997,"IN","Total Electric Power Industry","Petroleum",763147]
[1997,"KY","Total Electric Power Industry","Total",91572095]
[1997,"MA","Total Electric Power Industry","Petroleum",11812417]
[1997,"MI","Total Electric Power Industry","Natural Gas",13388312]
[1997,"MO","Total Electric Power Industry","Hydroelectric Conventional",1593309]
[1997,"NC","Total Electric Power Industry","Nuclear",32453074]
[1997,"ND","Total Electric Power Industry","Coal",26389952]
[1997,"NJ","Total Electric Power Industry","Total",41756261]
[1997,"NV","Total Electric Power Industry","Total",27031522]
[1997,"OK","Total Electric Power Industry","Petroleum",26792]
[1997,"OR","Total Electric Power Industry","Coal",1519667]
[1997,"SC","Total Electric Power Industry","Hydroelectric Conventional",2958153]
[1997,"TN","Total Electric Power Industry","Nuclear",24647994]
[1997,"US-TOTAL","Total Electric Power Industry","Other",3611990]
[1997,"US-TOTAL","Total Electric Power Industry","Wind",3288035]
[1997,"WA","Total Electric Power Industry","Hydroelectric Conventional",104170551]
[1997,"WI","Total Electric Power Industry","Petroleum",410749]
[1998,"AZ","Combined Heat and Power, Commercial Power","Petroleum",1548]
[1998,"CA","Combined Heat and Power, Commercial Power","Natural Gas",1767245]
[1998,"IL","Combined Heat and Power, Commercial Power","Hydroelectric Conventional",4075]
[1998,"MD","Combined Heat and Power, Commercial Power","Total",29566]
[1998,"MN","Combined Heat and Power, Commercial Power","Petroleum",4292]
[1998,"NE","Combined Heat and Power, Commercial Power","Other Biomass",10878]
[1998,"PA","Combined Heat and Power, Commercial Power","Natural Gas",189920]
[1998,"TX","Combined Heat and Power, Commercial Power","Total",481985]
[1998,"WA","Combined Heat and Power, Commercial Power","Petroleum",6654]
[1998,"CA","Combined Heat and Power, Electric Power","Coal",1714023]
[1998,"CO","Combined Heat and Power, Electric Power","Coal",278648]
[1998,"HI","Combined Heat and Power, Electric Power","Total",2789931]
[1998,"MA","Combined Heat and Power, Electric Power","Other Biomass",57997]
[1998,"MI","Combined Heat and Power, Electric Power","Other Gases",5294]
[1998,"NJ","Combined Heat and Power, Electric Power","Natural Gas",10851544]
[1998,"PA","Combined Heat and Power, Electric Power","Natural Gas",2350768]
[1998,"TX","Combined Heat and Power, Electric Power","Total",23625872]
[1998,"WA","Combined Heat and Power, Electric Power","Total",3245935]
[1998,"AK","Combined Heat and Power, Industrial Power","Total",876375]
[1998,"CA","Combined Heat and Power, Industrial Power","Coal",445047]
[1998,"DE","Combined Heat and Power, Industrial Power","Other Gases",187641]
[1998,"GA","Combined Heat and Power, Industrial Power","Coal",1006902]
[1998,"ID","Combined Heat and Power, Industrial Power","Other",83514]
[1998,"LA","Combined Heat and Power, Industrial Power","Total",20584809]
[1998,"ME","Combined Heat and Power, Industrial Power","Wood and Wood Derived Fuels",1521087]
[1998,"MO","Combined Heat and Power, Industrial Power","Petroleum",258]
[1998,"MT","Combined Heat and Power, Industrial Power","Petroleum",360]
[1998,"NH","Combined Heat and Power, Industrial Power","Natural Gas",13386]
[1998,"NY","Combined Heat and Power, Industrial Power","Petroleum",180878]
[1998,"OK","Combined Heat and Power, Industrial Power","Other Biomass",1980]
[1998,"SC","Combined Heat and Power, Industrial Power","Coal",591885]
[1998,"US-TOTAL","Combined Heat and Power, Industrial Power","Other",3412468]
[1998,"VT","Combined Heat and Power, Industrial Power","Hydroelectric Conventional",23811]
[1998,"WA","Combined Heat and Power, Industrial Power","Coal",15987]
[1998,"WV","Combined Heat and Power, Industrial Power","Petroleum",6668]
[1998,"AZ","Electric Generators, Electric Utilities","Coal",36225373]
[1998,"CA","Electric Generators, Electric Utilities","Total",114926213]
[1998,"CT","Electric Generators, Electric Utilities","Other Biomass",427389]
[1998,"GA","Electric Generators, Electric Utilities","Petroleum",670924]
[1998,"IN","Electric Generators, Electric Utilities","Coal",110696190]
[1998,"MA","Electric Generators, Electric Utilities","Coal",8168608]
[1998,"MA","Electric Generators, Electric Utilities","Wind",0]
[1998,"MI","Electric Generators, Electric Utilities","Nuclear",12494153]
[1998,"MT","Electric Generators, Electric Utilities","Natural Gas",40953]
[1998,"NH","Electric Generators, Electric Utilities","Natural Gas",9837]
[1998,"NJ","Electric Generators, Electric Utilities","Pumped Storage",-146233]
[1998,"NY","Electric Generators, Electric Utilities","Pumped Storage",-1157681]
[1998,"PA","Electric Generators, Electric Utilities","Nuclear",61149224]
[1998,"TN","Electric Generators, Electric Utilities","Coal",55120297]
[1998,"TX","Electric Generators, Electric Utilities","Coal",132626804]
[1998,"US-TOTAL","Electric Generators, Electric Utilities","Pumped Storage",-4441208]
[1998,"WA","Electric Generators, Electric Utilities","Natural Gas",1135268]
[1998,"AL","Electric Generators, Independent Power Producers","Total",4410]
[1998,"CA","Electric Generators, Independent Power Producers","Petroleum",782958]
[1998,"FL","Electric Generators, Independent Power Producers","Total",4257920]
[1998,"IN","Electric Generators, Independent Power Producers","Other Biomass",87718]
[1998,"MA","Electric Generators, Independent Power Producers","Pumped Storage",-26072]
[1998,"ME","Electric Generators, Independent Power Producers","Wood and Wood Derived Fuels",942684]
[1998,"NJ","Electric Generators, Independent Power Producers","Total",1137602]
[1998,"NY","Electric Generators, Independent Power Producers","Total",3315583]
[1998,"TX","Electric Generators, Independent Power Producers","Other Biomass",45108]
[1998,"US-TOTAL","Electric Generators, Independent Power Producers","Natural Gas",26657309]
[1998,"WA","Electric Generators, Independent Power Producers","Hydroelectric Conventional",166934]
[1998,"AK","Total Electric Power Industry","Wood and Wood Derived Fuels",1538]
[1998,"AR","Total Electric Power Industry","Petroleum",165349]
[1998,"CA","Total Electric Power Industry","Coal",2159070]
[1998,"DC","Total Electric Power Industry","Petroleum",243975]
[1998,"FL","Total Electric Power Industry","Other",2043149]
[1998,"IA","Total Electric Power Industry","Hydroelectric Conventional",912915]
[1998,"IA","Total Electric Power Industry","Total",38448789]
[1998,"IN","Total Electric Power Industry","Other Biomass",124111]
[1998,"LA","Total Electric Power Industry","Other Biomass",153407]
[1998,"MD","Total Electric Power Industry","Hydroelectric Conventional",1739737]
[1998,"ME","Total Electric Power Industry","Other Gases",4943]
[1998,"MN","Total Electric Power Industry","Petroleum",667271]
[1998,"MS","Total Electric Power Industry","Nuclear",9190528]
[1998,"NE","Total Electric Power Industry","Other Biomass",17593]
[1998,"NH","Total Electric Power Industry","Coal",3513065]
[1998,"NV","Total Electric Power Industry","Geothermal",1537094]
[1998,"OH","Total Electric Power Industry","Other Gases",185762]
[1998,"OR","Total Electric Power Industry","Natural Gas",7250065]
[1998,"PA","Total Electric Power Industry","Pumped Storage",-459733]
[1998,"SD","Total Electric Power Industry","Hydroelectric Conventional",5757600]
[1998,"TN","Total Electric Power Industry","Total",97728457]
[1998,"UT","Total Electric Power Industry","Pumped Storage",0]
[1998,"VA","Total Electric Power Industry","Hydroelectric Conventional",1283295]
[1998,"WA","Total Electric Power Industry","Petroleum",87043]
[1998,"WY","Total Electric Power Industry","Other Gases",7505]
[1999,"AZ","Combined Heat and Power, Commercial Power","Total",36167]
[1999,"CT","Combined Heat and Power, Commercial Power","Total",546666]
[1999,"IN","Combined Heat and Power, Commercial Power","Petroleum",2132]
[1999,"MD","Combined Heat and Power, Commercial Power","Petroleum",267]
[1999,"NH","Combined Heat and Power, Commercial Power","Total",27870]
[1999,"NJ","Combined Heat and Power, Commercial Power","Petroleum",761]
[1999,"PA","Combined Heat and Power, Commercial Power","Other Biomass",225259]
[1999,"US-TOTAL","Combined Heat and Power, Commercial Power","Other Biomass",2392785]
[1999,"UT","Combined Heat and Power, Commercial Power","Total",26310]
[1999,"CA","Combined Heat and Power, Electric Power","Other Biomass",135725]
[1999,"FL","Combined Heat and Power, Electric Power","Coal",4627226]
[1999,"HI","Combined Heat and Power, Electric Power","Petroleum",1345863]
[1999,"MI","Combined Heat and Power, Electric Power","Petroleum",3579]
[1999,"MN","Combined Heat and Power, Electric Power","Natural Gas",595123]
[1999,"NM","Combined Heat and Power, Electric Power","Other Biomass",11013]
[1999,"PA","Combined Heat and Power, Electric Power","Petroleum",42958]
[1999,"SC","Combined Heat and Power, Electric Power","Total",627468]
[1999,"WI","Combined Heat and Power, Electric Power","Natural Gas",806390]
[1999,"AL","Combined Heat and Power, Industrial Power","Petroleum",161735]
[1999,"DE","Combined Heat and Power, Industrial Power","Coal",72251]
[1999,"GA","Combined Heat and Power, Industrial Power","Total",5553755]
[1999,"HI","Combined Heat and Power, Industrial Power","Total",567003]
[1999,"IL","Combined Heat and Power, Industrial Power","Petroleum",21972]
[1999,"MA","Combined Heat and Power, Industrial Power","Petroleum",101064]
[1999,"ME","Combined Heat and Power, Industrial Power","Coal",190597]
[1999,"MS","Combined Heat and Power, Industrial Power","Natural Gas",905823]
[1999,"NC","Combined Heat and Power, Industrial Power","Total",4058828]
[1999,"NY","Combined Heat and Power, Industrial Power","Coal",774871]
[1999,"OR","Combined Heat and Power, Industrial Power","Natural Gas",434964]
[1999,"PA","Combined Heat and Power, Industrial Power","Other Gases",574986]
[1999,"TN","Combined Heat and Power, Industrial Power","Other Biomass",4846]
[1999,"VA","Combined Heat and Power, Industrial Power","Coal",882630]
[1999,"VT","Combined Heat and Power, Industrial Power","Hydroelectric Conventional",20368]
[1999,"WY","Combined Heat and Power, Industrial Power","Other",74065]
[1999,"AR","Electric Generators, Electric Utilities","Coal",24612079]
[1999,"CO","Electric Generators, Electric Utilities","Coal",32605202]
[1999,"DE","Electric Generators, Electric Utilities","Total",6239372]
[1999,"GA","Electric Generators, Electric Utilities","Hydroelectric Conventional",2722553]
[1999,"ID","Electric Generators, Electric Utilities","Total",12456120]
[1999,"IN","Electric Generators, Electric Utilities","Petroleum",813232]
[1999,"MA","Electric Generators, Electric Utilities","Coal",1073628]
[1999,"MN","Electric Generators, Electric Utilities","Hydroelectric Conventional",857323]
[1999,"MT","Electric Generators, Electric Utilities","Coal",15981559]
[1999,"NE","Electric Generators, Electric Utilities","Other Biomass",0]
[1999,"NM","Electric Generators, Electric Utilities","Petroleum",40133]
[1999,"NY","Electric Generators, Electric Utilities","Nuclear",37018540]
[1999,"OR","Electric Generators, Electric Utilities","Other Biomass",0]
[1999,"RI","Electric Generators, Electric Utilities","Hydroelectric Conventional",0]
[1999,"TN","Electric Generators, Electric Utilities","Nuclear",27227225]
[1999,"UT","Electric Generators, Electric Utilities","Hydroelectric Conventional",1246727]
[1999,"WA","Electric Generators, Electric Utilities","Natural Gas",578069]
[1999,"WY","Electric Generators, Electric Utilities","Coal",41718548]
[1999,"CA","Electric Generators, Independent Power Producers","Wood and Wood Derived Fuels",2449308]
[1999,"FL","Electric Generators, Independent Power Producers","Natural Gas",1158629]
[1999,"ID","Electric Generators, Independent Power Producers","Hydroelectric Conventional",1043186]
[1999,"IN","Electric Generators, Independent Power Producers","Natural Gas",395259]
[1999,"MA","Electric Generators, Independent Power Producers","Petroleum",10674792]
[1999,"MN","Electric Generators, Independent Power Producers","Petroleum",910]
[1999,"NV","Electric Generators, Independent Power Producers","Hydroelectric Conventional",20509]
[1999,"PA","Electric Generators, Independent Power Producers","Nuclear",242572]
[1999,"TX","Electric Generators, Independent Power Producers","Other Biomass",43469]
[1999,"US-TOTAL","Electric Generators, Independent Power Producers","Solar Thermal and Photovoltaic",492047]
[1999,"WA","Electric Generators, Independent Power Producers","Other Biomass",187669]
[1999,"AK","Total Electric Power Industry","Coal",523369]
[1999,"AL","Total Electric Power Industry","Total",120657508]
[1999,"AZ","Total Electric Power Industry","Total",83893173]
[1999,"CT","Total Electric Power Industry","Other",0]
[1999,"FL","Total Electric Power Industry","Total",187263426]
[1999,"IA","Total Electric Power Industry","Hydroelectric Conventional",945622]
[1999,"IL","Total Electric Power Industry","Other",20883]
[1999,"IN","Total Electric Power Industry","Other Biomass",125978]
[1999,"KY","Total Electric Power Industry","Total",92681908]
[1999,"MA","Total Electric Power Industry","Nuclear",4518426]
[1999,"ME","Total Electric Power Industry","Petroleum",4711421]
[1999,"MO","Total Electric Power Industry","Hydroelectric Conventional",1853065]
[1999,"NC","Total Electric Power Industry","Natural Gas",1166663]
[1999,"NC","Total Electric Power Industry","Wood and Wood Derived Fuels",1544851]
[1999,"NJ","Total Electric Power Industry","Pumped Storage",-145413]
[1999,"NV","Total Electric Power Industry","Natural Gas",9346541]
[1999,"OK","Total Electric Power Industry","Other Biomass",1603]
[1999,"OR","Total Electric Power Industry","Coal",3722644]
[1999,"RI","Total Electric Power Industry","Hydroelectric Conventional",6050]
[1999,"TN","Total Electric Power Industry","Other",112832]
[1999,"US-TOTAL","Total Electric Power Industry","Nuclear",728254124]
[1999,"US-TOTAL","Total Electric Power Industry","Total",3694809810]
[1999,"WA","Total Electric Power Industry","Natural Gas",3707237]
[1999,"WI","Total Electric Power Industry","Nuclear",11494764]
[2000,"AR","Combined Heat and Power, Commercial Power","Other Biomass",5410]
[2000,"AZ","Combined Heat and Power, Commercial Power","Petroleum",136]
[2000,"GA","Combined Heat and Power, Commercial Power","Petroleum",23836]
[2000,"MA","Combined Heat and Power, Commercial Power","Other Biomass",24948]
[2000,"MO","Combined Heat and Power, Commercial Power","Other Biomass",2050]
[2000,"NC","Combined Heat and Power, Commercial Power","Hydroelectric Conventional",10408]
[2000,"OR","Combined Heat and Power, Commercial Power","Petroleum",20]
[2000,"SC","Combined Heat and Power, Commercial Power","Petroleum",1316]
[2000,"VA","Combined Heat and Power, Commercial Power","Other Biomass",355483]
[2000,"WA","Combined Heat and Power, Commercial Power","Hydroelectric Conventional",70411]
[2000,"CA","Combined Heat and Power, Electric Power","Total",23410479]
[2000,"HI","Combined Heat and Power, Electric Power","Coal",1536013]
[2000,"IN","Combined Heat and Power, Electric Power","Coal",554]
[2000,"MD","Combined Heat and Power, Electric Power","Natural Gas",830727]
[2000,"NE","Combined Heat and Power, Electric Power","Natural Gas",863]
[2000,"NV","Combined Heat and Power, Electric Power","Natural Gas",2431471]
[2000,"PA","Combined Heat and Power, Electric Power","Petroleum",76285]
[2000,"RI","Combined Heat and Power, Electric Power","Natural Gas",493118]
[2000,"VA","Combined Heat and Power, Electric Power","Other Biomass",15238]
[2000,"AL","Combined Heat and Power, Industrial Power","Other",758]
[2000,"AZ","Combined Heat and Power, Industrial Power","Natural Gas",15402]
[2000,"CT","Combined Heat and Power, Industrial Power","Petroleum",46033]
[2000,"GA","Combined Heat and Power, Industrial Power","Wood and Wood Derived Fuels",3015459]
[2000,"ID","Combined Heat and Power, Industrial Power","Coal",70675]
[2000,"MA","Combined Heat and Power, Industrial Power","Petroleum",82191]
[2000,"MD","Combined Heat and Power, Industrial Power","Coal",257415]
[2000,"MO","Combined Heat and Power, Industrial Power","Coal",150548]
[2000,"NC","Combined Heat and Power, Industrial Power","Total",3731876]
[2000,"NH","Combined Heat and Power, Industrial Power","Petroleum",31524]
[2000,"NY","Combined Heat and Power, Industrial Power","Petroleum",172949]
[2000,"PA","Combined Heat and Power, Industrial Power","Coal",1550279]
[2000,"TX","Combined Heat and Power, Industrial Power","Other Gases",2561890]
[2000,"VA","Combined Heat and Power, Industrial Power","Coal",895277]
[2000,"VA","Combined Heat and Power, Industrial Power","Other Biomass",4067]
[2000,"WV","Combined Heat and Power, Industrial Power","Coal",1018119]
[2000,"AR","Electric Generators, Electric Utilities","Coal",24073573]
[2000,"AZ","Electric Generators, Electric Utilities","Pumped Storage",288956]
[2000,"CO","Electric Generators, Electric Utilities","Petroleum",91320]
[2000,"FL","Electric Generators, Electric Utilities","Other Biomass",27575]
[2000,"IL","Electric Generators, Electric Utilities","Natural Gas",215826]
[2000,"KY","Electric Generators, Electric Utilities","Petroleum",118876]
[2000,"LA","Electric Generators, Electric Utilities","Natural Gas",26695995]
[2000,"MI","Electric Generators, Electric Utilities","Hydroelectric Conventional",1328083]
[2000,"MS","Electric Generators, Electric Utilities","Natural Gas",6353707]
[2000,"ND","Electric Generators, Electric Utilities","Hydroelectric Conventional",2122561]
[2000,"NH","Electric Generators, Electric Utilities","Coal",3965476]
[2000,"NV","Electric Generators, Electric Utilities","Total",29341675]
[2000,"PA","Electric Generators, Electric Utilities","Coal",36704124]
[2000,"SD","Electric Generators, Electric Utilities","Natural Gas",259039]
[2000,"TN","Electric Generators, Electric Utilities","Coal",60675314]
[2000,"US-TOTAL","Electric Generators, Electric Utilities","Other Biomass",1358026]
[2000,"VT","Electric Generators, Electric Utilities","Wind",12249]
[2000,"WA","Electric Generators, Electric Utilities","Petroleum",226078]
[2000,"AL","Electric Generators, Independent Power Producers","Total",42291]
[2000,"CT","Electric Generators, Independent Power Producers","Coal",1498776]
[2000,"HI","Electric Generators, Independent Power Producers","Other Biomass",349904]
[2000,"IN","Electric Generators, Independent Power Producers","Total",3794053]
[2000,"KY","Electric Generators, Independent Power Producers","Coal",11464218]
[2000,"MA","Electric Generators, Independent Power Producers","Wood and Wood Derived Fuels",121397]
[2000,"MT","Electric Generators, Independent Power Producers","Other Gases",15033]
[2000,"NC","Electric Generators, Independent Power Producers","Total",693279]
[2000,"NY","Electric Generators, Independent Power Producers","Other Biomass",1424936]
[2000,"PA","Electric Generators, Independent Power Producers","Hydroelectric Conventional",663345]
[2000,"TX","Electric Generators, Independent Power Producers","Wind",492146]
[2000,"VA","Electric Generators, Independent Power Producers","Hydroelectric Conventional",49791]
[2000,"WA","Electric Generators, Independent Power Producers","Coal",6124647]
[2000,"WV","Electric Generators, Independent Power Producers","Hydroelectric Conventional",360204]
[2000,"AR","Total Electric Power Industry","Total",43875766]
[2000,"AZ","Total Electric Power Industry","Petroleum",190323]
[2000,"CO","Total Electric Power Industry","Wind",0]
[2000,"FL","Total Electric Power Industry","Hydroelectric Conventional",86769]
[2000,"HI","Total Electric Power Industry","Petroleum",8051782]
[2000,"IL","Total Electric Power Industry","Coal",82322832]
[2000,"IN","Total Electric Power Industry","Other Biomass",129882]
[2000,"LA","Total Electric Power Industry","Other",452055]
[2000,"MA","Total Electric Power Industry","Other Biomass",2074711]
[2000,"ME","Total Electric Power Industry","Other Biomass",580870]
[2000,"MO","Total Electric Power Industry","Coal",62903557]
[2000,"NC","Total Electric Power Industry","Hydroelectric Conventional",3137816]
[2000,"NE","Total Electric Power Industry","Petroleum",54659]
[2000,"NJ","Total Electric Power Industry","Petroleum",1085276]
[2000,"NV","Total Electric Power Industry","Natural Gas",12667189]
[2000,"OH","Total Electric Power Industry","Petroleum",354412]
[2000,"PA","Total Electric Power Industry","Pumped Storage",-410596]
[2000,"PA","Total Electric Power Industry","Total",201687980]
[2000,"TN","Total Electric Power Industry","Coal",62219510]
[2000,"US-TOTAL","Total Electric Power Industry","Coal",1966264596]
[2000,"UT","Total Electric Power Industry","Pumped Storage",4516]
[2000,"VT","Total Electric Power Industry","Petroleum",60880]
[2000,"WA","Total Electric Power Industry","Wood and Wood Derived Fuels",1240898]
[2000,"WY","Total Electric Power Industry","Natural Gas",539136]
[2001,"FL","Combined Heat and Power, Commercial Power","Natural Gas",68085]
[2001,"FL","Combined Heat and Power, Commercial Power","Total",107240]
[2001,"IN","Combined Heat and Power, Commercial Power","Total",224796]
[2001,"MI","Combined Heat and Power, Commercial Power","Coal",209630]
[2001,"NC","Combined Heat and Power, Commercial Power","Natural Gas",8749]
[2001,"NY","Combined Heat and Power, Commercial Power","Coal",26316]
[2001,"OK","Combined Heat and Power, Commercial Power","Total",25629]
[2001,"TN","Combined Heat and Power, Commercial Power","Other",6620]
[2001,"US-TOTAL","Combined Heat and Power, Commercial Power","Petroleum",438330]
[2001,"WI","Combined Heat and Power, Commercial Power","Coal",43824]
[2001,"CA","Combined Heat and Power, Electric Power","Coal",1748125]
[2001,"GA","Combined Heat and Power, Electric Power","Petroleum",1791]
[2001,"MA","Combined Heat and Power, Electric Power","Natural Gas",5512486]
[2001,"MI","Combined Heat and Power, Electric Power","Natural Gas",9901408]
[2001,"NC","Combined Heat and Power, Electric Power","Natural Gas",127742]
[2001,"NJ","Combined Heat and Power, Electric Power","Other Biomass",306342]
[2001,"NY","Combined Heat and Power, Electric Power","Petroleum",95218]
[2001,"PA","Combined Heat and Power, Electric Power","Other",13700]
[2001,"US-TOTAL","Combined Heat and Power, Electric Power","Other Biomass",1669432]
[2001,"WV","Combined Heat and Power, Electric Power","Coal",306088]
[2001,"AZ","Combined Heat and Power, Industrial Power","Total",331912]
[2001,"FL","Combined Heat and Power, Industrial Power","Other",1792826]
[2001,"HI","Combined Heat and Power, Industrial Power","Other Biomass",123515]
[2001,"IL","Combined Heat and Power, Industrial Power","Coal",1819585]
[2001,"IN","Combined Heat and Power, Industrial Power","Petroleum",116834]
[2001,"MA","Combined Heat and Power, Industrial Power","Natural Gas",213072]
[2001,"MN","Combined Heat and Power, Industrial Power","Coal",754869]
[2001,"NC","Combined Heat and Power, Industrial Power","Coal",928745]
[2001,"NJ","Combined Heat and Power, Industrial Power","Petroleum",93230]
[2001,"NY","Combined Heat and Power, Industrial Power","Natural Gas",814901]
[2001,"PA","Combined Heat and Power, Industrial Power","Wood and Wood Derived Fuels",398736]
[2001,"TN","Combined Heat and Power, Industrial Power","Other",0]
[2001,"VA","Combined Heat and Power, Industrial Power","Coal",736144]
[2001,"VA","Combined Heat and Power, Industrial Power","Other",2960]
[2001,"WI","Combined Heat and Power, Industrial Power","Wood and Wood Derived Fuels",681681]
[2001,"AL","Electric Generators, Electric Utilities","Natural Gas",8284663]
[2001,"CA","Electric Generators, Electric Utilities","Pumped Storage",-349689]
[2001,"CO","Electric Generators, Electric Utilities","Other",0]
[2001,"GA","Electric Generators, Electric Utilities","Nuclear",33681769]
[2001,"IA","Electric Generators, Electric Utilities","Total",38755520]
[2001,"KY","Electric Generators, Electric Utilities","Petroleum",120418]
[2001,"MI","Electric Generators, Electric Utilities","Other Gases",0]
[2001,"MN","Electric Generators, Electric Utilities","Other",163761]
[2001,"MT","Electric Generators, Electric Utilities","Natural Gas",9979]
[2001,"ND","Electric Generators, Electric Utilities","Petroleum",33850]
[2001,"NH","Electric Generators, Electric Utilities","Total",13095085]
[2001,"OH","Electric Generators, Electric Utilities","Petroleum",406434]
[2001,"PA","Electric Generators, Electric Utilities","Natural Gas",1138]
[2001,"TX","Electric Generators, Electric Utilities","Coal",132296611]
[2001,"US-TOTAL","Electric Generators, Electric Utilities","Wood and Wood Derived Fuels",559967]
[2001,"VA","Electric Generators, Electric Utilities","Natural Gas",2130640]
[2001,"WI","Electric Generators, Electric Utilities","Coal",40185649]
[2001,"WV","Electric Generators, Electric Utilities","Natural Gas",3654]
[2001,"AZ","Electric Generators, Independent Power Producers","Total",3289871]
[2001,"CT","Electric Generators, Independent Power Producers","Other Biomass",825141]
[2001,"HI","Electric Generators, Independent Power Producers","Geothermal",206592]
[2001,"IN","Electric Generators, Independent Power Producers","Total",3665214]
[2001,"MA","Electric Generators, Independent Power Producers","Other Biomass",1021688]
[2001,"MD","Electric Generators, Independent Power Producers","Other Biomass",194963]
[2001,"MN","Electric Generators, Independent Power Producers","Other",110002]
[2001,"MT","Electric Generators, Independent Power Producers","Total",19315868]
[2001,"NJ","Electric Generators, Independent Power Producers","Natural Gas",3997763]
[2001,"NY","Electric Generators, Independent Power Producers","Petroleum",7022040]
[2001,"RI","Electric Generators, Independent Power Producers","Hydroelectric Conventional",3143]
[2001,"TX","Electric Generators, Independent Power Producers","Wind",1187510]
[2001,"VA","Electric Generators, Independent Power Producers","Coal",2176225]
[2001,"VT","Electric Generators, Independent Power Producers","Wood and Wood Derived Fuels",173738]
[2001,"WY","Electric Generators, Independent Power Producers","Total",348960]
[2001,"AL","Total Electric Power Industry","Natural Gas",9612682]
[2001,"AZ","Total Electric Power Industry","Natural Gas",12872200]
[2001,"CO","Total Electric Power Industry","Coal",35951028]
[2001,"FL","Total Electric Power Industry","Hydroelectric Conventional",147718]
[2001,"HI","Total Electric Power Industry","Geothermal",206592]
[2001,"HI","Total Electric Power Industry","Other",169478]
[2001,"ID","Total Electric Power Industry","Petroleum",3723]
[2001,"KY","Total Electric Power Industry","Hydroelectric Conventional",3855508]
[2001,"MA","Total Electric Power Industry","Coal",11051333]
[2001,"MD","Total Electric Power Industry","Nuclear",13656267]
[2001,"MI","Total Electric Power Industry","Other Biomass",661121]
[2001,"MS","Total Electric Power Industry","Coal",19196065]
[2001,"NC","Total Electric Power Industry","Other Gases",991]
[2001,"NC","Total Electric Power Industry","Total",117495850]
[2001,"NH","Total Electric Power Industry","Coal",3706399]
[2001,"NV","Total Electric Power Industry","Petroleum",911628]
[2001,"OK","Total Electric Power Industry","Natural Gas",17943808]
[2001,"OR","Total Electric Power Industry","Hydroelectric Conventional",28644552]
[2001,"PA","Total Electric Power Industry","Wind",11175]
[2001,"TN","Total Electric Power Industry","Hydroelectric Conventional",6946529]
[2001,"US-TOTAL","Total Electric Power Industry","Coal",1903955943]
[2001,"US-TOTAL","Total Electric Power Industry","Natural Gas",639129120]
[2001,"VT","Total Electric Power Industry","Wind",12133]
[2001,"WI","Total Electric Power Industry","Coal",41253456]
[2001,"WY","Total Electric Power Industry","Total",44776938]
[2002,"AR","Combined Heat and Power, Commercial Power","Other Biomass",4658]
[2002,"FL","Combined Heat and Power, Commercial Power","Total",110845]
[2002,"KS","Combined Heat and Power, Commercial Power","Petroleum",0]
[2002,"ME","Combined Heat and Power, Commercial Power","Other",75979]
[2002,"MN","Combined Heat and Power, Commercial Power","Other",8057]
[2002,"NY","Combined Heat and Power, Commercial Power","Hydroelectric Conventional",5]
[2002,"OK","Combined Heat and Power, Commercial Power","Petroleum",897]
[2002,"TX","Combined Heat and Power, Commercial Power","Petroleum",3874]
[2002,"US-TOTAL","Combined Heat and Power, Commercial Power","Other",603377]
[2002,"WI","Combined Heat and Power, Commercial Power","Coal",41985]
[2002,"CA","Combined Heat and Power, Electric Power","Other",25624]
[2002,"FL","Combined Heat and Power, Electric Power","Natural Gas",4051443]
[2002,"HI","Combined Heat and Power, Electric Power","Total",3288683]
[2002,"MD","Combined Heat and Power, Electric Power","Other",94495]
[2002,"MI","Combined Heat and Power, Electric Power","Natural Gas",9704999]
[2002,"NH","Combined Heat and Power, Electric Power","Petroleum",45]
[2002,"NJ","Combined Heat and Power, Electric Power","Natural Gas",10252417]
[2002,"OH","Combined Heat and Power, Electric Power","Petroleum",833]
[2002,"TX","Combined Heat and Power, Electric Power","Natural Gas",54315775]
[2002,"UT","Combined Heat and Power, Electric Power","Other Biomass",6270]
[2002,"WI","Combined Heat and Power, Electric Power","Natural Gas",725087]
[2002,"AR","Combined Heat and Power, Industrial Power","Other",126745]
[2002,"DE","Combined Heat and Power, Industrial Power","Total",560037]
[2002,"HI","Combined Heat and Power, Industrial Power","Petroleum",205741]
[2002,"IA","Combined Heat and Power, Industrial Power","Natural Gas",130764]
[2002,"KS","Combined Heat and Power, Industrial Power","Total",16237]
[2002,"MD","Combined Heat and Power, Industrial Power","Total",574977]
[2002,"MI","Combined Heat and Power, Industrial Power","Petroleum",12560]
[2002,"MO","Combined Heat and Power, Industrial Power","Total",186248]
[2002,"ND","Combined Heat and Power, Industrial Power","Other Biomass",410]
[2002,"NY","Combined Heat and Power, Industrial Power","Total",2072701]
[2002,"PA","Combined Heat and Power, Industrial Power","Coal",1477911]
[2002,"PA","Combined Heat and Power, Industrial Power","Other Biomass",4726]
[2002,"TN","Combined Heat and Power, Industrial Power","Wood and Wood Derived Fuels",750742]
[2002,"VA","Combined Heat and Power, Industrial Power","Other",56633]
[2002,"WA","Combined Heat and Power, Industrial Power","Total",1078048]
[2002,"WY","Combined Heat and Power, Industrial Power","Coal",237883]
[2002,"AR","Electric Generators, Electric Utilities","Total",42873364]
[2002,"CA","Electric Generators, Electric Utilities","Hydroelectric Conventional",30236644]
[2002,"GA","Electric Generators, Electric Utilities","Natural Gas",1189392]
[2002,"GA","Electric Generators, Electric Utilities","Pumped Storage",-648168]
[2002,"IL","Electric Generators, Electric Utilities","Total",17149913]
[2002,"MA","Electric Generators, Electric Utilities","Petroleum",220435]
[2002,"MN","Electric Generators, Electric Utilities","Nuclear",13684824]
[2002,"MO","Electric Generators, Electric Utilities","Total",79796801]
[2002,"NC","Electric Generators, Electric Utilities","Natural Gas",1935684]
[2002,"NJ","Electric Generators, Electric Utilities","Pumped Storage",-145800]
[2002,"NY","Electric Generators, Electric Utilities","Total",43466278]
[2002,"OH","Electric Generators, Electric Utilities","Natural Gas",796761]
[2002,"PA","Electric Generators, Electric Utilities","Petroleum",39420]
[2002,"TN","Electric Generators, Electric Utilities","Total",92570929]
[2002,"US-TOTAL","Electric Generators, Electric Utilities","Wind",213151]
[2002,"VA","Electric Generators, Electric Utilities","Pumped Storage",-1988835]
[2002,"WA","Electric Generators, Electric Utilities","Petroleum",6172]
[2002,"WY","Electric Generators, Electric Utilities","Wind",19050]
[2002,"CA","Electric Generators, Independent Power Producers","Other Gases",0]
[2002,"CA","Electric Generators, Independent Power Producers","Total",63545451]
[2002,"DE","Electric Generators, Independent Power Producers","Natural Gas",1339369]
[2002,"ID","Electric Generators, Independent Power Producers","Natural Gas",0]
[2002,"IL","Electric Generators, Independent Power Producers","Other Biomass",501763]
[2002,"MA","Electric Generators, Independent Power Producers","Petroleum",6216041]
[2002,"ME","Electric Generators, Independent Power Producers","Other Gases",48]
[2002,"MT","Electric Generators, Independent Power Producers","Other Gases",5762]
[2002,"NJ","Electric Generators, Independent Power Producers","Natural Gas",6518195]
[2002,"NJ","Electric Generators, Independent Power Producers","Petroleum",421526]
[2002,"NY","Electric Generators, Independent Power Producers","Wood and Wood Derived Fuels",212091]
[2002,"RI","Electric Generators, Independent Power Producers","Other",587378]
[2002,"SC","Electric Generators, Independent Power Producers","Total",632868]
[2002,"US-TOTAL","Electric Generators, Independent Power Producers","Wood and Wood Derived Fuels",6556116]
[2002,"WA","Electric Generators, Independent Power Producers","Coal",8626101]
[2002,"AK","Total Electric Power Industry","Natural Gas",3778162]
[2002,"AR","Total Electric Power Industry","Other",170631]
[2002,"AZ","Total Electric Power Industry","Other Biomass",53346]
[2002,"CO","Total Electric Power Industry","Natural Gas",9028490]
[2002,"CT","Total Electric Power Industry","Nuclear",14918272]
[2002,"FL","Total Electric Power Industry","Other",2939793]
[2002,"IA","Total Electric Power Industry","Coal",35372058]
[2002,"IL","Total Electric Power Industry","Hydroelectric Conventional",128822]
[2002,"KY","Total Electric Power Industry","Natural Gas",1373710]
[2002,"MA","Total Electric Power Industry","Other",782504]
[2002,"MD","Total Electric Power Industry","Other",255034]
[2002,"MI","Total Electric Power Industry","Other Gases",10108]
[2002,"MN","Total Electric Power Industry","Other",332418]
[2002,"MS","Total Electric Power Industry","Other",0]
[2002,"ND","Total Electric Power Industry","Coal",29611524]
[2002,"NH","Total Electric Power Industry","Natural Gas",220369]
[2002,"NV","Total Electric Power Industry","Hydroelectric Conventional",2267586]
[2002,"OH","Total Electric Power Industry","Hydroelectric Conventional",488329]
[2002,"OK","Total Electric Power Industry","Other Gases",70710]
[2002,"PA","Total Electric Power Industry","Petroleum",2732945]
[2002,"RI","Total Electric Power Industry","Petroleum",57533]
[2002,"TN","Total Electric Power Industry","Hydroelectric Conventional",7973662]
[2002,"TX","Total Electric Power Industry","Wood and Wood Derived Fuels",1073462]
[2002,"VA","Total Electric Power Industry","Natural Gas",4386927]
[2002,"WA","Total Electric Power Industry","Other",64219]
[2002,"WI","Total Electric Power Industry","Wind",46180]
[2002,"WY","Total Electric Power Industry","Hydroelectric Conventional",583615]
[2003,"CA","Combined Heat and Power, Commercial Power","Other Biomass",419503]
[2003,"IN","Combined Heat and Power, Commercial Power","Natural Gas",9311]
[2003,"IN","Combined Heat and Power, Commercial Power","Other Biomass",18201]
[2003,"ME","Combined Heat and Power, Commercial Power","Petroleum",3487]
[2003,"NC","Combined Heat and Power, Commercial Power","Petroleum",4482]
[2003,"OH","Combined Heat and Power, Commercial Power","Natural Gas",5068]
[2003,"SC","Combined Heat and Power, Commercial Power","Other",24214]
[2003,"US-TOTAL","Combined Heat and Power, Commercial Power","Total",7496178]
[2003,"WA","Combined Heat and Power, Commercial Power","Coal",7810]
[2003,"CA","Combined Heat and Power, Electric Power","Coal",1838984]
[2003,"CA","Combined Heat and Power, Electric Power","Other Biomass",171337]
[2003,"FL","Combined Heat and Power, Electric Power","Petroleum",9376]
[2003,"LA","Combined Heat and Power, Electric Power","Natural Gas",1759808]
[2003,"MI","Combined Heat and Power, Electric Power","Other Biomass",48448]
[2003,"NE","Combined Heat and Power, Electric Power","Other Biomass",18906]
[2003,"NY","Combined Heat and Power, Electric Power","Petroleum",194718]
[2003,"OR","Combined Heat and Power, Electric Power","Other Biomass",49585]
[2003,"US-TOTAL","Combined Heat and Power, Electric Power","Other Biomass",1875977]
[2003,"UT","Combined Heat and Power, Electric Power","Other",4158]
[2003,"AK","Combined Heat and Power, Industrial Power","Natural Gas",206485]
[2003,"CA","Combined Heat and Power, Industrial Power","Natural Gas",14317515]
[2003,"FL","Combined Heat and Power, Industrial Power","Petroleum",268010]
[2003,"ID","Combined Heat and Power, Industrial Power","Natural Gas",50554]
[2003,"IN","Combined Heat and Power, Industrial Power","Other Gases",2582135]
[2003,"LA","Combined Heat and Power, Industrial Power","Other Biomass",3998]
[2003,"MI","Combined Heat and Power, Industrial Power","Hydroelectric Conventional",75394]
[2003,"MI","Combined Heat and Power, Industrial Power","Petroleum",176134]
[2003,"MS","Combined Heat and Power, Industrial Power","Petroleum",11461]
[2003,"NE","Combined Heat and Power, Industrial Power","Total",46203]
[2003,"OH","Combined Heat and Power, Industrial Power","Other Gases",88439]
[2003,"OK","Combined Heat and Power, Industrial Power","Other Biomass",0]
[2003,"TN","Combined Heat and Power, Industrial Power","Other",7451]
[2003,"US-TOTAL","Combined Heat and Power, Industrial Power","Coal",19817123]
[2003,"WA","Combined Heat and Power, Industrial Power","Other Biomass",15055]
[2003,"WA","Combined Heat and Power, Industrial Power","Wood and Wood Derived Fuels",746765]
[2003,"AK","Electric Generators, Electric Utilities","Natural Gas",3147997]
[2003,"CA","Electric Generators, Electric Utilities","Geothermal",1050512]
[2003,"CO","Electric Generators, Electric Utilities","Petroleum",33927]
[2003,"FL","Electric Generators, Electric Utilities","Other",7782]
[2003,"ID","Electric Generators, Electric Utilities","Total",7732812]
[2003,"KS","Electric Generators, Electric Utilities","Total",46155505]
[2003,"ME","Electric Generators, Electric Utilities","Total",1409]
[2003,"MI","Electric Generators, Electric Utilities","Hydroelectric Conventional",1242987]
[2003,"MO","Electric Generators, Electric Utilities","Other",121112]
[2003,"ND","Electric Generators, Electric Utilities","Coal",29298347]
[2003,"NE","Electric Generators, Electric Utilities","Petroleum",47971]
[2003,"NM","Electric Generators, Electric Utilities","Petroleum",47860]
[2003,"OK","Electric Generators, Electric Utilities","Coal",34200128]
[2003,"SC","Electric Generators, Electric Utilities","Natural Gas",1365534]
[2003,"TX","Electric Generators, Electric Utilities","Other",0]
[2003,"UT","Electric Generators, Electric Utilities","Hydroelectric Conventional",412899]
[2003,"VA","Electric Generators, Electric Utilities","Petroleum",4982314]
[2003,"WI","Electric Generators, Electric Utilities","Hydroelectric Conventional",1623369]
[2003,"WV","Electric Generators, Electric Utilities","Other",17052]
[2003,"AR","Electric Generators, Independent Power Producers","Total",5030391]
[2003,"CT","Electric Generators, Independent Power Producers","Coal",2619464]
[2003,"FL","Electric Generators, Independent Power Producers","Wood and Wood Derived Fuels",226660]
[2003,"IL","Electric Generators, Independent Power Producers","Natural Gas",2464534]
[2003,"IL","Electric Generators, Independent Power Producers","Other Biomass",726718]
[2003,"MA","Electric Generators, Independent Power Producers","Coal",9780227]
[2003,"MI","Electric Generators, Independent Power Producers","Hydroelectric Conventional",67443]
[2003,"MN","Electric Generators, Independent Power Producers","Other",101905]
[2003,"NC","Electric Generators, Independent Power Producers","Other Biomass",59491]
[2003,"NJ","Electric Generators, Independent Power Producers","Other Gases",1256]
[2003,"OH","Electric Generators, Independent Power Producers","Coal",5001335]
[2003,"RI","Electric Generators, Independent Power Producers","Other Biomass",101768]
[2003,"SC","Electric Generators, Independent Power Producers","Hydroelectric Conventional",73693]
[2003,"US-TOTAL","Electric Generators, Independent Power Producers","Natural Gas",234240040]
[2003,"VT","Electric Generators, Independent Power Producers","Total",5395549]
[2003,"WI","Electric Generators, Independent Power Producers","Coal",8554]
[2003,"  ","Total Electric Power Industry","Coal",0]
[2003,"AR","Total Electric Power Industry","Hydroelectric Conventional",2654618]
[2003,"CA","Total Electric Power Industry","Petroleum",2392249]
[2003,"CT","Total Electric Power Industry","Other",792118]
[2003,"CT","Total Electric Power Industry","Petroleum",2062669]
[2003,"FL","Total Electric Power Industry","Total",212610011]
[2003,"IA","Total Electric Power Industry","Total",42116192]
[2003,"IN","Total Electric Power Industry","Natural Gas",3049435]
[2003,"KS","Total Electric Power Industry","Wind",365939]
[2003,"LA","Total Electric Power Industry","Petroleum",2937948]
[2003,"ME","Total Electric Power Industry","Other",478184]
[2003,"MN","Total Electric Power Industry","Nuclear",13413828]
[2003,"MN","Total Electric Power Industry","Petroleum",873064]
[2003,"MS","Total Electric Power Industry","Other",156]
[2003,"ND","Total Electric Power Industry","Petroleum",51892]
[2003,"NE","Total Electric Power Industry","Other",0]
[2003,"NM","Total Electric Power Industry","Coal",28812844]
[2003,"NY","Total Electric Power Industry","Other",842742]
[2003,"OK","Total Electric Power Industry","Total",60626856]
[2003,"PA","Total Electric Power Industry","Other Gases",508176]
[2003,"RI","Total Electric Power Industry","Natural Gas",5454997]
[2003,"SD","Total Electric Power Industry","Natural Gas",176024]
[2003,"US-TOTAL","Total Electric Power Industry","Natural Gas",649907541]
[2003,"US-TOTAL","Total Electric Power Industry","Solar Thermal and Photovoltaic",534001]
[2003,"VT","Total Electric Power Industry","Hydroelectric Conventional",1154038]
[2003,"WI","Total Electric Power Industry","Coal",41717216]
[2003,"WY","Total Electric Power Industry","Wind",366478]
[2004,"CA","Combined Heat and Power, Commercial Power","Other Gases",0]
[2004,"CT","Combined Heat and Power, Commercial Power","Total",42924]
[2004,"IN","Combined Heat and Power, Commercial Power","Other",17751]
[2004,"MI","Combined Heat and Power, Commercial Power","Other",123399]
[2004,"MI","Combined Heat and Power, Commercial Power","Other Biomass",150739]
[2004,"NE","Combined Heat and Power, Commercial Power","Petroleum",864]
[2004,"OH","Combined Heat and Power, Commercial Power","Petroleum",6]
[2004,"TN","Combined Heat and Power, Commercial Power","Natural Gas",72382]
[2004,"UT","Combined Heat and Power, Commercial Power","Natural Gas",21246]
[2004,"WA","Combined Heat and Power, Commercial Power","Total",94996]
[2004,"CA","Combined Heat and Power, Electric Power","Coal",1797061]
[2004,"FL","Combined Heat and Power, Electric Power","Total",8779323]
[2004,"GA","Combined Heat and Power, Electric Power","Natural Gas",32501]
[2004,"LA","Combined Heat and Power, Electric Power","Natural Gas",5110471]
[2004,"MI","Combined Heat and Power, Electric Power","Natural Gas",12692413]
[2004,"NE","Combined Heat and Power, Electric Power","Total",6]
[2004,"NY","Combined Heat and Power, Electric Power","Other",97387]
[2004,"OR","Combined Heat and Power, Electric Power","Other Biomass",50817]
[2004,"TX","Combined Heat and Power, Electric Power","Petroleum",1164985]
[2004,"WI","Combined Heat and Power, Electric Power","Petroleum",6819]
[2004,"WV","Combined Heat and Power, Electric Power","Natural Gas",3245]
[2004,"AZ","Combined Heat and Power, Industrial Power","Natural Gas",4168]
[2004,"FL","Combined Heat and Power, Industrial Power","Natural Gas",871050]
[2004,"IA","Combined Heat and Power, Industrial Power","Total",1293923]
[2004,"IN","Combined Heat and Power, Industrial Power","Coal",49497]
[2004,"LA","Combined Heat and Power, Industrial Power","Natural Gas",20565741]
[2004,"ME","Combined Heat and Power, Industrial Power","Other",318191]
[2004,"MS","Combined Heat and Power, Industrial Power","Coal",8027]
[2004,"MS","Combined Heat and Power, Industrial Power","Other Gases",40748]
[2004,"ND","Combined Heat and Power, Industrial Power","Total",200625]
[2004,"NY","Combined Heat and Power, Industrial Power","Total",1468441]
[2004,"PA","Combined Heat and Power, Industrial Power","Other Biomass",8705]
[2004,"TN","Combined Heat and Power, Industrial Power","Total",3083213]
[2004,"US-TOTAL","Combined Heat and Power, Industrial Power","Petroleum",5967300]
[2004,"VA","Combined Heat and Power, Industrial Power","Wood and Wood Derived Fuels",1221597]
[2004,"WV","Combined Heat and Power, Industrial Power","Total",1702673]
[2004,"WY","Combined Heat and Power, Industrial Power","Petroleum",2409]
[2004,"AZ","Electric Generators, Electric Utilities","Hydroelectric Conventional",6973147]
[2004,"CO","Electric Generators, Electric Utilities","Petroleum",11797]
[2004,"GA","Electric Generators, Electric Utilities","Pumped Storage",-877846]
[2004,"IL","Electric Generators, Electric Utilities","Natural Gas",62240]
[2004,"KY","Electric Generators, Electric Utilities","Coal",78574428]
[2004,"MA","Electric Generators, Electric Utilities","Coal",903789]
[2004,"MN","Electric Generators, Electric Utilities","Petroleum",752362]
[2004,"MN","Electric Generators, Electric Utilities","Wood and Wood Derived Fuels",15747]
[2004,"NC","Electric Generators, Electric Utilities","Hydroelectric Conventional",3933276]
[2004,"NE","Electric Generators, Electric Utilities","Total",31944127]
[2004,"NY","Electric Generators, Electric Utilities","Petroleum",9159172]
[2004,"OR","Electric Generators, Electric Utilities","Total",39092958]
[2004,"SC","Electric Generators, Electric Utilities","Other Biomass",23391]
[2004,"TN","Electric Generators, Electric Utilities","Nuclear",28612271]
[2004,"US-TOTAL","Electric Generators, Electric Utilities","Wood and Wood Derived Fuels",1208832]
[2004,"WA","Electric Generators, Electric Utilities","Hydroelectric Conventional",71393131]
[2004,"WA","Electric Generators, Electric Utilities","Petroleum",13112]
[2004,"WV","Electric Generators, Electric Utilities","Petroleum",231515]
[2004,"CA","Electric Generators, Independent Power Producers","Wind",4264116]
[2004,"DE","Electric Generators, Independent Power Producers","Natural Gas",1639555]
[2004,"GA","Electric Generators, Independent Power Producers","Petroleum",2810]
[2004,"IL","Electric Generators, Independent Power Producers","Hydroelectric Conventional",78103]
[2004,"MA","Electric Generators, Independent Power Producers","Coal",9583508]
[2004,"ME","Electric Generators, Independent Power Producers","Other",102763]
[2004,"ME","Electric Generators, Independent Power Producers","Wood and Wood Derived Fuels",1015190]
[2004,"MT","Electric Generators, Independent Power Producers","Coal",17032941]
[2004,"NC","Electric Generators, Independent Power Producers","Total",1698756]
[2004,"NJ","Electric Generators, Independent Power Producers","Other Biomass",801655]
[2004,"OH","Electric Generators, Independent Power Producers","Petroleum",25602]
[2004,"PA","Electric Generators, Independent Power Producers","Pumped Storage",-471393]
[2004,"US-TOTAL","Electric Generators, Independent Power Producers","Coal",407418419]
[2004,"VA","Electric Generators, Independent Power Producers","Coal",2877752]
[2004,"VA","Electric Generators, Independent Power Producers","Petroleum",247253]
[2004,"WV","Electric Generators, Independent Power Producers","Other",0]
[2004,"AK","Total Electric Power Industry","Other Biomass",8828]
[2004,"AR","Total Electric Power Industry","Other",37950]
[2004,"CA","Total Electric Power Industry","Other",428567]
[2004,"CT","Total Electric Power Industry","Nuclear",16539097]
[2004,"GA","Total Electric Power Industry","Coal",79942963]
[2004,"HI","Total Electric Power Industry","Wind",7495]
[2004,"ID","Total Electric Power Industry","Hydroelectric Conventional",8461655]
[2004,"IN","Total Electric Power Industry","Other Gases",3136317]
[2004,"KY","Total Electric Power Industry","Coal",86120511]
[2004,"MA","Total Electric Power Industry","Coal",10526362]
[2004,"ME","Total Electric Power Industry","Hydroelectric Conventional",3430249]
[2004,"MN","Total Electric Power Industry","Hydroelectric Conventional",738311]
[2004,"MS","Total Electric Power Industry","Petroleum",2776857]
[2004,"NC","Total Electric Power Industry","Petroleum",610909]
[2004,"ND","Total Electric Power Industry","Wind",214523]
[2004,"NJ","Total Electric Power Industry","Hydroelectric Conventional",37503]
[2004,"NM","Total Electric Power Industry","Coal",29263899]
[2004,"NY","Total Electric Power Industry","Petroleum",21205198]
[2004,"OK","Total Electric Power Industry","Pumped Storage",-233879]
[2004,"PA","Total Electric Power Industry","Petroleum",4141813]
[2004,"SD","Total Electric Power Industry","Wind",157678]
[2004,"TN","Total Electric Power Industry","Natural Gas",292486]
[2004,"TX","Total Electric Power Industry","Total",390299132]
[2004,"VA","Total Electric Power Industry","Nuclear",28315294]
[2004,"VT","Total Electric Power Industry","Hydroelectric Conventional",1187256]
[2004,"WI","Total Electric Power Industry","Natural Gas",2405362]
[2004,"WY","Total Electric Power Industry","Other",106700]
[2005,"CO","Combined Heat and Power, Commercial Power","Petroleum",5]
[2005,"IL","Combined Heat and Power, Commercial Power","Other Biomass",605]
[2005,"IN","Combined Heat and Power, Commercial Power","Coal",203498]
[2005,"MN","Combined Heat and Power, Commercial Power","Other",8442]
[2005,"NC","Combined Heat and Power, Commercial Power","Coal",111805]
[2005,"NY","Combined Heat and Power, Commercial Power","Other Biomass",130786]
[2005,"OK","Combined Heat and Power, Commercial Power","Petroleum",425]
[2005,"SC","Combined Heat and Power, Commercial Power","Total",81898]
[2005,"VA","Combined Heat and Power, Commercial Power","Petroleum",636]
[2005,"AR","Combined Heat and Power, Electric Power","Petroleum",0]
[2005,"AZ","Combined Heat and Power, Electric Power","Total",1688843]
[2005,"HI","Combined Heat and Power, Electric Power","Other Biomass",133804]
[2005,"IN","Combined Heat and Power, Electric Power","Natural Gas",1196784]
[2005,"ME","Combined Heat and Power, Electric Power","Other Biomass",6436]
[2005,"MI","Combined Heat and Power, Electric Power","Petroleum",66878]
[2005,"NE","Combined Heat and Power, Electric Power","Natural Gas",842]
[2005,"OH","Combined Heat and Power, Electric Power","Wood and Wood Derived Fuels",44273]
[2005,"PA","Combined Heat and Power, Electric Power","Wood and Wood Derived Fuels",199104]
[2005,"TX","Combined Heat and Power, Electric Power","Other Biomass",2707]
[2005,"AK","Combined Heat and Power, Industrial Power","Natural Gas",146888]
[2005,"AR","Combined Heat and Power, Industrial Power","Natural Gas",167189]
[2005,"CT","Combined Heat and Power, Industrial Power","Total",207119]
[2005,"DE","Combined Heat and Power, Industrial Power","Petroleum",281754]
[2005,"HI","Combined Heat and Power, Industrial Power","Petroleum",177835]
[2005,"IN","Combined Heat and Power, Industrial Power","Total",3439508]
[2005,"MA","Combined Heat and Power, Industrial Power","Coal",47897]
[2005,"MD","Combined Heat and Power, Industrial Power","Wood and Wood Derived Fuels",193708]
[2005,"MS","Combined Heat and Power, Industrial Power","Other Biomass",5344]
[2005,"NC","Combined Heat and Power, Industrial Power","Petroleum",271986]
[2005,"NM","Combined Heat and Power, Industrial Power","Total",238697]
[2005,"NY","Combined Heat and Power, Industrial Power","Natural Gas",278549]
[2005,"OR","Combined Heat and Power, Industrial Power","Other Biomass",14031]
[2005,"TN","Combined Heat and Power, Industrial Power","Other Gases",14598]
[2005,"US-TOTAL","Combined Heat and Power, Industrial Power","Natural Gas",72882307]
[2005,"VA","Combined Heat and Power, Industrial Power","Other Biomass",43499]
[2005,"WI","Combined Heat and Power, Industrial Power","Wood and Wood Derived Fuels",597805]
[2005,"AR","Electric Generators, Electric Utilities","Coal",22940659]
[2005,"CA","Electric Generators, Electric Utilities","Petroleum",57974]
[2005,"CA","Electric Generators, Electric Utilities","Solar Thermal and Photovoltaic",2012]
[2005,"FL","Electric Generators, Electric Utilities","Other Biomass",107503]
[2005,"ID","Electric Generators, Electric Utilities","Natural Gas",73353]
[2005,"IN","Electric Generators, Electric Utilities","Total",117373699]
[2005,"LA","Electric Generators, Electric Utilities","Natural Gas",13687514]
[2005,"MI","Electric Generators, Electric Utilities","Pumped Storage",-1106241]
[2005,"MS","Electric Generators, Electric Utilities","Nuclear",10077846]
[2005,"NE","Electric Generators, Electric Utilities","Natural Gas",794533]
[2005,"NE","Electric Generators, Electric Utilities","Other Gases",6]
[2005,"NM","Electric Generators, Electric Utilities","Natural Gas",3417106]
[2005,"OR","Electric Generators, Electric Utilities","Natural Gas",3097591]
[2005,"SC","Electric Generators, Electric Utilities","Natural Gas",4153040]
[2005,"TN","Electric Generators, Electric Utilities","Nuclear",27803108]
[2005,"US-TOTAL","Electric Generators, Electric Utilities","Pumped Storage",-5383451]
[2005,"VT","Electric Generators, Electric Utilities","Wind",11486]
[2005,"WV","Electric Generators, Electric Utilities","Other",11215]
[2005,"WV","Electric Generators, Electric Utilities","Total",61241831]
[2005,"CA","Electric Generators, Independent Power Producers","Natural Gas",46008217]
[2005,"DC","Electric Generators, Independent Power Producers","Total",226042]
[2005,"IA","Electric Generators, Independent Power Producers","Hydroelectric Conventional",9432]
[2005,"IL","Electric Generators, Independent Power Producers","Other Biomass",556157]
[2005,"KY","Electric Generators, Independent Power Producers","Total",11621685]
[2005,"MD","Electric Generators, Independent Power Producers","Other Biomass",200902]
[2005,"MN","Electric Generators, Independent Power Producers","Total",3332250]
[2005,"MO","Electric Generators, Independent Power Producers","Total",319094]
[2005,"NH","Electric Generators, Independent Power Producers","Hydroelectric Conventional",1414153]
[2005,"NY","Electric Generators, Independent Power Producers","Hydroelectric Conventional",3967129]
[2005,"OR","Electric Generators, Independent Power Producers","Wind",734274]
[2005,"RI","Electric Generators, Independent Power Producers","Natural Gas",5949641]
[2005,"TX","Electric Generators, Independent Power Producers","Nuclear",38232493]
[2005,"VA","Electric Generators, Independent Power Producers","Natural Gas",3025473]
[2005,"WI","Electric Generators, Independent Power Producers","Hydroelectric Conventional",31356]
[2005,"WI","Electric Generators, Independent Power Producers","Petroleum",5065]
[2005,"AK","Total Electric Power Industry","Wood and Wood Derived Fuels",383]
[2005,"AZ","Total Electric Power Industry","Solar Thermal and Photovoltaic",13581]
[2005,"CO","Total Electric Power Industry","Other Biomass",33879]
[2005,"CT","Total Electric Power Industry","Other Biomass",746021]
[2005,"FL","Total Electric Power Industry","Other",3579461]
[2005,"IA","Total Electric Power Industry","Coal",34252334]
[2005,"IL","Total Electric Power Industry","Nuclear",93263001]
[2005,"IL","Total Electric Power Industry","Wind",141146]
[2005,"KY","Total Electric Power Industry","Natural Gas",1654052]
[2005,"MD","Total Electric Power Industry","Natural Gas",1886986]
[2005,"MI","Total Electric Power Industry","Other",561861]
[2005,"MN","Total Electric Power Industry","Nuclear",12835219]
[2005,"MS","Total Electric Power Industry","Coal",16635884]
[2005,"NC","Total Electric Power Industry","Total",129748578]
[2005,"NE","Total Electric Power Industry","Wind",96608]
[2005,"NH","Total Electric Power Industry","Other Gases",0]
[2005,"NV","Total Electric Power Industry","Other Gases",8281]
[2005,"NY","Total Electric Power Industry","Pumped Storage",-780731]
[2005,"OK","Total Electric Power Industry","Other Biomass",0]
[2005,"PA","Total Electric Power Industry","Pumped Storage",-711041]
[2005,"SC","Total Electric Power Industry","Wood and Wood Derived Fuels",1725981]
[2005,"TX","Total Electric Power Industry","Other Biomass",246705]
[2005,"US-TOTAL","Total Electric Power Industry","Total",4055422750]
[2005,"UT","Total Electric Power Industry","Other Biomass",3948]
[2005,"WA","Total Electric Power Industry","Nuclear",8242273]
[2005,"WI","Total Electric Power Industry","Coal",41729313]
[2005,"WY","Total Electric Power Industry","Coal",43345676]
[2006,"CA","Combined Heat and Power, Commercial Power","Other",2]
[2006,"HI","Combined Heat and Power, Commercial Power","Total",338649]
[2006,"MD","Combined Heat and Power, Commercial Power","Natural Gas",24]
[2006,"MI","Combined Heat and Power, Commercial Power","Other Biomass",151927]
[2006,"MO","Combined Heat and Power, Commercial Power","Coal",177982]
[2006,"NY","Combined Heat and Power, Commercial Power","Hydroelectric Conventional",5171]
[2006,"SC","Combined Heat and Power, Commercial Power","Other Biomass",45011]
[2006,"SC","Combined Heat and Power, Commercial Power","Total",83889]
[2006,"VA","Combined Heat and Power, Commercial Power","Coal",0]
[2006,"AL","Combined Heat and Power, Electric Power","Coal",206522]
[2006,"DE","Combined Heat and Power, Electric Power","Natural Gas",8186]
[2006,"HI","Combined Heat and Power, Electric Power","Other",26992]
[2006,"IN","Combined Heat and Power, Electric Power","Other",0]
[2006,"ME","Combined Heat and Power, Electric Power","Total",700901]
[2006,"NC","Combined Heat and Power, Electric Power","Wood and Wood Derived Fuels",52122]
[2006,"NE","Combined Heat and Power, Electric Power","Total",4485]
[2006,"OH","Combined Heat and Power, Electric Power","Other Gases",136528]
[2006,"PA","Combined Heat and Power, Electric Power","Wood and Wood Derived Fuels",193472]
[2006,"VA","Combined Heat and Power, Electric Power","Other",48923]
[2006,"AL","Combined Heat and Power, Industrial Power","Other",19186]
[2006,"CA","Combined Heat and Power, Industrial Power","Coal",480998]
[2006,"CT","Combined Heat and Power, Industrial Power","Other",12275]
[2006,"HI","Combined Heat and Power, Industrial Power","Other Biomass",7439]
[2006,"IA","Combined Heat and Power, Industrial Power","Coal",1320862]
[2006,"IN","Combined Heat and Power, Industrial Power","Petroleum",12729]
[2006,"MD","Combined Heat and Power, Industrial Power","Natural Gas",83368]
[2006,"MN","Combined Heat and Power, Industrial Power","Other",35764]
[2006,"MT","Combined Heat and Power, Industrial Power","Wood and Wood Derived Fuels",94415]
[2006,"NE","Combined Heat and Power, Industrial Power","Total",49693]
[2006,"NM","Combined Heat and Power, Industrial Power","Natural Gas",35415]
[2006,"OK","Combined Heat and Power, Industrial Power","Other",5445]
[2006,"OR","Combined Heat and Power, Industrial Power","Petroleum",7486]
[2006,"TN","Combined Heat and Power, Industrial Power","Natural Gas",52390]
[2006,"US-TOTAL","Combined Heat and Power, Industrial Power","Total",148254269]
[2006,"WI","Combined Heat and Power, Industrial Power","Hydroelectric Conventional",203895]
[2006,"AK","Electric Generators, Electric Utilities","Hydroelectric Conventional",1223607]
[2006,"AR","Electric Generators, Electric Utilities","Petroleum",135291]
[2006,"CA","Electric Generators, Electric Utilities","Natural Gas",19805412]
[2006,"DE","Electric Generators, Electric Utilities","Petroleum",113]
[2006,"FL","Electric Generators, Electric Utilities","Other Biomass",79363]
[2006,"IA","Electric Generators, Electric Utilities","Wind",1120019]
[2006,"KS","Electric Generators, Electric Utilities","Petroleum",51142]
[2006,"MI","Electric Generators, Electric Utilities","Hydroelectric Conventional",1381242]
[2006,"MO","Electric Generators, Electric Utilities","Nuclear",10116660]
[2006,"MT","Electric Generators, Electric Utilities","Hydroelectric Conventional",6611293]
[2006,"ND","Electric Generators, Electric Utilities","Total",30328375]
[2006,"NM","Electric Generators, Electric Utilities","Petroleum",40634]
[2006,"NV","Electric Generators, Electric Utilities","Coal",7253521]
[2006,"OK","Electric Generators, Electric Utilities","Total",51917155]
[2006,"SD","Electric Generators, Electric Utilities","Hydroelectric Conventional",3396833]
[2006,"TN","Electric Generators, Electric Utilities","Total",90960035]
[2006,"VA","Electric Generators, Electric Utilities","Hydroelectric Conventional",1270707]
[2006,"VT","Electric Generators, Electric Utilities","Wood and Wood Derived Fuels",262669]
[2006,"WI","Electric Generators, Electric Utilities","Petroleum",591486]
[2006,"AR","Electric Generators, Independent Power Producers","Total",6966391]
[2006,"CO","Electric Generators, Independent Power Producers","Wind",803577]
[2006,"CT","Electric Generators, Independent Power Producers","Other",726325]
[2006,"GA","Electric Generators, Independent Power Producers","Total",5163848]
[2006,"ID","Electric Generators, Independent Power Producers","Hydroelectric Conventional",841930]
[2006,"KS","Electric Generators, Independent Power Producers","Hydroelectric Conventional",9649]
[2006,"MA","Electric Generators, Independent Power Producers","Pumped Storage",-578898]
[2006,"MI","Electric Generators, Independent Power Producers","Other Biomass",515522]
[2006,"MT","Electric Generators, Independent Power Producers","Total",20763611]
[2006,"NH","Electric Generators, Independent Power Producers","Wood and Wood Derived Fuels",525105]
[2006,"NJ","Electric Generators, Independent Power Producers","Other Biomass",897904]
[2006,"OH","Electric Generators, Independent Power Producers","Other Biomass",23653]
[2006,"PA","Electric Generators, Independent Power Producers","Hydroelectric Conventional",1549573]
[2006,"SC","Electric Generators, Independent Power Producers","Petroleum",0]
[2006,"US-TOTAL","Electric Generators, Independent Power Producers","Nuclear",361877208]
[2006,"VT","Electric Generators, Independent Power Producers","Hydroelectric Conventional",976987]
[2006,"WV","Electric Generators, Independent Power Producers","Petroleum",3188]
[2006,"WY","Electric Generators, Independent Power Producers","Coal",713472]
[2006,"AZ","Total Electric Power Industry","Coal",40442855]
[2006,"CA","Total Electric Power Industry","Nuclear",31958621]
[2006,"CO","Total Electric Power Industry","Coal",36269425]
[2006,"CT","Total Electric Power Industry","Pumped Storage",0]
[2006,"GA","Total Electric Power Industry","Coal",86503986]
[2006,"IA","Total Electric Power Industry","Natural Gas",2400014]
[2006,"IN","Total Electric Power Industry","Hydroelectric Conventional",489515]
[2006,"IN","Total Electric Power Industry","Other Biomass",220212]
[2006,"KY","Total Electric Power Industry","Wood and Wood Derived Fuels",369361]
[2006,"MD","Total Electric Power Industry","Petroleum",580726]
[2006,"ME","Total Electric Power Industry","Petroleum",594935]
[2006,"MN","Total Electric Power Industry","Other Biomass",414266]
[2006,"MS","Total Electric Power Industry","Other Gases",43723]
[2006,"NC","Total Electric Power Industry","Pumped Storage",131342]
[2006,"NH","Total Electric Power Industry","Total",22063695]
[2006,"NJ","Total Electric Power Industry","Hydroelectric Conventional",35436]
[2006,"NV","Total Electric Power Industry","Geothermal",1343711]
[2006,"OK","Total Electric Power Industry","Hydroelectric Conventional",623579]
[2006,"PA","Total Electric Power Industry","Natural Gas",13541728]
[2006,"RI","Total Electric Power Industry","Natural Gas",5780227]
[2006,"SD","Total Electric Power Industry","Other",57]
[2006,"TX","Total Electric Power Industry","Nuclear",41264278]
[2006,"UT","Total Electric Power Industry","Other Gases",0]
[2006,"VA","Total Electric Power Industry","Coal",34288141]
[2006,"WA","Total Electric Power Industry","Coal",6372823]
[2006,"WV","Total Electric Power Industry","Wind",173757]
[2007,"AZ","Combined Heat and Power, Commercial Power","Total",70600]
[2007,"CO","Combined Heat and Power, Commercial Power","Total",27769]
[2007,"IA","Combined Heat and Power, Commercial Power","Total",255734]
[2007,"MD","Combined Heat and Power, Commercial Power","Natural Gas",5]
[2007,"MI","Combined Heat and Power, Commercial Power","Total",627216]
[2007,"MO","Combined Heat and Power, Commercial Power","Natural Gas",9381]
[2007,"OH","Combined Heat and Power, Commercial Power","Petroleum",0]
[2007,"PA","Combined Heat and Power, Commercial Power","Other",91102]
[2007,"TX","Combined Heat and Power, Commercial Power","Total",475530]
[2007,"US-TOTAL","Combined Heat and Power, Commercial Power","Wood and Wood Derived Fuels",15361]
[2007,"WI","Combined Heat and Power, Commercial Power","Total",125697]
[2007,"CO","Combined Heat and Power, Electric Power","Natural Gas",1537417]
[2007,"FL","Combined Heat and Power, Electric Power","Other Biomass",305283]
[2007,"HI","Combined Heat and Power, Electric Power","Other",16156]
[2007,"MD","Combined Heat and Power, Electric Power","Other",136170]
[2007,"MT","Combined Heat and Power, Electric Power","Other Gases",18841]
[2007,"MT","Combined Heat and Power, Electric Power","Total",481724]
[2007,"NY","Combined Heat and Power, Electric Power","Coal",844114]
[2007,"PA","Combined Heat and Power, Electric Power","Other",41554]
[2007,"UT","Combined Heat and Power, Electric Power","Other",4679]
[2007,"WI","Combined Heat and Power, Electric Power","Other Biomass",3132]
[2007,"AL","Combined Heat and Power, Industrial Power","Natural Gas",566653]
[2007,"CO","Combined Heat and Power, Industrial Power","Natural Gas",22935]
[2007,"GA","Combined Heat and Power, Industrial Power","Petroleum",699618]
[2007,"HI","Combined Heat and Power, Industrial Power","Hydroelectric Conventional",37733]
[2007,"IN","Combined Heat and Power, Industrial Power","Coal",52195]
[2007,"MA","Combined Heat and Power, Industrial Power","Hydroelectric Conventional",13627]
[2007,"MN","Combined Heat and Power, Industrial Power","Coal",961555]
[2007,"MS","Combined Heat and Power, Industrial Power","Natural Gas",339321]
[2007,"MT","Combined Heat and Power, Industrial Power","Wood and Wood Derived Fuels",110945]
[2007,"NJ","Combined Heat and Power, Industrial Power","Other Gases",160136]
[2007,"OK","Combined Heat and Power, Industrial Power","Other Biomass",3721]
[2007,"OK","Combined Heat and Power, Industrial Power","Wood and Wood Derived Fuels",276133]
[2007,"SC","Combined Heat and Power, Industrial Power","Wood and Wood Derived Fuels",1519677]
[2007,"US-TOTAL","Combined Heat and Power, Industrial Power","Coal",16694157]
[2007,"WA","Combined Heat and Power, Industrial Power","Wood and Wood Derived Fuels",549220]
[2007,"WV","Combined Heat and Power, Industrial Power","Other Gases",55676]
[2007,"AL","Electric Generators, Electric Utilities","Natural Gas",8162908]
[2007,"CA","Electric Generators, Electric Utilities","Geothermal",975142]
[2007,"DE","Electric Generators, Electric Utilities","Natural Gas",43698]
[2007,"FL","Electric Generators, Electric Utilities","Natural Gas",88542291]
[2007,"IA","Electric Generators, Electric Utilities","Other",11861]
[2007,"IN","Electric Generators, Electric Utilities","Coal",114974642]
[2007,"MD","Electric Generators, Electric Utilities","Total",23712]
[2007,"MN","Electric Generators, Electric Utilities","Total",47793039]
[2007,"MS","Electric Generators, Electric Utilities","Natural Gas",10247881]
[2007,"NC","Electric Generators, Electric Utilities","Pumped Storage",136996]
[2007,"NH","Electric Generators, Electric Utilities","Wood and Wood Derived Fuels",318056]
[2007,"NM","Electric Generators, Electric Utilities","Coal",27603647]
[2007,"OH","Electric Generators, Electric Utilities","Total",100536445]
[2007,"OR","Electric Generators, Electric Utilities","Total",43202516]
[2007,"TX","Electric Generators, Electric Utilities","Coal",61656860]
[2007,"UT","Electric Generators, Electric Utilities","Coal",35910192]
[2007,"VT","Electric Generators, Electric Utilities","Hydroelectric Conventional",399636]
[2007,"WI","Electric Generators, Electric Utilities","Coal",38719363]
[2007,"WY","Electric Generators, Electric Utilities","Total",43144350]
[2007,"CO","Electric Generators, Independent Power Producers","Hydroelectric Conventional",103989]
[2007,"CO","Electric Generators, Independent Power Producers","Total",9680147]
[2007,"FL","Electric Generators, Independent Power Producers","Natural Gas",8172762]
[2007,"IL","Electric Generators, Independent Power Producers","Coal",83586667]
[2007,"LA","Electric Generators, Independent Power Producers","Hydroelectric Conventional",826642]
[2007,"MA","Electric Generators, Independent Power Producers","Total",43405931]
[2007,"ME","Electric Generators, Independent Power Producers","Wind",99071]
[2007,"MO","Electric Generators, Independent Power Producers","Total",819998]
[2007,"NH","Electric Generators, Independent Power Producers","Other Biomass",152816]
[2007,"NJ","Electric Generators, Independent Power Producers","Hydroelectric Conventional",20909]
[2007,"NY","Electric Generators, Independent Power Producers","Natural Gas",19647217]
[2007,"PA","Electric Generators, Independent Power Producers","Petroleum",1251298]
[2007,"TX","Electric Generators, Independent Power Producers","Hydroelectric Conventional",50895]
[2007,"US-TOTAL","Electric Generators, Independent Power Producers","Other",5458076]
[2007,"VA","Electric Generators, Independent Power Producers","Other",267488]
[2007,"WV","Electric Generators, Independent Power Producers","Coal",22284290]
[2007,"AK","Total Electric Power Industry","Wood and Wood Derived Fuels",22]
[2007,"AL","Total Electric Power Industry","Other Biomass",16738]
[2007,"CA","Total Electric Power Industry","Geothermal",12990711]
[2007,"CA","Total Electric Power Industry","Wind",5584933]
[2007,"DE","Total Electric Power Industry","Total",8534163]
[2007,"GA","Total Electric Power Industry","Coal",90297529]
[2007,"HI","Total Electric Power Industry","Wind",238184]
[2007,"IL","Total Electric Power Industry","Other Gases",134271]
[2007,"KS","Total Electric Power Industry","Wind",1152538]
[2007,"KY","Total Electric Power Industry","Petroleum",2791299]
[2007,"MD","Total Electric Power Industry","Natural Gas",2240927]
[2007,"ME","Total Electric Power Industry","Natural Gas",6674594]
[2007,"MO","Total Electric Power Industry","Nuclear",9371955]
[2007,"MO","Total Electric Power Industry","Wood and Wood Derived Fuels",120]
[2007,"NC","Total Electric Power Industry","Nuclear",40044705]
[2007,"NH","Total Electric Power Industry","Coal",3927415]
[2007,"NJ","Total Electric Power Industry","Pumped Storage",-268934]
[2007,"NM","Total Electric Power Industry","Total",35985333]
[2007,"OH","Total Electric Power Industry","Other",3322]
[2007,"OK","Total Electric Power Industry","Natural Gas",33143911]
[2007,"PA","Total Electric Power Industry","Natural Gas",19197600]
[2007,"SC","Total Electric Power Industry","Other Gases",15]
[2007,"TN","Total Electric Power Industry","Pumped Storage",-704364]
[2007,"US-TOTAL","Total Electric Power Industry","Wind",34449927]
[2007,"VA","Total Electric Power Industry","Other Biomass",773245]
[2007,"VT","Total Electric Power Industry","Total",5823582]
[2007,"WV","Total Electric Power Industry","Coal",91866265]
[2007,"WV","Total Electric Power Industry","Wind",167588]
[2008,"AZ","Combined Heat and Power, Commercial Power","Total",69505]
[2008,"HI","Combined Heat and Power, Commercial Power","Other",144574]
[2008,"IN","Combined Heat and Power, Commercial Power","Total",217610]
[2008,"MI","Combined Heat and Power, Commercial Power","Other",97732]
[2008,"MI","Combined Heat and Power, Commercial Power","Total",535131]
[2008,"NY","Combined Heat and Power, Commercial Power","Other Biomass",128467]
[2008,"PA","Combined Heat and Power, Commercial Power","Natural Gas",42707]
[2008,"US-TOTAL","Combined Heat and Power, Commercial Power","Other",719532]
[2008,"US-TOTAL","Combined Heat and Power, Commercial Power","Petroleum",142226]
[2008,"WI","Combined Heat and Power, Commercial Power","Petroleum",94]
[2008,"CA","Combined Heat and Power, Electric Power","Other Gases",704]
[2008,"GA","Combined Heat and Power, Electric Power","Total",113555]
[2008,"HI","Combined Heat and Power, Electric Power","Other Biomass",112273]
[2008,"ME","Combined Heat and Power, Electric Power","Wood and Wood Derived Fuels",294801]
[2008,"MN","Combined Heat and Power, Electric Power","Petroleum",0]
[2008,"NJ","Combined Heat and Power, Electric Power","Total",10739832]
[2008,"NY","Combined Heat and Power, Electric Power","Natural Gas",9606785]
[2008,"PA","Combined Heat and Power, Electric Power","Natural Gas",3275748]
[2008,"US-TOTAL","Combined Heat and Power, Electric Power","Natural Gas",119043240]
[2008,"AK","Combined Heat and Power, Industrial Power","Other Biomass",4682]
[2008,"AL","Combined Heat and Power, Industrial Power","Coal",173526]
[2008,"DE","Combined Heat and Power, Industrial Power","Coal",75729]
[2008,"FL","Combined Heat and Power, Industrial Power","Wood and Wood Derived Fuels",1599946]
[2008,"ID","Combined Heat and Power, Industrial Power","Other",69517]
[2008,"IL","Combined Heat and Power, Industrial Power","Petroleum",6]
[2008,"LA","Combined Heat and Power, Industrial Power","Petroleum",391474]
[2008,"MI","Combined Heat and Power, Industrial Power","Other Biomass",1307]
[2008,"MO","Combined Heat and Power, Industrial Power","Petroleum",125]
[2008,"MS","Combined Heat and Power, Industrial Power","Wood and Wood Derived Fuels",1386231]
[2008,"NJ","Combined Heat and Power, Industrial Power","Total",761694]
[2008,"OH","Combined Heat and Power, Industrial Power","Coal",368209]
[2008,"PA","Combined Heat and Power, Industrial Power","Coal",1156154]
[2008,"SC","Combined Heat and Power, Industrial Power","Coal",242993]
[2008,"TX","Combined Heat and Power, Industrial Power","Wood and Wood Derived Fuels",975599]
[2008,"VT","Combined Heat and Power, Industrial Power","Total",21096]
[2008,"WI","Combined Heat and Power, Industrial Power","Petroleum",278204]
[2008,"WY","Combined Heat and Power, Industrial Power","Other",67377]
[2008,"AZ","Electric Generators, Electric Utilities","Solar Thermal and Photovoltaic",14724]
[2008,"CO","Electric Generators, Electric Utilities","Hydroelectric Conventional",1877868]
[2008,"FL","Electric Generators, Electric Utilities","Petroleum",11830552]
[2008,"GA","Electric Generators, Electric Utilities","Petroleum",67971]
[2008,"IL","Electric Generators, Electric Utilities","Petroleum",10978]
[2008,"LA","Electric Generators, Electric Utilities","Nuclear",15370988]
[2008,"MI","Electric Generators, Electric Utilities","Coal",68421489]
[2008,"MN","Electric Generators, Electric Utilities","Natural Gas",1723799]
[2008,"MT","Electric Generators, Electric Utilities","Coal",330634]
[2008,"NE","Electric Generators, Electric Utilities","Other Gases",0]
[2008,"NV","Electric Generators, Electric Utilities","Petroleum",9865]
[2008,"NV","Electric Generators, Electric Utilities","Total",22979409]
[2008,"OR","Electric Generators, Electric Utilities","Natural Gas",6159726]
[2008,"SD","Electric Generators, Electric Utilities","Other Biomass",1665]
[2008,"TN","Electric Generators, Electric Utilities","Wind",1619]
[2008,"US-TOTAL","Electric Generators, Electric Utilities","Other",545295]
[2008,"VT","Electric Generators, Electric Utilities","Petroleum",4266]
[2008,"WV","Electric Generators, Electric Utilities","Coal",66023240]
[2008,"CA","Electric Generators, Independent Power Producers","Coal",0]
[2008,"CA","Electric Generators, Independent Power Producers","Natural Gas",60919910]
[2008,"FL","Electric Generators, Independent Power Producers","Natural Gas",7051758]
[2008,"HI","Electric Generators, Independent Power Producers","Geothermal",234333]
[2008,"IA","Electric Generators, Independent Power Producers","Total",7112622]
[2008,"IN","Electric Generators, Independent Power Producers","Petroleum",0]
[2008,"MA","Electric Generators, Independent Power Producers","Nuclear",5868639]
[2008,"ME","Electric Generators, Independent Power Producers","Wood and Wood Derived Fuels",1484795]
[2008,"MS","Electric Generators, Independent Power Producers","Total",12652637]
[2008,"MT","Electric Generators, Independent Power Producers","Natural Gas",50650]
[2008,"NJ","Electric Generators, Independent Power Producers","Total",52291974]
[2008,"NY","Electric Generators, Independent Power Producers","Hydroelectric Conventional",4951179]
[2008,"OR","Electric Generators, Independent Power Producers","Total",5800971]
[2008,"PA","Electric Generators, Independent Power Producers","Wind",729425]
[2008,"TN","Electric Generators, Independent Power Producers","Natural Gas",2272]
[2008,"US-TOTAL","Electric Generators, Independent Power Producers","Other Gases",569]
[2008,"WA","Electric Generators, Independent Power Producers","Coal",8727176]
[2008,"WA","Electric Generators, Independent Power Producers","Other",56377]
[2008,"AL","Total Electric Power Industry","Coal",74604648]
[2008,"AR","Total Electric Power Industry","Other Biomass",46770]
[2008,"CA","Total Electric Power Industry","Other Biomass",2361946]
[2008,"CO","Total Electric Power Industry","Other Biomass",45119]
[2008,"CT","Total Electric Power Industry","Total",30409473]
[2008,"FL","Total Electric Power Industry","Wood and Wood Derived Fuels",1968741]
[2008,"IA","Total Electric Power Industry","Petroleum",161127]
[2008,"IA","Total Electric Power Industry","Wood and Wood Derived Fuels",49]
[2008,"IL","Total Electric Power Industry","Total",199475178]
[2008,"LA","Total Electric Power Industry","Hydroelectric Conventional",1064373]
[2008,"MD","Total Electric Power Industry","Coal",27218239]
[2008,"ME","Total Electric Power Industry","Hydroelectric Conventional",4457405]
[2008,"MI","Total Electric Power Industry","Wind",141182]
[2008,"MO","Total Electric Power Industry","Pumped Storage",545355]
[2008,"NC","Total Electric Power Industry","Coal",75814787]
[2008,"NC","Total Electric Power Industry","Petroleum",320221]
[2008,"NE","Total Electric Power Industry","Nuclear",9479039]
[2008,"NM","Total Electric Power Industry","Natural Gas",7966007]
[2008,"NY","Total Electric Power Industry","Pumped Storage",-672139]
[2008,"OH","Total Electric Power Industry","Other Gases",260924]
[2008,"OR","Total Electric Power Industry","Other",44042]
[2008,"RI","Total Electric Power Industry","Natural Gas",7197548]
[2008,"SD","Total Electric Power Industry","Total",7082672]
[2008,"TN","Total Electric Power Industry","Other Gases",12030]
[2008,"US-TOTAL","Total Electric Power Industry","Petroleum",46242612]
[2008,"UT","Total Electric Power Industry","Natural Gas",7366307]
[2008,"WA","Total Electric Power Industry","Solar Thermal and Photovoltaic",0]
[2008,"WI","Total Electric Power Industry","Other Biomass",491754]
[2008,"WY","Total Electric Power Industry","Petroleum",44027]
[2009,"CT","Combined Heat and Power, Commercial Power","Petroleum",0]
[2009,"IA","Combined Heat and Power, Commercial Power","Other Biomass",25099]
[2009,"IN","Combined Heat and Power, Commercial Power","Natural Gas",34765]
[2009,"ME","Combined Heat and Power, Commercial Power","Natural Gas",238]
[2009,"NC","Combined Heat and Power, Commercial Power","Natural Gas",1173]
[2009,"NM","Combined Heat and Power, Commercial Power","Total",70847]
[2009,"NY","Combined Heat and Power, Commercial Power","Other Biomass",115780]
[2009,"RI","Combined Heat and Power, Commercial Power","Natural Gas",47540]
[2009,"US-TOTAL","Combined Heat and Power, Commercial Power","Wood and Wood Derived Fuels",20066]
[2009,"WI","Combined Heat and Power, Commercial Power","Hydroelectric Conventional",3]
[2009,"AL","Combined Heat and Power, Electric Power","Wood and Wood Derived Fuels",245980]
[2009,"DE","Combined Heat and Power, Electric Power","Coal",515201]
[2009,"IL","Combined Heat and Power, Electric Power","Natural Gas",474220]
[2009,"IL","Combined Heat and Power, Electric Power","Total",531194]
[2009,"ME","Combined Heat and Power, Electric Power","Other",114777]
[2009,"MN","Combined Heat and Power, Electric Power","Total",627532]
[2009,"NY","Combined Heat and Power, Electric Power","Coal",333528]
[2009,"OK","Combined Heat and Power, Electric Power","Other Biomass",0]
[2009,"PA","Combined Heat and Power, Electric Power","Other Gases",0]
[2009,"UT","Combined Heat and Power, Electric Power","Total",10006]
[2009,"AL","Combined Heat and Power, Industrial Power","Other",374314]
[2009,"AL","Combined Heat and Power, Industrial Power","Total",4565712]
[2009,"CO","Combined Heat and Power, Industrial Power","Other",35915]
[2009,"FL","Combined Heat and Power, Industrial Power","Other Gases",6787]
[2009,"IL","Combined Heat and Power, Industrial Power","Other",44316]
[2009,"LA","Combined Heat and Power, Industrial Power","Other Biomass",1020]
[2009,"MD","Combined Heat and Power, Industrial Power","Coal",228891]
[2009,"MI","Combined Heat and Power, Industrial Power","Total",1158593]
[2009,"MT","Combined Heat and Power, Industrial Power","Natural Gas",8427]
[2009,"NC","Combined Heat and Power, Industrial Power","Coal",319808]
[2009,"NJ","Combined Heat and Power, Industrial Power","Natural Gas",511641]
[2009,"NY","Combined Heat and Power, Industrial Power","Wood and Wood Derived Fuels",285926]
[2009,"SC","Combined Heat and Power, Industrial Power","Other",73584]
[2009,"US-TOTAL","Combined Heat and Power, Industrial Power","Hydroelectric Conventional",1868336]
[2009,"VA","Combined Heat and Power, Industrial Power","Hydroelectric Conventional",10224]
[2009,"WA","Combined Heat and Power, Industrial Power","Petroleum",15090]
[2009,"WY","Combined Heat and Power, Industrial Power","Petroleum",223]
[2009,"AK","Electric Generators, Electric Utilities","Total",6166762]
[2009,"AZ","Electric Generators, Electric Utilities","Pumped Storage",169480]
[2009,"CO","Electric Generators, Electric Utilities","Coal",31454143]
[2009,"HI","Electric Generators, Electric Utilities","Other",215398]
[2009,"IL","Electric Generators, Electric Utilities","Petroleum",27767]
[2009,"KS","Electric Generators, Electric Utilities","Total",44443224]
[2009,"MA","Electric Generators, Electric Utilities","Hydroelectric Conventional",285205]
[2009,"MN","Electric Generators, Electric Utilities","Hydroelectric Conventional",529995]
[2009,"MN","Electric Generators, Electric Utilities","Petroleum",49502]
[2009,"MT","Electric Generators, Electric Utilities","Total",6275963]
[2009,"NH","Electric Generators, Electric Utilities","Coal",2885668]
[2009,"NM","Electric Generators, Electric Utilities","Petroleum",44599]
[2009,"OR","Electric Generators, Electric Utilities","Natural Gas",6050538]
[2009,"SC","Electric Generators, Electric Utilities","Hydroelectric Conventional",2277232]
[2009,"TN","Electric Generators, Electric Utilities","Coal",40426487]
[2009,"US-TOTAL","Electric Generators, Electric Utilities","Other",483248]
[2009,"VT","Electric Generators, Electric Utilities","Natural Gas",4431]
[2009,"WA","Electric Generators, Electric Utilities","Hydroelectric Conventional",72727385]
[2009,"WV","Electric Generators, Electric Utilities","Total",51708607]
[2009,"AR","Electric Generators, Independent Power Producers","Natural Gas",8700048]
[2009,"CT","Electric Generators, Independent Power Producers","Natural Gas",9089235]
[2009,"DE","Electric Generators, Independent Power Producers","Natural Gas",1281073]
[2009,"GA","Electric Generators, Independent Power Producers","Wood and Wood Derived Fuels",0]
[2009,"IL","Electric Generators, Independent Power Producers","Natural Gas",2962414]
[2009,"LA","Electric Generators, Independent Power Producers","Total",16746137]
[2009,"MA","Electric Generators, Independent Power Producers","Other Biomass",1103995]
[2009,"MI","Electric Generators, Independent Power Producers","Nuclear",6118710]
[2009,"MN","Electric Generators, Independent Power Producers","Other Biomass",602452]
[2009,"NH","Electric Generators, Independent Power Producers","Hydroelectric Conventional",1269620]
[2009,"NH","Electric Generators, Independent Power Producers","Wind",62477]
[2009,"NV","Electric Generators, Independent Power Producers","Total",9392644]
[2009,"PA","Electric Generators, Independent Power Producers","Coal",99399266]
[2009,"SC","Electric Generators, Independent Power Producers","Hydroelectric Conventional",53538]
[2009,"SD","Electric Generators, Independent Power Producers","Wind",415799]
[2009,"US-TOTAL","Electric Generators, Independent Power Producers","Wind",63538187]
[2009,"VA","Electric Generators, Independent Power Producers","Hydroelectric Conventional",72294]
[2009,"WY","Electric Generators, Independent Power Producers","Coal",718217]
[2009,"AK","Total Electric Power Industry","Other",0]
[2009,"AR","Total Electric Power Industry","Petroleum",88470]
[2009,"CA","Total Electric Power Industry","Solar Thermal and Photovoltaic",647390]
[2009,"CA","Total Electric Power Industry","Wood and Wood Derived Fuels",3732016]
[2009,"DE","Total Electric Power Industry","Total",4841563]
[2009,"GA","Total Electric Power Industry","Nuclear",31682579]
[2009,"HI","Total Electric Power Industry","Hydroelectric Conventional",112649]
[2009,"IL","Total Electric Power Industry","Other Gases",88374]
[2009,"IN","Total Electric Power Industry","Hydroelectric Conventional",503470]
[2009,"KY","Total Electric Power Industry","Other Biomass",100874]
[2009,"MD","Total Electric Power Industry","Coal",24162345]
[2009,"MD","Total Electric Power Industry","Nuclear",14550119]
[2009,"MN","Total Electric Power Industry","Nuclear",12393425]
[2009,"MO","Total Electric Power Industry","Pumped Storage",566713]
[2009,"MS","Total Electric Power Industry","Other Biomass",6960]
[2009,"NC","Total Electric Power Industry","Petroleum",296859]
[2009,"NE","Total Electric Power Industry","Wind",382634]
[2009,"NJ","Total Electric Power Industry","Pumped Storage",-201714]
[2009,"NY","Total Electric Power Industry","Total",133150550]
[2009,"OH","Total Electric Power Industry","Coal",113711997]
[2009,"OR","Total Electric Power Industry","Wood and Wood Derived Fuels",674381]
[2009,"RI","Total Electric Power Industry","Petroleum",17131]
[2009,"TN","Total Electric Power Industry","Coal",41633240]
[2009,"TN","Total Electric Power Industry","Wind",51747]
[2009,"US-TOTAL","Total Electric Power Industry","Other Biomass",18442596]
[2009,"VA","Total Electric Power Industry","Coal",25599288]
[2009,"WA","Total Electric Power Industry","Wind",3572486]
[2009,"WI","Total Electric Power Industry","Hydroelectric Conventional",1393988]
[2010,"AZ","Combined Heat and Power, Commercial Power","Other Biomass",4027]
[2010,"CO","Combined Heat and Power, Commercial Power","Petroleum",2]
[2010,"IA","Combined Heat and Power, Commercial Power","Other Biomass",26738]
[2010,"IN","Combined Heat and Power, Commercial Power","Natural Gas",40913]
[2010,"MD","Combined Heat and Power, Commercial Power","Petroleum",256]
[2010,"MN","Combined Heat and Power, Commercial Power","Wind",11749]
[2010,"NJ","Combined Heat and Power, Commercial Power","Natural Gas",102358]
[2010,"NM","Combined Heat and Power, Commercial Power","Total",73479]
[2010,"TN","Combined Heat and Power, Commercial Power","Total",100713]
[2010,"US-TOTAL","Combined Heat and Power, Commercial Power","Total",8591598]
[2010,"WI","Combined Heat and Power, Commercial Power","Petroleum",27]
[2010,"AL","Combined Heat and Power, Electric Power","Wood and Wood Derived Fuels",259956]
[2010,"CT","Combined Heat and Power, Electric Power","Coal",1388324]
[2010,"HI","Combined Heat and Power, Electric Power","Other",7750]
[2010,"LA","Combined Heat and Power, Electric Power","Other Gases",250681]
[2010,"MD","Combined Heat and Power, Electric Power","Other Gases",214727]
[2010,"MT","Combined Heat and Power, Electric Power","Petroleum",397397]
[2010,"NY","Combined Heat and Power, Electric Power","Coal",357828]
[2010,"OR","Combined Heat and Power, Electric Power","Other",38365]
[2010,"PA","Combined Heat and Power, Electric Power","Other Biomass",425657]
[2010,"UT","Combined Heat and Power, Electric Power","Other Biomass",5300]
[2010,"AL","Combined Heat and Power, Industrial Power","Natural Gas",937442]
[2010,"AZ","Combined Heat and Power, Industrial Power","Coal",296059]
[2010,"CO","Combined Heat and Power, Industrial Power","Natural Gas",13143]
[2010,"GA","Combined Heat and Power, Industrial Power","Other",17536]
[2010,"IL","Combined Heat and Power, Industrial Power","Other",283020]
[2010,"LA","Combined Heat and Power, Industrial Power","Coal",0]
[2010,"LA","Combined Heat and Power, Industrial Power","Total",28294054]
[2010,"MI","Combined Heat and Power, Industrial Power","Other",21871]
[2010,"MS","Combined Heat and Power, Industrial Power","Total",1844888]
[2010,"NC","Combined Heat and Power, Industrial Power","Total",2146387]
[2010,"NH","Combined Heat and Power, Industrial Power","Natural Gas",27652]
[2010,"OH","Combined Heat and Power, Industrial Power","Other Gases",149570]
[2010,"PA","Combined Heat and Power, Industrial Power","Wood and Wood Derived Fuels",470305]
[2010,"SC","Combined Heat and Power, Industrial Power","Petroleum",11682]
[2010,"US-TOTAL","Combined Heat and Power, Industrial Power","Natural Gas",81582683]
[2010,"VA","Combined Heat and Power, Industrial Power","Natural Gas",83894]
[2010,"WY","Combined Heat and Power, Industrial Power","Other",67857]
[2010,"AL","Electric Generators, Electric Utilities","Hydroelectric Conventional",8704254]
[2010,"AR","Electric Generators, Electric Utilities","Total",47108063]
[2010,"CO","Electric Generators, Electric Utilities","Pumped Storage",-120792]
[2010,"GA","Electric Generators, Electric Utilities","Other Biomass",41]
[2010,"HI","Electric Generators, Electric Utilities","Other Biomass",1615]
[2010,"IN","Electric Generators, Electric Utilities","Coal",103204599]
[2010,"KY","Electric Generators, Electric Utilities","Natural Gas",1454727]
[2010,"MI","Electric Generators, Electric Utilities","Total",89666874]
[2010,"MO","Electric Generators, Electric Utilities","Total",90176805]
[2010,"MT","Electric Generators, Electric Utilities","Coal",314795]
[2010,"ND","Electric Generators, Electric Utilities","Wind",879475]
[2010,"NM","Electric Generators, Electric Utilities","Hydroelectric Conventional",217010]
[2010,"NV","Electric Generators, Electric Utilities","Other",0]
[2010,"OK","Electric Generators, Electric Utilities","Petroleum",12606]
[2010,"SD","Electric Generators, Electric Utilities","Total",8682448]
[2010,"TX","Electric Generators, Electric Utilities","Other",0]
[2010,"UT","Electric Generators, Electric Utilities","Natural Gas",5671240]
[2010,"VT","Electric Generators, Electric Utilities","Petroleum",4509]
[2010,"WI","Electric Generators, Electric Utilities","Natural Gas",3205394]
[2010,"WY","Electric Generators, Electric Utilities","Wind",1490813]
[2010,"CA","Electric Generators, Independent Power Producers","Other Gases",2]
[2010,"CA","Electric Generators, Independent Power Producers","Wood and Wood Derived Fuels",2626690]
[2010,"FL","Electric Generators, Independent Power Producers","Petroleum",199601]
[2010,"HI","Electric Generators, Independent Power Producers","Total",761548]
[2010,"IL","Electric Generators, Independent Power Producers","Petroleum",84332]
[2010,"KY","Electric Generators, Independent Power Producers","Hydroelectric Conventional",8806]
[2010,"MA","Electric Generators, Independent Power Producers","Total",38144942]
[2010,"MI","Electric Generators, Independent Power Producers","Coal",27208]
[2010,"MS","Electric Generators, Independent Power Producers","Natural Gas",8457263]
[2010,"MT","Electric Generators, Independent Power Producers","Hydroelectric Conventional",3559273]
[2010,"NJ","Electric Generators, Independent Power Producers","Nuclear",32771305]
[2010,"NV","Electric Generators, Independent Power Producers","Petroleum",3472]
[2010,"OK","Electric Generators, Independent Power Producers","Natural Gas",8442436]
[2010,"PA","Electric Generators, Independent Power Producers","Nuclear",77828348]
[2010,"SC","Electric Generators, Independent Power Producers","Other Biomass",22761]
[2010,"US-TOTAL","Electric Generators, Independent Power Producers","Coal",419458866]
[2010,"VA","Electric Generators, Independent Power Producers","Coal",1981838]
[2010,"VT","Electric Generators, Independent Power Producers","Hydroelectric Conventional",891168]
[2010,"WV","Electric Generators, Independent Power Producers","Petroleum",6260]
[2010,"AK","Total Electric Power Industry","Natural Gas",3750024]
[2010,"AZ","Total Electric Power Industry","Pumped Storage",209030]
[2010,"CA","Total Electric Power Industry","Other",839048]
[2010,"CO","Total Electric Power Industry","Wind",3451851]
[2010,"DE","Total Electric Power Industry","Total",5627645]
[2010,"GA","Total Electric Power Industry","Total",137576941]
[2010,"HI","Total Electric Power Industry","Petroleum",8087337]
[2010,"IL","Total Electric Power Industry","Natural Gas",5723733]
[2010,"IL","Total Electric Power Industry","Wood and Wood Derived Fuels",120]
[2010,"LA","Total Electric Power Industry","Petroleum",3280844]
[2010,"MA","Total Electric Power Industry","Other",770629]
[2010,"ME","Total Electric Power Industry","Coal",87193]
[2010,"MN","Total Electric Power Industry","Other Gases",0]
[2010,"MO","Total Electric Power Industry","Wood and Wood Derived Fuels",119]
[2010,"MS","Total Electric Power Industry","Wood and Wood Derived Fuels",1503279]
[2010,"ND","Total Electric Power Industry","Other",37247]
[2010,"NE","Total Electric Power Industry","Natural Gas",375035]
[2010,"NM","Total Electric Power Industry","Wind",1832182]
[2010,"NV","Total Electric Power Industry","Petroleum",11158]
[2010,"OH","Total Electric Power Industry","Other",12030]
[2010,"PA","Total Electric Power Industry","Coal",110369292]
[2010,"PA","Total Electric Power Industry","Nuclear",77828348]
[2010,"SD","Total Electric Power Industry","Other",0]
[2010,"TX","Total Electric Power Industry","Coal",150172832]
[2010,"UT","Total Electric Power Industry","Coal",34057265]
[2010,"VA","Total Electric Power Industry","Pumped Storage",-1490602]
[2010,"VT","Total Electric Power Industry","Petroleum",4509]
[2010,"WI","Total Electric Power Industry","Hydroelectric Conventional",2111852]
[2011,"AK","Combined Heat and Power, Commercial Power","Natural Gas",2837.82]
[2011,"AR","Combined Heat and Power, Commercial Power","Natural Gas",392.44]
[2011,"FL","Combined Heat and Power, Commercial Power","Total",67377.279999999999]
[2011,"IL","Combined Heat and Power, Commercial Power","Petroleum",208.75]
[2011,"MD","Combined Heat and Power, Commercial Power","Wood and Wood Derived Fuels",16483.93]
[2011,"ME","Combined Heat and Power, Commercial Power","Petroleum",2823.41]
[2011,"MO","Combined Heat and Power, Commercial Power","Total",145672]
[2011,"NJ","Combined Heat and Power, Commercial Power","Other",138035.34]
[2011,"PA","Combined Heat and Power, Commercial Power","Coal",3156.38]
[2011,"PA","Combined Heat and Power, Commercial Power","Other Biomass",119815.25]
[2011,"US-TOTAL","Combined Heat and Power, Commercial Power","Total",10080000.369999999]
[2011,"WI","Combined Heat and Power, Commercial Power","Natural Gas",80548.83]
[2011,"CA","Combined Heat and Power, Electric Power","Petroleum",64104.44]
[2011,"CT","Combined Heat and Power, Electric Power","Coal",48027.16]
[2011,"HI","Combined Heat and Power, Electric Power","Petroleum",1450963.84]
[2011,"LA","Combined Heat and Power, Electric Power","Natural Gas",4839039.51]
[2011,"MN","Combined Heat and Power, Electric Power","Total",385298]
[2011,"MO","Combined Heat and Power, Electric Power","Petroleum",0]
[2011,"NY","Combined Heat and Power, Electric Power","Petroleum",3621.14]
[2011,"PA","Combined Heat and Power, Electric Power","Petroleum",7647.75]
[2011,"UT","Combined Heat and Power, Electric Power","Petroleum",0]
[2011,"WA","Combined Heat and Power, Electric Power","Natural Gas",896422.15]
[2011,"AL","Combined Heat and Power, Industrial Power","Petroleum",19219.3]
[2011,"CA","Combined Heat and Power, Industrial Power","Wood and Wood Derived Fuels",675353.12]
[2011,"FL","Combined Heat and Power, Industrial Power","Other Biomass",321586.02]
[2011,"GA","Combined Heat and Power, Industrial Power","Total",4736108.9000000004]
[2011,"IN","Combined Heat and Power, Industrial Power","Other Gases",2183387.4500000002]
[2011,"LA","Combined Heat and Power, Industrial Power","Total",28325097.559999999]
[2011,"MI","Combined Heat and Power, Industrial Power","Coal",246007.61]
[2011,"MI","Combined Heat and Power, Industrial Power","Total",1239508.83]
[2011,"MT","Combined Heat and Power, Industrial Power","Coal",8580.6200000000008]
[2011,"NE","Combined Heat and Power, Industrial Power","Total",278358]
[2011,"NV","Combined Heat and Power, Industrial Power","Total",168989]
[2011,"OH","Combined Heat and Power, Industrial Power","Petroleum",1982.62]
[2011,"TN","Combined Heat and Power, Industrial Power","Natural Gas",73221.33]
[2011,"US-TOTAL","Combined Heat and Power, Industrial Power","Hydroelectric Conventional",1798749.7]
[2011,"VA","Combined Heat and Power, Industrial Power","Total",1805233.31]
[2011,"WA","Combined Heat and Power, Industrial Power","Hydroelectric Conventional",2961]
[2011,"WY","Combined Heat and Power, Industrial Power","Other Gases",264936.95]
[2011,"AZ","Electric Generators, Electric Utilities","Coal",43411764.869999997]
[2011,"CA","Electric Generators, Electric Utilities","Nuclear",36663247]
[2011,"CO","Electric Generators, Electric Utilities","Total",44122878]
[2011,"GA","Electric Generators, Electric Utilities","Natural Gas",12886158.59]
[2011,"IL","Electric Generators, Electric Utilities","Coal",11093222.619999999]
[2011,"KY","Electric Generators, Electric Utilities","Coal",91656029.650000006]
[2011,"ME","Electric Generators, Electric Utilities","Petroleum",754]
[2011,"MI","Electric Generators, Electric Utilities","Other",25634.14]
[2011,"MO","Electric Generators, Electric Utilities","Petroleum",78863.33]
[2011,"MT","Electric Generators, Electric Utilities","Hydroelectric Conventional",8740211]
[2011,"NC","Electric Generators, Electric Utilities","Wood and Wood Derived Fuels",7521.16]
[2011,"NJ","Electric Generators, Electric Utilities","Pumped Storage",-196778]
[2011,"OH","Electric Generators, Electric Utilities","Hydroelectric Conventional",383655]
[2011,"PA","Electric Generators, Electric Utilities","Coal",0]
[2011,"SC","Electric Generators, Electric Utilities","Coal",33771534.75]
[2011,"US-TOTAL","Electric Generators, Electric Utilities","Coal",1301107328.6300001]
[2011,"UT","Electric Generators, Electric Utilities","Coal",32277478.02]
[2011,"VA","Electric Generators, Electric Utilities","Other Biomass",13526]
[2011,"WA","Electric Generators, Electric Utilities","Petroleum",5965.21]
[2011,"WY","Electric Generators, Electric Utilities","Natural Gas",29762.54]
[2011,"AZ","Electric Generators, Independent Power Producers","Total",13616317.039999999]
[2011,"CT","Electric Generators, Independent Power Producers","Other",703917.15]
[2011,"CT","Electric Generators, Independent Power Producers","Pumped Storage",5604]
[2011,"IA","Electric Generators, Independent Power Producers","Natural Gas",42]
[2011,"IL","Electric Generators, Independent Power Producers","Nuclear",95823196]
[2011,"LA","Electric Generators, Independent Power Producers","Other Biomass",70074.23]
[2011,"MA","Electric Generators, Independent Power Producers","Nuclear",5085220]
[2011,"ME","Electric Generators, Independent Power Producers","Petroleum",87946.78]
[2011,"MN","Electric Generators, Independent Power Producers","Total",6687174]
[2011,"ND","Electric Generators, Independent Power Producers","Wind",4116013]
[2011,"NH","Electric Generators, Independent Power Producers","Hydroelectric Conventional",1240989]
[2011,"NY","Electric Generators, Independent Power Producers","Coal",8951555.3499999996]
[2011,"OH","Electric Generators, Independent Power Producers","Petroleum",1122488.1200000001]
[2011,"PA","Electric Generators, Independent Power Producers","Petroleum",406427.99]
[2011,"RI","Electric Generators, Independent Power Producers","Wind",2912]
[2011,"TX","Electric Generators, Independent Power Producers","Petroleum",789836.36]
[2011,"UT","Electric Generators, Independent Power Producers","Coal",419227]
[2011,"WA","Electric Generators, Independent Power Producers","Total",9379276]
[2011,"WI","Electric Generators, Independent Power Producers","Hydroelectric Conventional",84965]
[2011,"AL","Total Electric Power Industry","Coal",56807353.020000003]
[2011,"AR","Total Electric Power Industry","Pumped Storage",34431]
[2011,"CA","Total Electric Power Industry","Other Biomass",2584692.84]
[2011,"CO","Total Electric Power Industry","Natural Gas",10186303.26]
[2011,"DC","Total Electric Power Industry","Natural Gas",71198.960000000006]
[2011,"FL","Total Electric Power Industry","Total",221894574.08000001]
[2011,"HI","Total Electric Power Industry","Total",10723332.91]
[2011,"IA","Total Electric Power Industry","Petroleum",141020.44]
[2011,"IN","Total Electric Power Industry","Other Biomass",335587.55]
[2011,"KY","Total Electric Power Industry","Petroleum",1734949.76]
[2011,"MA","Total Electric Power Industry","Solar Thermal and Photovoltaic",4764.47]
[2011,"MD","Total Electric Power Industry","Other Biomass",379889.87]
[2011,"MI","Total Electric Power Industry","Other",363156.46]
[2011,"MO","Total Electric Power Industry","Natural Gas",4548229.79]
[2011,"MT","Total Electric Power Industry","Other",332933]
[2011,"NC","Total Electric Power Industry","Other",492936.72]
[2011,"NH","Total Electric Power Industry","Hydroelectric Conventional",1604811]
[2011,"NM","Total Electric Power Industry","Total",38181139.299999997]
[2011,"NY","Total Electric Power Industry","Other",905187.09]
[2011,"OH","Total Electric Power Industry","Coal",105336957.11]
[2011,"OK","Total Electric Power Industry","Wood and Wood Derived Fuels",226724.51]
[2011,"PA","Total Electric Power Industry","Total",227314722.36000001]
[2011,"SD","Total Electric Power Industry","Coal",2585565.06]
[2011,"TN","Total Electric Power Industry","Natural Gas",3259358.81]
[2011,"US-TOTAL","Total Electric Power Industry","Natural Gas",1013688929.24]
[2011,"VA","Total Electric Power Industry","Other Biomass",789637.83]
[2011,"WA","Total Electric Power Industry","Nuclear",4806278]
[2011,"WA","Total Electric Power Industry","Total",115262600.81999999]
[2011,"WV","Total Electric Power Industry","Other Gases",30477.96]
[2012,"AZ","Combined Heat and Power, Commercial Power","Total",120974.1]
[2012,"DC","Combined Heat and Power, Commercial Power","Natural Gas",62387.78]
[2012,"GA","Combined Heat and Power, Commercial Power","Other Biomass",27910]
[2012,"IN","Combined Heat and Power, Commercial Power","Total",232305.78]
[2012,"MI","Combined Heat and Power, Commercial Power","Coal",118082.23]
[2012,"MO","Combined Heat and Power, Commercial Power","Total",159504]
[2012,"NC","Combined Heat and Power, Commercial Power","Other Biomass",2986]
[2012,"NJ","Combined Heat and Power, Commercial Power","Solar Thermal and Photovoltaic",37252.230000000003]
[2012,"PA","Combined Heat and Power, Commercial Power","Other Biomass",129810.59]
[2012,"TN","Combined Heat and Power, Commercial Power","Coal",20233.71]
[2012,"US-TOTAL","Combined Heat and Power, Commercial Power","Natural Gas",6602884.3300000001]
[2012,"WI","Combined Heat and Power, Commercial Power","Hydroelectric Conventional",2231]
[2012,"CA","Combined Heat and Power, Electric Power","Wood and Wood Derived Fuels",426872.42]
[2012,"FL","Combined Heat and Power, Electric Power","Petroleum",4311.4799999999996]
[2012,"HI","Combined Heat and Power, Electric Power","Other",42.2]
[2012,"LA","Combined Heat and Power, Electric Power","Natural Gas",5582810.1399999997]
[2012,"MN","Combined Heat and Power, Electric Power","Total",835479]
[2012,"NM","Combined Heat and Power, Electric Power","Other Biomass",14266.31]
[2012,"NY","Combined Heat and Power, Electric Power","Other Biomass",103762.79]
[2012,"PA","Combined Heat and Power, Electric Power","Other",58789.82]
[2012,"US-TOTAL","Combined Heat and Power, Electric Power","Wood and Wood Derived Fuels",2270836.65]
[2012,"VA","Combined Heat and Power, Electric Power","Natural Gas",1245772.53]
[2012,"AL","Combined Heat and Power, Industrial Power","Coal",197188.86]
[2012,"AZ","Combined Heat and Power, Industrial Power","Coal",185178.84]
[2012,"FL","Combined Heat and Power, Industrial Power","Other Gases",6054.25]
[2012,"IA","Combined Heat and Power, Industrial Power","Other Biomass",12157]
[2012,"ID","Combined Heat and Power, Industrial Power","Total",591802.42000000004]
[2012,"KY","Combined Heat and Power, Industrial Power","Wood and Wood Derived Fuels",236543.35]
[2012,"MD","Combined Heat and Power, Industrial Power","Total",544635]
[2012,"ME","Combined Heat and Power, Industrial Power","Other Biomass",32854.370000000003]
[2012,"MO","Combined Heat and Power, Industrial Power","Petroleum",0]
[2012,"MT","Combined Heat and Power, Industrial Power","Total",8652.4]
[2012,"NV","Combined Heat and Power, Industrial Power","Solar Thermal and Photovoltaic",2770]
[2012,"OK","Combined Heat and Power, Industrial Power","Other Biomass",94122.42]
[2012,"OR","Combined Heat and Power, Industrial Power","Total",613446.39]
[2012,"TN","Combined Heat and Power, Industrial Power","Other Gases",13485.52]
[2012,"US-TOTAL","Combined Heat and Power, Industrial Power","Wind",19139.7]
[2012,"WA","Combined Heat and Power, Industrial Power","Total",1366478.34]
[2012,"WI","Combined Heat and Power, Industrial Power","Other",40697.57]
[2012,"AK","Electric Generators, Electric Utilities","Petroleum",985959.82]
[2012,"AR","Electric Generators, Electric Utilities","Pumped Storage",42410]
[2012,"CT","Electric Generators, Electric Utilities","Natural Gas",6055.28]
[2012,"FL","Electric Generators, Electric Utilities","Petroleum",1315526.06]
[2012,"IA","Electric Generators, Electric Utilities","Coal",33179276.879999999]
[2012,"IN","Electric Generators, Electric Utilities","Natural Gas",11432403.109999999]
[2012,"LA","Electric Generators, Electric Utilities","Total",52048167]
[2012,"MA","Electric Generators, Electric Utilities","Wind",59015]
[2012,"MN","Electric Generators, Electric Utilities","Hydroelectric Conventional",339299.73]
[2012,"MO","Electric Generators, Electric Utilities","Petroleum",77690.98]
[2012,"NE","Electric Generators, Electric Utilities","Coal",24685627.829999998]
[2012,"NH","Electric Generators, Electric Utilities","Other Biomass",602.39]
[2012,"NV","Electric Generators, Electric Utilities","Hydroelectric Conventional",2398716]
[2012,"OK","Electric Generators, Electric Utilities","Natural Gas",26970869.940000001]
[2012,"SC","Electric Generators, Electric Utilities","Natural Gas",12440577.68]
[2012,"SD","Electric Generators, Electric Utilities","Coal",2918755.97]
[2012,"US-TOTAL","Electric Generators, Electric Utilities","Hydroelectric Conventional",252936312.00999999]
[2012,"US-TOTAL","Electric Generators, Electric Utilities","Wind",22926327.300000001]
[2012,"WI","Electric Generators, Electric Utilities","Coal",31908655.82]
[2012,"WI","Electric Generators, Electric Utilities","Wind",939360]
[2012,"AL","Electric Generators, Independent Power Producers","Petroleum",1476.54]
[2012,"CA","Electric Generators, Independent Power Producers","Solar Thermal and Photovoltaic",1125867.17]
[2012,"CT","Electric Generators, Independent Power Producers","Wood and Wood Derived Fuels",736.4]
[2012,"DE","Electric Generators, Independent Power Producers","Total",6703123]
[2012,"IA","Electric Generators, Independent Power Producers","Other Biomass",86365]
[2012,"ID","Electric Generators, Independent Power Producers","Wind",1830315.02]
[2012,"MA","Electric Generators, Independent Power Producers","Other Biomass",1055322.94]
[2012,"MD","Electric Generators, Independent Power Producers","Coal",14692779.970000001]
[2012,"MI","Electric Generators, Independent Power Producers","Natural Gas",6456322.8099999996]
[2012,"MS","Electric Generators, Independent Power Producers","Other Biomass",2660]
[2012,"MT","Electric Generators, Independent Power Producers","Petroleum",12119.36]
[2012,"NJ","Electric Generators, Independent Power Producers","Solar Thermal and Photovoltaic",224552.81]
[2012,"NV","Electric Generators, Independent Power Producers","Wind",128788]
[2012,"NY","Electric Generators, Independent Power Producers","Solar Thermal and Photovoltaic",52713]
[2012,"PA","Electric Generators, Independent Power Producers","Wood and Wood Derived Fuels",4758.72]
[2012,"SC","Electric Generators, Independent Power Producers","Coal",0]
[2012,"TX","Electric Generators, Independent Power Producers","Petroleum",117244.26]
[2012,"VA","Electric Generators, Independent Power Producers","Coal",731769.55]
[2012,"VA","Electric Generators, Independent Power Producers","Other",283660.26]
[2012,"WV","Electric Generators, Independent Power Producers","Natural Gas",193940.09]
[2012,"AK","Total Electric Power Industry","Petroleum",1037761.59]
[2012,"AL","Total Electric Power Industry","Other",226543.16]
[2012,"AZ","Total Electric Power Industry","Nuclear",31933916]
[2012,"AZ","Total Electric Power Industry","Other",24459.01]
[2012,"AZ","Total Electric Power Industry","Other Biomass",53871.98]
[2012,"AZ","Total Electric Power Industry","Petroleum",41911.919999999998]
[2012,"AZ","Total Electric Power Industry","Pumped Storage",79445]
[2012,"AZ","Total Electric Power Industry","Solar Thermal and Photovoltaic",955443.31]
[2012,"AZ","Total Electric Power Industry","Total",110904993.59]
[2012,"AZ","Total Electric Power Industry","Wind",531639.9]
[2012,"AZ","Total Electric Power Industry","Wood and Wood Derived Fuels",156697.29]
[2012,"CA","Total Electric Power Industry","Coal",1375083.24]
[2012,"CA","Total Electric Power Industry","Geothermal",12518999]
[2012,"CA","Total Electric Power Industry","Hydroelectric Conventional",26837370.41]
[2012,"CA","Total Electric Power Industry","Natural Gas",119668328.63]
[2012,"CA","Total Electric Power Industry","Nuclear",18507408]
[2012,"CA","Total Electric Power Industry","Other",814685.5]
[2012,"CA","Total Electric Power Industry","Other Biomass",2513721.12]
[2012,"CA","Total Electric Power Industry","Other Gases",1484163.55]
[2012,"CA","Total Electric Power Industry","Petroleum",289822.74]
[2012,"CA","Total Electric Power Industry","Pumped Storage",574859]
[2012,"CA","Total Electric Power Industry","Solar Thermal and Photovoltaic",1382299.86]
[2012,"CA","Total Electric Power Industry","Total",199518566.71000001]
[2012,"CA","Total Electric Power Industry","Wind",9754229.6699999999]
[2012,"CA","Total Electric Power Industry","Wood and Wood Derived Fuels",3797595.99]
[2012,"CO","Total Electric Power Industry","Coal",34521020.130000003]
[2012,"CO","Total Electric Power Industry","Hydroelectric Conventional",1497209]
[2012,"CO","Total Electric Power Industry","Natural Gas",10524444.99]
[2012,"CO","Total Electric Power Industry","Other",55368]
[2012,"CO","Total Electric Power Industry","Other Biomass",57722.2]
[2012,"CO","Total Electric Power Industry","Petroleum",11045.19]
[2012,"CO","Total Electric Power Industry","Pumped Storage",-244468]
[2012,"CO","Total Electric Power Industry","Solar Thermal and Photovoltaic",165449.03]
[2012,"CO","Total Electric Power Industry","Total",52556701.100000001]
[2012,"CO","Total Electric Power Industry","Wind",5968643.2699999996]
[2012,"CO","Total Electric Power Industry","Wood and Wood Derived Fuels",267.3]
[2012,"CT","Total Electric Power Industry","Coal",652886.13]
[2012,"CT","Total Electric Power Industry","Hydroelectric Conventional",312141]
[2012,"CT","Total Electric Power Industry","Natural Gas",16537168.91]
[2012,"CT","Total Electric Power Industry","Nuclear",17077887]
[2012,"CT","Total Electric Power Industry","Other",756487.07]
[2012,"CT","Total Electric Power Industry","Other Biomass",665788.51]
[2012,"CT","Total Electric Power Industry","Petroleum",111732.93]
[2012,"CT","Total Electric Power Industry","Pumped Storage",2716]
[2012,"CT","Total Electric Power Industry","Total",36117543.950000003]
[2012,"CT","Total Electric Power Industry","Wood and Wood Derived Fuels",736.4]
[2012,"DC","Total Electric Power Industry","Natural Gas",62387.78]
[2012,"DC","Total Electric Power Industry","Petroleum",9399]
[2012,"DC","Total Electric Power Industry","Total",71786.78]
[2012,"DE","Total Electric Power Industry","Coal",1422702.52]
[2012,"DE","Total Electric Power Industry","Natural Gas",6814727.2300000004]
[2012,"DE","Total Electric Power Industry","Other Biomass",104853.62]
[2012,"DE","Total Electric Power Industry","Other Gases",243589.43]
[2012,"DE","Total Electric Power Industry","Petroleum",21624.2]
[2012,"DE","Total Electric Power Industry","Solar Thermal and Photovoltaic",22559]
[2012,"DE","Total Electric Power Industry","Total",8633694]
[2012,"DE","Total Electric Power Industry","Wind",3638]
[2012,"FL","Total Electric Power Industry","Coal",44286390.880000003]
[2012,"FL","Total Electric Power Industry","Hydroelectric Conventional",150511]
[2012,"FL","Total Electric Power Industry","Natural Gas",149699641.34999999]
[2012,"FL","Total Electric Power Industry","Nuclear",17869935]
[2012,"FL","Total Electric Power Industry","Other",3193779.8]
[2012,"FL","Total Electric Power Industry","Other Biomass",2272621.44]
[2012,"FL","Total Electric Power Industry","Other Gases",6054.25]
[2012,"FL","Total Electric Power Industry","Petroleum",1366025.72]
[2012,"FL","Total Electric Power Industry","Solar Thermal and Photovoltaic",193615.99]
[2012,"FL","Total Electric Power Industry","Total",221096135.97]
[2012,"FL","Total Electric Power Industry","Wood and Wood Derived Fuels",2057560.56]
[2012,"GA","Total Electric Power Industry","Coal",40715049.299999997]
[2012,"GA","Total Electric Power Industry","Hydroelectric Conventional",2236300]
[2012,"GA","Total Electric Power Industry","Natural Gas",42538600.93]
[2012,"GA","Total Electric Power Industry","Nuclear",33941634]
[2012,"GA","Total Electric Power Industry","Other",56055.14]
[2012,"GA","Total Electric Power Industry","Other Biomass",168121.94]
[2012,"GA","Total Electric Power Industry","Petroleum",378072.27]
[2012,"GA","Total Electric Power Industry","Pumped Storage",-837884]
[2012,"GA","Total Electric Power Industry","Solar Thermal and Photovoltaic",2920.69]
[2012,"GA","Total Electric Power Industry","Total",122306363.84999999]
[2012,"GA","Total Electric Power Industry","Wood and Wood Derived Fuels",3107493.58]
[2012,"HI","Total Electric Power Industry","Coal",1537340.29]
[2012,"HI","Total Electric Power Industry","Geothermal",260997]
[2012,"HI","Total Electric Power Industry","Hydroelectric Conventional",114581]
[2012,"HI","Total Electric Power Industry","Other",362735.62]
[2012,"HI","Total Electric Power Industry","Other Biomass",280976.09999999998]
[2012,"HI","Total Electric Power Industry","Other Gases",47036.3]
[2012,"HI","Total Electric Power Industry","Petroleum",7482760.3700000001]
[2012,"HI","Total Electric Power Industry","Solar Thermal and Photovoltaic",4608]
[2012,"HI","Total Electric Power Industry","Total",10469268.67]
[2012,"HI","Total Electric Power Industry","Wind",378234]
[2012,"HI","Total Electric Power Industry","Wood and Wood Derived Fuels",0]
[2012,"IA","Total Electric Power Industry","Coal",35331351.109999999]
[2012,"IA","Total Electric Power Industry","Hydroelectric Conventional",766191]
[2012,"IA","Total Electric Power Industry","Natural Gas",1940885.61]
[2012,"IA","Total Electric Power Industry","Nuclear",4346995]
[2012,"IA","Total Electric Power Industry","Other Biomass",150933.51]
[2012,"IA","Total Electric Power Industry","Petroleum",106557.06]
[2012,"IA","Total Electric Power Industry","Total",56675403.920000002]
[2012,"IA","Total Electric Power Industry","Wind",14032490.630000001]
[2012,"ID","Total Electric Power Industry","Coal",76737.149999999994]
[2012,"ID","Total Electric Power Industry","Geothermal",74676]
[2012,"ID","Total Electric Power Industry","Hydroelectric Conventional",10940404.73]
[2012,"ID","Total Electric Power Industry","Natural Gas",1898167.29]
[2012,"ID","Total Electric Power Industry","Other",69258.97]
[2012,"ID","Total Electric Power Industry","Other Biomass",89685.74]
[2012,"ID","Total Electric Power Industry","Petroleum",19]
[2012,"ID","Total Electric Power Industry","Total",15499089.310000001]
[2012,"ID","Total Electric Power Industry","Wind",1890559.02]
[2012,"ID","Total Electric Power Industry","Wood and Wood Derived Fuels",459581.41]
[2012,"IL","Total Electric Power Industry","Coal",80826777.659999996]
[2012,"IL","Total Electric Power Industry","Hydroelectric Conventional",111208]
[2012,"IL","Total Electric Power Industry","Natural Gas",11188974.939999999]
[2012,"IL","Total Electric Power Industry","Nuclear",96401309]
[2012,"IL","Total Electric Power Industry","Other",299460.83]
[2012,"IL","Total Electric Power Industry","Other Biomass",615193.21]
[2012,"IL","Total Electric Power Industry","Other Gases",293590.32]
[2012,"IL","Total Electric Power Industry","Petroleum",71382.02]
[2012,"IL","Total Electric Power Industry","Solar Thermal and Photovoltaic",30657]
[2012,"IL","Total Electric Power Industry","Total",197565362.66999999]
[2012,"IL","Total Electric Power Industry","Wind",7726809.6900000004]
[2012,"IL","Total Electric Power Industry","Wood and Wood Derived Fuels",0]
[2012,"IN","Total Electric Power Industry","Coal",92461191.680000007]
[2012,"IN","Total Electric Power Industry","Hydroelectric Conventional",433505]
[2012,"IN","Total Electric Power Industry","Natural Gas",14470905.1]
[2012,"IN","Total Electric Power Industry","Other",346570.3]
[2012,"IN","Total Electric Power Industry","Other Biomass",336092.47]
[2012,"IN","Total Electric Power Industry","Other Gases",2491424.73]
[2012,"IN","Total Electric Power Industry","Petroleum",945765.07]
[2012,"IN","Total Electric Power Industry","Solar Thermal and Photovoltaic",170.93]
[2012,"IN","Total Electric Power Industry","Total",114695729.27]
[2012,"IN","Total Electric Power Industry","Wind",3210104]
[2012,"KS","Total Electric Power Industry","Coal",27982531.100000001]
[2012,"KS","Total Electric Power Industry","Hydroelectric Conventional",10399]
[2012,"KS","Total Electric Power Industry","Natural Gas",2859811.91]
[2012,"KS","Total Electric Power Industry","Nuclear",8284924]
[2012,"KS","Total Electric Power Industry","Other Biomass",57347]
[2012,"KS","Total Electric Power Industry","Petroleum",34371.410000000003]
[2012,"KS","Total Electric Power Industry","Total",44424690.770000003]
[2012,"KS","Total Electric Power Industry","Wind",5195306.3499999996]
[2012,"KY","Total Electric Power Industry","Coal",82761668.459999993]
[2012,"KY","Total Electric Power Industry","Hydroelectric Conventional",2361782]
[2012,"KY","Total Electric Power Industry","Natural Gas",2948662.08]
[2012,"KY","Total Electric Power Industry","Other",8075.27]
[2012,"KY","Total Electric Power Industry","Other Biomass",96336.1]
[2012,"KY","Total Electric Power Industry","Petroleum",1536621.44]
[2012,"KY","Total Electric Power Industry","Total",89949688.700000003]
[2012,"KY","Total Electric Power Industry","Wood and Wood Derived Fuels",236543.35]
[2012,"LA","Total Electric Power Industry","Coal",21421868.82]
[2012,"LA","Total Electric Power Industry","Hydroelectric Conventional",679944]
[2012,"LA","Total Electric Power Industry","Natural Gas",58563755.700000003]
[2012,"LA","Total Electric Power Industry","Nuclear",15659132]
[2012,"LA","Total Electric Power Industry","Other",375714.22]
[2012,"LA","Total Electric Power Industry","Other Biomass",63761.54]
[2012,"LA","Total Electric Power Industry","Other Gases",1247401.28]
[2012,"LA","Total Electric Power Industry","Petroleum",3029847.57]
[2012,"LA","Total Electric Power Industry","Total",103407705.81]
[2012,"LA","Total Electric Power Industry","Wood and Wood Derived Fuels",2366280.69]
[2012,"MA","Total Electric Power Industry","Coal",2136922.08]
[2012,"MA","Total Electric Power Industry","Hydroelectric Conventional",912482.05]
[2012,"MA","Total Electric Power Industry","Natural Gas",24672380.73]
[2012,"MA","Total Electric Power Industry","Nuclear",5859540]
[2012,"MA","Total Electric Power Industry","Other",906429]
[2012,"MA","Total Electric Power Industry","Other Biomass",1065140.1000000001]
[2012,"MA","Total Electric Power Industry","Petroleum",174493.65]
[2012,"MA","Total Electric Power Industry","Pumped Storage",-307545]
[2012,"MA","Total Electric Power Industry","Solar Thermal and Photovoltaic",29614.21]
[2012,"MA","Total Electric Power Industry","Total",36198121.490000002]
[2012,"MA","Total Electric Power Industry","Wind",89673.4]
[2012,"MA","Total Electric Power Industry","Wood and Wood Derived Fuels",658991.28]
[2012,"MD","Total Electric Power Industry","Coal",16184772.9]
[2012,"MD","Total Electric Power Industry","Hydroelectric Conventional",1656539]
[2012,"MD","Total Electric Power Industry","Natural Gas",4944894.67]
[2012,"MD","Total Electric Power Industry","Nuclear",13579266]
[2012,"MD","Total Electric Power Industry","Other",296499.09999999998]
[2012,"MD","Total Electric Power Industry","Other Biomass",395039.25]
[2012,"MD","Total Electric Power Industry","Other Gases",112314.49]
[2012,"MD","Total Electric Power Industry","Petroleum",137304.93]
[2012,"MD","Total Electric Power Industry","Solar Thermal and Photovoltaic",22473.4]
[2012,"MD","Total Electric Power Industry","Total",37809743.549999997]
[2012,"MD","Total Electric Power Industry","Wind",321687]
[2012,"MD","Total Electric Power Industry","Wood and Wood Derived Fuels",158952.81]
[2012,"ME","Total Electric Power Industry","Coal",45257.74]
[2012,"ME","Total Electric Power Industry","Hydroelectric Conventional",3732604.32]
[2012,"ME","Total Electric Power Industry","Natural Gas",6043695.3300000001]
[2012,"ME","Total Electric Power Industry","Other",424477.86]
[2012,"ME","Total Electric Power Industry","Other Biomass",266927.71999999997]
[2012,"ME","Total Electric Power Industry","Petroleum",83765.320000000007]
[2012,"ME","Total Electric Power Industry","Total",14428595.91]
[2012,"ME","Total Electric Power Industry","Wind",886917.52]
[2012,"ME","Total Electric Power Industry","Wood and Wood Derived Fuels",2944950.1]
[2012,"MI","Total Electric Power Industry","Coal",53136431.969999999]
[2012,"MI","Total Electric Power Industry","Hydroelectric Conventional",1214854]
[2012,"MI","Total Electric Power Industry","Natural Gas",21748357.829999998]
[2012,"MI","Total Electric Power Industry","Nuclear",28019714]
[2012,"MI","Total Electric Power Industry","Other",394662.6]
[2012,"MI","Total Electric Power Industry","Other Biomass",956226.66]
[2012,"MI","Total Electric Power Industry","Other Gases",314755.39]
[2012,"MI","Total Electric Power Industry","Petroleum",325142.77]
[2012,"MI","Total Electric Power Industry","Pumped Storage",-773280]
[2012,"MI","Total Electric Power Industry","Total",108166077.67]
[2012,"MI","Total Electric Power Industry","Wind",1131688]
[2012,"MI","Total Electric Power Industry","Wood and Wood Derived Fuels",1697524.47]
[2012,"MN","Total Electric Power Industry","Coal",22722774.420000002]
[2012,"MN","Total Electric Power Industry","Hydroelectric Conventional",561021.54]
[2012,"MN","Total Electric Power Industry","Natural Gas",7088204.7599999998]
[2012,"MN","Total Electric Power Industry","Nuclear",11943790]
[2012,"MN","Total Electric Power Industry","Other",394369.47]
[2012,"MN","Total Electric Power Industry","Other Biomass",999216.85]
[2012,"MN","Total Electric Power Industry","Petroleum",29593.48]
[2012,"MN","Total Electric Power Industry","Solar Thermal and Photovoltaic",0]
[2012,"MN","Total Electric Power Industry","Total",52193624.18]
[2012,"MN","Total Electric Power Industry","Wind",7615408]
[2012,"MN","Total Electric Power Industry","Wood and Wood Derived Fuels",839245.66]
[2012,"MO","Total Electric Power Industry","Coal",72775008.489999995]
[2012,"MO","Total Electric Power Industry","Hydroelectric Conventional",714269]
[2012,"MO","Total Electric Power Industry","Natural Gas",6167164.2699999996]
[2012,"MO","Total Electric Power Industry","Nuclear",10718329]
[2012,"MO","Total Electric Power Industry","Other",19763.96]
[2012,"MO","Total Electric Power Industry","Other Biomass",53800.9]
[2012,"MO","Total Electric Power Industry","Petroleum",77762.98]
[2012,"MO","Total Electric Power Industry","Pumped Storage",33444]
[2012,"MO","Total Electric Power Industry","Total",91804320.599999994]
[2012,"MO","Total Electric Power Industry","Wind",1244778]
[2012,"MO","Total Electric Power Industry","Wood and Wood Derived Fuels",0]
[2012,"MS","Total Electric Power Industry","Coal",7211972.8499999996]
[2012,"MS","Total Electric Power Industry","Natural Gas",38549893]
[2012,"MS","Total Electric Power Industry","Nuclear",7296134]
[2012,"MS","Total Electric Power Industry","Other",22.81]
[2012,"MS","Total Electric Power Industry","Other Biomass",16441.439999999999]
[2012,"MS","Total Electric Power Industry","Petroleum",17082.41]
[2012,"MS","Total Electric Power Industry","Total",54584295]
[2012,"MS","Total Electric Power Industry","Wood and Wood Derived Fuels",1492748.5]
[2012,"MT","Total Electric Power Industry","Coal",13987391.74]
[2012,"MT","Total Electric Power Industry","Hydroelectric Conventional",11283465]
[2012,"MT","Total Electric Power Industry","Natural Gas",463998.35]
[2012,"MT","Total Electric Power Industry","Other",341190]
[2012,"MT","Total Electric Power Industry","Other Gases",13.71]
[2012,"MT","Total Electric Power Industry","Petroleum",466972.6]
[2012,"MT","Total Electric Power Industry","Total",27804783.620000001]
[2012,"MT","Total Electric Power Industry","Wind",1261752.22]
[2012,"NC","Total Electric Power Industry","Coal",50932179.659999996]
[2012,"NC","Total Electric Power Industry","Hydroelectric Conventional",3727938.08]
[2012,"NC","Total Electric Power Industry","Natural Gas",19302008.010000002]
[2012,"NC","Total Electric Power Industry","Nuclear",39385592]
[2012,"NC","Total Electric Power Industry","Other",451865.27]
[2012,"NC","Total Electric Power Industry","Other Biomass",302341.84000000003]
[2012,"NC","Total Electric Power Industry","Petroleum",178260.77]
[2012,"NC","Total Electric Power Industry","Pumped Storage",0]
[2012,"NC","Total Electric Power Industry","Solar Thermal and Photovoltaic",139490.74]
[2012,"NC","Total Electric Power Industry","Total",116681763.09999999]
[2012,"NC","Total Electric Power Industry","Wood and Wood Derived Fuels",2262086.7400000002]
[2012,"ND","Total Electric Power Industry","Coal",28214364.140000001]
[2012,"ND","Total Electric Power Industry","Hydroelectric Conventional",2477230]
[2012,"ND","Total Electric Power Industry","Natural Gas",21696.67]
[2012,"ND","Total Electric Power Industry","Other",63771.16]
[2012,"ND","Total Electric Power Industry","Other Biomass",5543]
[2012,"ND","Total Electric Power Industry","Other Gases",34890.449999999997]
[2012,"ND","Total Electric Power Industry","Petroleum",33154.44]
[2012,"ND","Total Electric Power Industry","Total",36125158.859999999]
[2012,"ND","Total Electric Power Industry","Wind",5274509]
[2012,"NE","Total Electric Power Industry","Coal",25019215.66]
[2012,"NE","Total Electric Power Industry","Hydroelectric Conventional",1257054]
[2012,"NE","Total Electric Power Industry","Natural Gas",770100.42]
[2012,"NE","Total Electric Power Industry","Nuclear",5801578]
[2012,"NE","Total Electric Power Industry","Other Biomass",63132.21]
[2012,"NE","Total Electric Power Industry","Petroleum",22582.720000000001]
[2012,"NE","Total Electric Power Industry","Total",34217292.57]
[2012,"NE","Total Electric Power Industry","Wind",1283629.57]
[2012,"NH","Total Electric Power Industry","Coal",1267717.1299999999]
[2012,"NH","Total Electric Power Industry","Hydroelectric Conventional",1289386]
[2012,"NH","Total Electric Power Industry","Natural Gas",7049703.71]
[2012,"NH","Total Electric Power Industry","Nuclear",8189181]
[2012,"NH","Total Electric Power Industry","Other",65512.15]
[2012,"NH","Total Electric Power Industry","Other Biomass",137291.5]
[2012,"NH","Total Electric Power Industry","Petroleum",21649.86]
[2012,"NH","Total Electric Power Industry","Total",19264434.920000002]
[2012,"NH","Total Electric Power Industry","Wind",208699]
[2012,"NH","Total Electric Power Industry","Wood and Wood Derived Fuels",1035294.56]
[2012,"NJ","Total Electric Power Industry","Coal",1897474.9]
[2012,"NJ","Total Electric Power Industry","Hydroelectric Conventional",10755]
[2012,"NJ","Total Electric Power Industry","Natural Gas",28284904.489999998]
[2012,"NJ","Total Electric Power Industry","Nuclear",33110224]
[2012,"NJ","Total Electric Power Industry","Other",632550.75]
[2012,"NJ","Total Electric Power Industry","Other Biomass",964820.6]
[2012,"NJ","Total Electric Power Industry","Other Gases",142180.72]
[2012,"NJ","Total Electric Power Industry","Petroleum",70779.45]
[2012,"NJ","Total Electric Power Industry","Pumped Storage",-166176]
[2012,"NJ","Total Electric Power Industry","Solar Thermal and Photovoltaic",304326.03999999998]
[2012,"NJ","Total Electric Power Industry","Total",65263407.950000003]
[2012,"NJ","Total Electric Power Industry","Wind",11568]
[2012,"NM","Total Electric Power Industry","Coal",24994048.91]
[2012,"NM","Total Electric Power Industry","Hydroelectric Conventional",222819]
[2012,"NM","Total Electric Power Industry","Natural Gas",8799041.3000000007]
[2012,"NM","Total Electric Power Industry","Other",0]
[2012,"NM","Total Electric Power Industry","Other Biomass",14266.31]
[2012,"NM","Total Electric Power Industry","Petroleum",46148.93]
[2012,"NM","Total Electric Power Industry","Solar Thermal and Photovoltaic",333797]
[2012,"NM","Total Electric Power Industry","Total",36635909.439999998]
[2012,"NM","Total Electric Power Industry","Wind",2225788]
[2012,"NV","Total Electric Power Industry","Coal",4079431.63]
[2012,"NV","Total Electric Power Industry","Geothermal",2347464.8199999998]
[2012,"NV","Total Electric Power Industry","Hydroelectric Conventional",2440415]
[2012,"NV","Total Electric Power Industry","Natural Gas",25646658.289999999]
[2012,"NV","Total Electric Power Industry","Other",11929]
[2012,"NV","Total Electric Power Industry","Other Biomass",18961]
[2012,"NV","Total Electric Power Industry","Other Gases",7324.24]
[2012,"NV","Total Electric Power Industry","Petroleum",18874.689999999999]
[2012,"NV","Total Electric Power Industry","Solar Thermal and Photovoltaic",473416.53]
[2012,"NV","Total Electric Power Industry","Total",35173263.200000003]
[2012,"NV","Total Electric Power Industry","Wind",128788]
[2012,"NV","Total Electric Power Industry","Wood and Wood Derived Fuels",0]
[2012,"NY","Total Electric Power Industry","Coal",4551039.08]
[2012,"NY","Total Electric Power Industry","Hydroelectric Conventional",24652495.449999999]
[2012,"NY","Total Electric Power Industry","Natural Gas",59462256.299999997]
[2012,"NY","Total Electric Power Industry","Nuclear",40774560]
[2012,"NY","Total Electric Power Industry","Other",968133.39]
[2012,"NY","Total Electric Power Industry","Other Biomass",1660350.52]
[2012,"NY","Total Electric Power Industry","Petroleum",580284.4]
[2012,"NY","Total Electric Power Industry","Pumped Storage",-412945]
[2012,"NY","Total Electric Power Industry","Solar Thermal and Photovoltaic",52713]
[2012,"NY","Total Electric Power Industry","Total",135768251.06999999]
[2012,"NY","Total Electric Power Industry","Wind",2991580.41]
[2012,"NY","Total Electric Power Industry","Wood and Wood Derived Fuels",487783.51]
[2012,"OH","Total Electric Power Industry","Coal",85588636.180000007]
[2012,"OH","Total Electric Power Industry","Hydroelectric Conventional",414161]
[2012,"OH","Total Electric Power Industry","Natural Gas",22665384.98]
[2012,"OH","Total Electric Power Industry","Nuclear",17086998]
[2012,"OH","Total Electric Power Industry","Other",11927.94]
[2012,"OH","Total Electric Power Industry","Other Biomass",365612.71]
[2012,"OH","Total Electric Power Industry","Other Gases",958869.01]
[2012,"OH","Total Electric Power Industry","Petroleum",1281131.75]
[2012,"OH","Total Electric Power Industry","Solar Thermal and Photovoltaic",36636.54]
[2012,"OH","Total Electric Power Industry","Total",129745730.61]
[2012,"OH","Total Electric Power Industry","Wind",985485]
[2012,"OH","Total Electric Power Industry","Wood and Wood Derived Fuels",350887.5]
[2012,"OK","Total Electric Power Industry","Coal",29301757.52]
[2012,"OK","Total Electric Power Industry","Hydroelectric Conventional",1145514]
[2012,"OK","Total Electric Power Industry","Natural Gas",39024300.210000001]
[2012,"OK","Total Electric Power Industry","Other",10058.209999999999]
[2012,"OK","Total Electric Power Industry","Other Biomass",94122.42]
[2012,"OK","Total Electric Power Industry","Petroleum",10944.14]
[2012,"OK","Total Electric Power Industry","Pumped Storage",-116710]
[2012,"OK","Total Electric Power Industry","Total",77896588.109999999]
[2012,"OK","Total Electric Power Industry","Wind",8157585.1799999997]
[2012,"OK","Total Electric Power Industry","Wood and Wood Derived Fuels",269016.45]
[2012,"OR","Total Electric Power Industry","Coal",2634334.54]
[2012,"OR","Total Electric Power Industry","Geothermal",25650.81]
[2012,"OR","Total Electric Power Industry","Hydroelectric Conventional",39410178.369999997]
[2012,"OR","Total Electric Power Industry","Natural Gas",11624688.25]
[2012,"OR","Total Electric Power Industry","Other",50358.99]
[2012,"OR","Total Electric Power Industry","Other Biomass",231586.82]
[2012,"OR","Total Electric Power Industry","Petroleum",5925.01]
[2012,"OR","Total Electric Power Industry","Solar Thermal and Photovoltaic",6412]
[2012,"OR","Total Electric Power Industry","Total",60932714.520000003]
[2012,"OR","Total Electric Power Industry","Wind",6343467.9000000004]
[2012,"OR","Total Electric Power Industry","Wood and Wood Derived Fuels",600111.84]
[2012,"PA","Total Electric Power Industry","Coal",87148205.430000007]
[2012,"PA","Total Electric Power Industry","Hydroelectric Conventional",2241920]
[2012,"PA","Total Electric Power Industry","Natural Gas",53062198.93]
[2012,"PA","Total Electric Power Industry","Nuclear",75174408]
[2012,"PA","Total Electric Power Industry","Other",895871.5]
[2012,"PA","Total Electric Power Industry","Other Biomass",1764728.18]
[2012,"PA","Total Electric Power Industry","Other Gases",597967.73]
[2012,"PA","Total Electric Power Industry","Petroleum",283393.28000000003]
[2012,"PA","Total Electric Power Industry","Pumped Storage",-443367]
[2012,"PA","Total Electric Power Industry","Solar Thermal and Photovoltaic",32146.66]
[2012,"PA","Total Electric Power Industry","Total",223419715.47]
[2012,"PA","Total Electric Power Industry","Wind",2128658]
[2012,"PA","Total Electric Power Industry","Wood and Wood Derived Fuels",533584.77]
[2012,"RI","Total Electric Power Industry","Hydroelectric Conventional",4266]
[2012,"RI","Total Electric Power Industry","Natural Gas",8185000.6100000003]
[2012,"RI","Total Electric Power Industry","Other Biomass",100515]
[2012,"RI","Total Electric Power Industry","Petroleum",17874.22]
[2012,"RI","Total Electric Power Industry","Total",8309035.8300000001]
[2012,"RI","Total Electric Power Industry","Wind",1380]
[2012,"SC","Total Electric Power Industry","Coal",28396144.84]
[2012,"SC","Total Electric Power Industry","Hydroelectric Conventional",1420272]
[2012,"SC","Total Electric Power Industry","Natural Gas",14331878.789999999]
[2012,"SC","Total Electric Power Industry","Nuclear",51145302]
[2012,"SC","Total Electric Power Industry","Other",106245.59]
[2012,"SC","Total Electric Power Industry","Other Biomass",202520]
[2012,"SC","Total Electric Power Industry","Petroleum",108399.03999999999]
[2012,"SC","Total Electric Power Industry","Pumped Storage",-896033]
[2012,"SC","Total Electric Power Industry","Total",96755681.879999995]
[2012,"SC","Total Electric Power Industry","Wood and Wood Derived Fuels",1940952.62]
[2012,"SD","Total Electric Power Industry","Coal",2918755.97]
[2012,"SD","Total Electric Power Industry","Hydroelectric Conventional",5980965]
[2012,"SD","Total Electric Power Industry","Natural Gas",214100.73]
[2012,"SD","Total Electric Power Industry","Other",0]
[2012,"SD","Total Electric Power Industry","Other Biomass",0]
[2012,"SD","Total Electric Power Industry","Petroleum",5718.3]
[2012,"SD","Total Electric Power Industry","Total",12034206]
[2012,"SD","Total Electric Power Industry","Wind",2914666]
[2012,"TN","Total Electric Power Industry","Coal",35419309.100000001]
[2012,"TN","Total Electric Power Industry","Hydroelectric Conventional",8295660]
[2012,"TN","Total Electric Power Industry","Natural Gas",8075159.5099999998]
[2012,"TN","Total Electric Power Industry","Nuclear",25102101]
[2012,"TN","Total Electric Power Industry","Other",549.99]
[2012,"TN","Total Electric Power Industry","Other Biomass",62206.09]
[2012,"TN","Total Electric Power Industry","Other Gases",13485.52]
[2012,"TN","Total Electric Power Industry","Petroleum",144479.82999999999]
[2012,"TN","Total Electric Power Industry","Pumped Storage",-162939]
[2012,"TN","Total Electric Power Industry","Solar Thermal and Photovoltaic",12183.23]
[2012,"TN","Total Electric Power Industry","Total",77724263.799999997]
[2012,"TN","Total Electric Power Industry","Wind",47492]
[2012,"TN","Total Electric Power Industry","Wood and Wood Derived Fuels",714576.53]
[2012,"TX","Total Electric Power Industry","Coal",138088223.28999999]
[2012,"TX","Total Electric Power Industry","Hydroelectric Conventional",584474.42000000004]
[2012,"TX","Total Electric Power Industry","Natural Gas",213901281.78]
[2012,"TX","Total Electric Power Industry","Nuclear",38441017]
[2012,"TX","Total Electric Power Industry","Other",297796.88]
[2012,"TX","Total Electric Power Industry","Other Biomass",700274.79]
[2012,"TX","Total Electric Power Industry","Other Gases",2998816.12]
[2012,"TX","Total Electric Power Industry","Petroleum",1484203.77]
[2012,"TX","Total Electric Power Industry","Solar Thermal and Photovoltaic",118265]
[2012,"TX","Total Electric Power Industry","Total",429812509.79000002]
[2012,"TX","Total Electric Power Industry","Wind",32214172.649999999]
[2012,"TX","Total Electric Power Industry","Wood and Wood Derived Fuels",983984.09]
[2012,"US-TOTAL","Total Electric Power Industry","Coal",1514042944.53]
[2012,"US-TOTAL","Total Electric Power Industry","Geothermal",15562425.630000001]
[2012,"US-TOTAL","Total Electric Power Industry","Hydroelectric Conventional",276240223.38]
[2012,"US-TOTAL","Total Electric Power Industry","Natural Gas",1225894175.3699999]
[2012,"US-TOTAL","Total Electric Power Industry","Nuclear",769331249]
[2012,"US-TOTAL","Total Electric Power Industry","Other",13787066.619999999]
[2012,"US-TOTAL","Total Electric Power Industry","Other Biomass",19823036.870000001]
[2012,"US-TOTAL","Total Electric Power Industry","Other Gases",11897585.08]
[2012,"US-TOTAL","Total Electric Power Industry","Petroleum",23189541.449999999]
[2012,"US-TOTAL","Total Electric Power Industry","Pumped Storage",-4950496]
[2012,"US-TOTAL","Total Electric Power Industry","Solar Thermal and Photovoltaic",4326675.24]
[2012,"US-TOTAL","Total Electric Power Industry","Total",4047765259.1300001]
[2012,"US-TOTAL","Total Electric Power Industry","Wind",140821702.87]
[2012,"US-TOTAL","Total Electric Power Industry","Wood and Wood Derived Fuels",37799129.090000004]
[2012,"UT","Total Electric Power Industry","Coal",30799120.449999999]
[2012,"UT","Total Electric Power Industry","Geothermal",334638]
[2012,"UT","Total Electric Power Industry","Hydroelectric Conventional",747786]
[2012,"UT","Total Electric Power Industry","Natural Gas",6579604.0300000003]
[2012,"UT","Total Electric Power Industry","Other",133008.43]
[2012,"UT","Total Electric Power Industry","Other Biomass",59555.94]
[2012,"UT","Total Electric Power Industry","Other Gases",3931.12]
[2012,"UT","Total Electric Power Industry","Petroleum",39786.769999999997]
[2012,"UT","Total Electric Power Industry","Solar Thermal and Photovoltaic",1619]
[2012,"UT","Total Electric Power Industry","Total",39402960.75]
[2012,"UT","Total Electric Power Industry","Wind",703911]
[2012,"VA","Total Electric Power Industry","Coal",14180795.27]
[2012,"VA","Total Electric Power Industry","Hydroelectric Conventional",1043774]
[2012,"VA","Total Electric Power Industry","Natural Gas",25037749.100000001]
[2012,"VA","Total Electric Power Industry","Nuclear",28723390]
[2012,"VA","Total Electric Power Industry","Other",396689.43]
[2012,"VA","Total Electric Power Industry","Other Biomass",922653.87]
[2012,"VA","Total Electric Power Industry","Petroleum",363967.54]
[2012,"VA","Total Electric Power Industry","Pumped Storage",-1365574]
[2012,"VA","Total Electric Power Industry","Total",70739234.939999998]
[2012,"VA","Total Electric Power Industry","Wood and Wood Derived Fuels",1435789.73]
[2012,"VT","Total Electric Power Industry","Hydroelectric Conventional",1109205]
[2012,"VT","Total Electric Power Industry","Natural Gas",2538.7600000000002]
[2012,"VT","Total Electric Power Industry","Nuclear",4989338]
[2012,"VT","Total Electric Power Industry","Other Biomass",25646]
[2012,"VT","Total Electric Power Industry","Petroleum",3419.76]
[2012,"VT","Total Electric Power Industry","Solar Thermal and Photovoltaic",5064.1099999999997]
[2012,"VT","Total Electric Power Industry","Total",6569670.1100000003]
[2012,"VT","Total Electric Power Industry","Wind",106897]
[2012,"VT","Total Electric Power Industry","Wood and Wood Derived Fuels",327561.48]
[2012,"WA","Total Electric Power Industry","Coal",3762956.93]
[2012,"WA","Total Electric Power Industry","Hydroelectric Conventional",89464355]
[2012,"WA","Total Electric Power Industry","Natural Gas",5437592.5]
[2012,"WA","Total Electric Power Industry","Nuclear",9333709]
[2012,"WA","Total Electric Power Industry","Other",146909.60999999999]
[2012,"WA","Total Electric Power Industry","Other Biomass",238988.99]
[2012,"WA","Total Electric Power Industry","Other Gases",405336.61]
[2012,"WA","Total Electric Power Industry","Petroleum",26712.74]
[2012,"WA","Total Electric Power Industry","Pumped Storage",43551]
[2012,"WA","Total Electric Power Industry","Solar Thermal and Photovoltaic",794]
[2012,"WA","Total Electric Power Industry","Total",116835473.55]
[2012,"WA","Total Electric Power Industry","Wind",6599765.8799999999]
[2012,"WA","Total Electric Power Industry","Wood and Wood Derived Fuels",1374801.3]
[2012,"WI","Total Electric Power Industry","Coal",32758435.050000001]
[2012,"WI","Total Electric Power Industry","Hydroelectric Conventional",1522235.01]
[2012,"WI","Total Electric Power Industry","Natural Gas",11542006.779999999]
[2012,"WI","Total Electric Power Industry","Nuclear",14299595]
[2012,"WI","Total Electric Power Industry","Other",79892.479999999996]
[2012,"WI","Total Electric Power Industry","Other Biomass",516726.03]
[2012,"WI","Total Electric Power Industry","Petroleum",317567.67]
[2012,"WI","Total Electric Power Industry","Total",63742909.890000001]
[2012,"WI","Total Electric Power Industry","Wind",1557578]
[2012,"WI","Total Electric Power Industry","Wood and Wood Derived Fuels",1148873.8600000001]
[2012,"WV","Total Electric Power Industry","Coal",70267428.560000002]
[2012,"WV","Total Electric Power Industry","Hydroelectric Conventional",1431440]
[2012,"WV","Total Electric Power Industry","Natural Gas",242894.21]
[2012,"WV","Total Electric Power Industry","Other",0]
[2012,"WV","Total Electric Power Industry","Other Biomass",10540]
[2012,"WV","Total Electric Power Industry","Other Gases",31630.62]
[2012,"WV","Total Electric Power Industry","Petroleum",143448.35999999999]
[2012,"WV","Total Electric Power Industry","Total",73413404.700000003]
[2012,"WV","Total Electric Power Industry","Wind",1286024]
[2012,"WV","Total Electric Power Industry","Wood and Wood Derived Fuels",-1.05]
[2012,"WY","Total Electric Power Industry","Coal",43411766.090000004]
[2012,"WY","Total Electric Power Industry","Hydroelectric Conventional",893470]
[2012,"WY","Total Electric Power Industry","Natural Gas",512914.83]
[2012,"WY","Total Electric Power Industry","Other",66995.75]
[2012,"WY","Total Electric Power Industry","Other Gases",282498.90999999997]
[2012,"WY","Total Electric Power Industry","Petroleum",51853.64]
[2012,"WY","Total Electric Power Industry","Total",49588606.210000001]
[2012,"WY","Total Electric Power Industry","Wind",4369107]

{"sheet":"EIA_Sales","index":30,"n_rows":2711,"n_cols":10,"rows_kept":2711,"cut":false,"hidden":true,"merged":[]}
[]
[null,"Retail Sales of Electricity (Megawatthours) by State by Sector by Provider, 1990-2012"]
[]
[null,"Source:","http://www.eia.gov/electricity/data/state/sales_annual.xls"]
[null,"Year","State","Industry Sector Category","Residential","Commercial","Industrial","Transportation","Other","Total"]
[null,2012,"AK","Total Electric Industry",2160196,2875038,1381177,0,"NA",6416411]
[null,2012,"AL","Total Electric Industry",30632261,21799181,33751106,0,"NA",86182548]
[null,2012,"AR","Total Electric Industry",17909301,12102048,16847755,463,"NA",46859567]
[null,2012,"AZ","Total Electric Industry",32922970,29692256,12448117,0,"NA",75063343]
[null,2012,"CA","Total Electric Industry",90109995,121791536,46951714,684793,"NA",259538038]
[null,2012,"CO","Total Electric Industry",18220365,19997226,15415235,52471,"NA",53685297]
[null,2012,"CT","Total Electric Industry",12757633,12976050,3565944,192711,"NA",29492338]
[null,2012,"DC","Total Electric Industry",2002527,8713337,218376,324605,"NA",11258845]
[null,2012,"DE","Total Electric Industry",4521682,4243028,2754621,0,"NA",11519331]
[null,2012,"FL","Total Electric Industry",112127056,92037801,16425581,83895,"NA",220674333]
[null,2012,"GA","Total Electric Industry",53660167,45937150,31224600,156955,"NA",130978872]
[null,2012,"HI","Total Electric Industry",2739298,3238180,3661679,0,"NA",9639157]
[null,2012,"IA","Total Electric Industry",13987613,12209804,19511683,0,"NA",45709100]
[null,2012,"ID","Total Electric Industry",8159349,5978118,9574392,0,"NA",23711859]
[null,2012,"IL","Total Electric Industry",46901870,50807913,45277444,552777,"NA",143540004]
[null,2012,"IN","Total Electric Industry",32963522,24022068,48167545,20290,"NA",105173425]
[null,2012,"KS","Total Electric Industry",13796679,15455686,11041111,0,"NA",40293476]
[null,2012,"KY","Total Electric Industry",26096707,18755918,44195865,0,"NA",89048490]
[null,2012,"LA","Total Electric Industry",30026588,24244733,30448836,10586,"NA",84730743]
[null,2012,"MA","Total Electric Industry",20313469,17722811,16927205,349839,"NA",55313324]
[null,2012,"MD","Total Electric Industry",26678158,30107526,4499827,528041,"NA",61813552]
[null,2012,"ME","Total Electric Industry",4480736,4053188,3027135,0,"NA",11561059]
[null,2012,"MI","Total Electric Industry",34461140,38514266,31835905,6880,"NA",104818191]
[null,2012,"MN","Total Electric Industry",22059631,22495804,23415791,17309,"NA",67988535]
[null,2012,"MO","Total Electric Industry",34336615,30482745,17594410,21589,"NA",82435359]
[null,2012,"MS","Total Electric Industry",17992708,13584638,16810329,0,"NA",48387675]
[null,2012,"MT","Total Electric Industry",4778365,4917509,4167509,0,"NA",13863383]
[null,2012,"NC","Total Electric Industry",54671521,46510125,26896123,7124,"NA",128084893]
[null,2012,"ND","Total Electric Industry",4484758,5108616,5123582,0,"NA",14716956]
[null,2012,"NE","Total Electric Industry",9680143,9232889,11914907,0,"NA",30827939]
[null,2012,"NH","Total Electric Industry",4439208,4478420,1952633,0,"NA",10870261]
[null,2012,"NJ","Total Electric Industry",28662958,38340478,7762331,287147,"NA",75052914]
[null,2012,"NM","Total Electric Industry",6763820,9165533,7249215,0,"NA",23178568]
[null,2012,"NV","Total Electric Industry",12122718,9314611,13734461,8128,"NA",35179918]
[null,2012,"NY","Total Electric Industry",50691506,76017962,13705330,2747870,"NA",143162668]
[null,2012,"OH","Total Electric Industry",52287769,46755882,53379284,33929,"NA",152456864]
[null,2012,"OK","Total Electric Industry",22809680,19961143,16569801,0,"NA",59340624]
[null,2012,"OR","Total Electric Industry",18854659,15803814,12005579,24804,"NA",46688856]
[null,2012,"PA","Total Electric Industry",52876058,42919768,48038858,875043,"NA",144709727]
[null,2012,"RI","Total Electric Industry",3121367,3639866,923478,23623,"NA",7708334]
[null,2012,"SC","Total Electric Industry",28366263,21250734,28163956,0,"NA",77780953]
[null,2012,"SD","Total Electric Industry",4453732,4556608,2723870,0,"NA",11734210]
[null,2012,"TN","Total Electric Industry",39753631,28150141,28475956,1744,"NA",96381472]
[null,2012,"TX","Total Electric Industry",137411633,133104994,94517323,70181,"NA",365104131]
[null,2012,"UT","Total Electric Industry",9188204,10802800,9694190,38174,"NA",29723368]
[null,2012,"VA","Total Electric Industry",43534675,46756658,17315739,187913,"NA",107794985]
[null,2012,"VT","Total Electric Industry",2095283,1993892,1421589,0,"NA",5510764]
[null,2012,"WA","Total Electric Industry",35510961,29239604,27578904,6972,"NA",92336441]
[null,2012,"WI","Total Electric Industry",22026353,23232827,23560910,0,"NA",68820090]
[null,2012,"WV","Total Electric Industry",11194679,7762823,11855567,4172,"NA",30817241]
[null,2012,"WY","Total Electric Industry",2716528,4245450,10009376,0,"NA",16971354]
[null,2012,"US","Total Electric Industry",1374514708,1327101196,985713854,7320028,"NA",3694649786]
[null,2012,"AK","Full-Service Providers",2160196,2875038,1381177,0,"NA",6416411]
[null,2012,"AL","Full-Service Providers",30632261,21799181,33751106,0,"NA",86182548]
[null,2012,"AR","Full-Service Providers",17909301,12102048,16847755,463,"NA",46859567]
[null,2012,"AZ","Full-Service Providers",32922970,29692256,12448117,0,"NA",75063343]
[null,2012,"CA","Full-Service Providers",89725591,107656505,37643189,319596,"NA",235344881]
[null,2012,"CO","Full-Service Providers",18220365,19997226,15415235,52471,"NA",53685297]
[null,2012,"CT","Full-Service Providers",7014182,2640147,878476,0,"NA",10532805]
[null,2012,"DC","Full-Service Providers",1717496,1091234,0,0,"NA",2808730]
[null,2012,"DE","Full-Service Providers",4366852,1670996,1028219,0,"NA",7066067]
[null,2012,"FL","Full-Service Providers",112127056,92037801,16425581,83895,"NA",220674333]
[null,2012,"GA","Full-Service Providers",53660167,45937150,31224600,156955,"NA",130978872]
[null,2012,"HI","Full-Service Providers",2739298,3238180,3661679,0,"NA",9639157]
[null,2012,"IA","Full-Service Providers",13987613,12209804,19511683,0,"NA",45709100]
[null,2012,"ID","Full-Service Providers",8159349,5978118,9574392,0,"NA",23711859]
[null,2012,"IL","Full-Service Providers",37994677,17310924,6563788,18593,"NA",61887982]
[null,2012,"IN","Full-Service Providers",32963522,24022068,48167545,20290,"NA",105173425]
[null,2012,"KS","Full-Service Providers",13796679,15455686,11041111,0,"NA",40293476]
[null,2012,"KY","Full-Service Providers",26096707,18755918,44195865,0,"NA",89048490]
[null,2012,"LA","Full-Service Providers",30026588,24244733,30448836,10586,"NA",84730743]
[null,2012,"MA","Full-Service Providers",17621626,7453059,4770088,0,"NA",29844773]
[null,2012,"MD","Full-Service Providers",21204800,7454406,668885,0,"NA",29328091]
[null,2012,"ME","Full-Service Providers",77728,44512,33703,0,"NA",155943]
[null,2012,"MI","Full-Service Providers",34460379,34210039,26941912,6880,"NA",95619210]
[null,2012,"MN","Full-Service Providers",22059631,22495804,23415791,17309,"NA",67988535]
[null,2012,"MO","Full-Service Providers",34336615,30482745,17594410,21589,"NA",82435359]
[null,2012,"MS","Full-Service Providers",17992708,13584638,16810329,0,"NA",48387675]
[null,2012,"MT","Full-Service Providers",4778246,4765133,1624572,0,"NA",11167951]
[null,2012,"NC","Full-Service Providers",54671521,46510125,26896123,7124,"NA",128084893]
[null,2012,"ND","Full-Service Providers",4484758,5108616,5123582,0,"NA",14716956]
[null,2012,"NE","Full-Service Providers",9680143,9232889,11914907,0,"NA",30827939]
[null,2012,"NH","Full-Service Providers",4325234,2088778,366790,0,"NA",6780802]
[null,2012,"NJ","Full-Service Providers",24288337,11966455,1417371,24387,"NA",37696550]
[null,2012,"NM","Full-Service Providers",6763820,9165533,7249215,0,"NA",23178568]
[null,2012,"NV","Full-Service Providers",12122718,8932742,12503214,8128,"NA",33566802]
[null,2012,"NY","Full-Service Providers",41041979,26432513,4228153,305478,"NA",72008123]
[null,2012,"OH","Full-Service Providers",33995689,16013465,22022940,1636,"NA",72033730]
[null,2012,"OK","Full-Service Providers",22809680,19961143,16569801,0,"NA",59340624]
[null,2012,"OR","Full-Service Providers",18854659,15229182,10988669,24804,"NA",45097314]
[null,2012,"PA","Full-Service Providers",36701051,10764771,3132362,0,"NA",50598184]
[null,2012,"RI","Full-Service Providers",3074307,1714854,226482,0,"NA",5015643]
[null,2012,"SC","Full-Service Providers",28366263,21250734,28163956,0,"NA",77780953]
[null,2012,"SD","Full-Service Providers",4453732,4556608,2723870,0,"NA",11734210]
[null,2012,"TN","Full-Service Providers",39753631,28150141,28475956,1744,"NA",96381472]
[null,2012,"TX","Full-Service Providers",137411633,133104994,94517323,70181,"NA",365104131]
[null,2012,"UT","Full-Service Providers",9188204,10802800,9694190,38174,"NA",29723368]
[null,2012,"VA","Full-Service Providers",43534675,46756658,17315739,187913,"NA",107794985]
[null,2012,"VT","Full-Service Providers",2095283,1993892,1421589,0,"NA",5510764]
[null,2012,"WA","Full-Service Providers",35510961,29163424,25359011,6972,"NA",90040368]
[null,2012,"WI","Full-Service Providers",22026353,23232827,23560910,0,"NA",68820090]
[null,2012,"WV","Full-Service Providers",11194679,7762823,11855567,4172,"NA",30817241]
[null,2012,"WY","Full-Service Providers",2716528,4245450,10009376,0,"NA",16971354]
[null,2012,"US","Full-Service Providers",1297818441,1073346766,807805140,1389340,"NA",3180359687]
[null,2012,"CA","Energy-Only Providers",384404,14135031,9308525,365197,"NA",24193157]
[null,2012,"CT","Energy-Only Providers",5743451,10335903,2687468,192711,"NA",18959533]
[null,2012,"DC","Energy-Only Providers",285031,7622103,218376,324605,"NA",8450115]
[null,2012,"DE","Energy-Only Providers",154830,2572032,1726402,0,"NA",4453264]
[null,2012,"IL","Energy-Only Providers",8907193,33496989,38713656,534184,"NA",81652022]
[null,2012,"MA","Energy-Only Providers",2691843,10269752,12157117,349839,"NA",25468551]
[null,2012,"MD","Energy-Only Providers",5473358,22653120,3830942,528041,"NA",32485461]
[null,2012,"ME","Energy-Only Providers",4403008,4008676,2993432,0,"NA",11405116]
[null,2012,"MI","Energy-Only Providers",761,4304227,4893993,0,"NA",9198981]
[null,2012,"MT","Energy-Only Providers",119,152376,2542937,0,"NA",2695432]
[null,2012,"NH","Energy-Only Providers",113974,2389642,1585843,0,"NA",4089459]
[null,2012,"NJ","Energy-Only Providers",4374621,26374023,6344960,262760,"NA",37356364]
[null,2012,"NV","Energy-Only Providers",0,381869,1231247,0,"NA",1613116]
[null,2012,"NY","Energy-Only Providers",9649527,49585449,9477177,2442392,"NA",71154545]
[null,2012,"OH","Energy-Only Providers",18292080,30742417,31356344,32293,"NA",80423134]
[null,2012,"OR","Energy-Only Providers",0,574632,1016910,0,"NA",1591542]
[null,2012,"PA","Energy-Only Providers",16175007,32154997,44906496,875043,"NA",94111543]
[null,2012,"RI","Energy-Only Providers",47060,1925012,696996,23623,"NA",2692691]
[null,2012,"WA","Energy-Only Providers",0,76180,2219893,0,"NA",2296073]
[null,2012,"US","Energy-Only Providers",76696267,253754430,177908714,5930688,"NA",514290099]
[null,2011,"AK","Total Electric Industry",2134422,2854410,1330708,0,"NA",6319540]
[null,2011,"AL","Total Electric Industry",33002815,22257127,33735427,0,"NA",88995369]
[null,2011,"AR","Total Electric Industry",18787349,12146130,16993922,428,"NA",47927829]
[null,2011,"AZ","Total Electric Industry",33079074,29512330,12352241,0,"NA",74943645]
[null,2011,"CA","Total Electric Industry",88398416,122780917,49935776,826591,"NA",261941700]
[null,2011,"CO","Total Electric Industry",18276799,19889231,15241814,50441,"NA",53458285]
[null,2011,"CT","Total Electric Industry",12918796,13087010,3668217,184970,"NA",29858993]
[null,2011,"DC","Total Electric Industry",2061392,8965834,216244,318585,"NA",11562055]
[null,2011,"DE","Total Electric Industry",4632094,4259842,2591360,0,"NA",11483296]
[null,2011,"FL","Total Electric Industry",116341105,91778108,16885585,85624,"NA",225090422]
[null,2011,"GA","Total Electric Industry",57749519,46930109,31521020,170501,"NA",136371149]
[null,2011,"HI","Total Electric Industry",2928743,3368131,3664779,0,"NA",9961653]
[null,2011,"IA","Total Electric Industry",14326771,12087902,19240204,0,"NA",45654877]
[null,2011,"ID","Total Electric Industry",8389866,5969462,8912396,0,"NA",23271724]
[null,2011,"IL","Total Electric Industry",47057002,50468038,44844111,516416,"NA",142885567]
[null,2011,"IN","Total Electric Industry",33912098,24111250,47774083,20708,"NA",105818139]
[null,2011,"KS","Total Electric Industry",14343748,15609278,10807373,0,"NA",40760399]
[null,2011,"KY","Total Electric Industry",27197836,18721081,43619424,0,"NA",89538341]
[null,2011,"LA","Total Electric Industry",32019040,24280780,30058415,10846,"NA",86369081]
[null,2011,"MA","Total Electric Industry",20472512,17766602,16973507,357291,"NA",55569912]
[null,2011,"MD","Total Electric Industry",27295675,30749605,5007386,547045,"NA",63599711]
[null,2011,"ME","Total Electric Industry",4381536,4018070,3015739,0,"NA",11415345]
[null,2011,"MI","Total Electric Industry",34811337,38612718,31624220,5283,"NA",105053558]
[null,2011,"MN","Total Electric Industry",22523727,22371109,23618724,19148,"NA",68532708]
[null,2011,"MO","Total Electric Industry",35941243,30962081,17329648,21869,"NA",84254841]
[null,2011,"MS","Total Electric Industry",19336430,13737924,16263203,0,"NA",49337557]
[null,2011,"MT","Total Electric Industry",4913110,4892271,3982700,0,"NA",13788081]
[null,2011,"NC","Total Electric Industry",58055878,46467228,26554615,7212,"NA",131084933]
[null,2011,"ND","Total Electric Industry",4552228,4866230,4318558,0,"NA",13737016]
[null,2011,"NE","Total Electric Industry",9946973,9139410,10589701,0,"NA",29676084]
[null,2011,"NH","Total Electric Industry",4454088,4478106,1936413,0,"NA",10868607]
[null,2011,"NJ","Total Electric Industry",29398870,39117745,8033254,309893,"NA",76859762]
[null,2011,"NM","Total Electric Industry",6873748,9257633,6910284,0,"NA",23041665]
[null,2011,"NV","Total Electric Industry",11493279,8995162,13419961,8077,"NA",33916479]
[null,2011,"NY","Total Electric Industry",51239599,76405800,13420153,2981057,"NA",144046609]
[null,2011,"OH","Total Electric Industry",53687111,47111763,53913437,33999,"NA",154746310]
[null,2011,"OK","Total Electric Industry",24425027,19612922,15808845,0,"NA",59846794]
[null,2011,"OR","Total Electric Industry",19429175,15754249,11963131,24891,"NA",47171446]
[null,2011,"PA","Total Electric Industry",54795633,43535836,49585444,840325,"NA",148757238]
[null,2011,"RI","Total Electric Industry",3129446,3660143,915857,26974,"NA",7732420]
[null,2011,"SC","Total Electric Industry",30801731,21592794,28094021,0,"NA",80488546]
[null,2011,"SD","Total Electric Industry",4646384,4446864,2586352,0,"NA",11679600]
[null,2011,"TN","Total Electric Industry",43067861,29025334,28638453,1681,"NA",100733329]
[null,2011,"TX","Total Electric Industry",145654228,128213690,102128869,68329,"NA",376065116]
[null,2011,"UT","Total Electric Industry",8946741,10544326,9332992,34887,"NA",28858946]
[null,2011,"VA","Total Electric Industry",45771144,47051425,17218005,187691,"NA",110228265]
[null,2011,"VT","Total Electric Industry",2124533,2008547,1417104,0,"NA",5550184]
[null,2011,"WA","Total Electric Industry",36376143,29408904,27932787,7083,"NA",93724917]
[null,2011,"WI","Total Electric Industry",22149941,23054970,23406711,0,"NA",68611622]
[null,2011,"WV","Total Electric Industry",11746151,7767926,11720437,4239,"NA",31238753]
[null,2011,"WY","Total Electric Industry",2802726,4353082,10261954,0,"NA",17417762]
[null,2011,"US","Total Electric Industry",1422801093,1328057439,991315564,7672084,"NA",3749846180]
[null,2011,"AK","Full-Service Providers",2134422,2854410,1330708,0,"NA",6319540]
[null,2011,"AL","Full-Service Providers",33002815,22257127,33735427,0,"NA",88995369]
[null,2011,"AR","Full-Service Providers",18787349,12146130,16993922,428,"NA",47927829]
[null,2011,"AZ","Full-Service Providers",33079074,29512330,12352241,0,"NA",74943645]
[null,2011,"CA","Full-Service Providers",88173286,110007034,41177804,463168,"NA",239821292]
[null,2011,"CO","Full-Service Providers",18276799,19889231,15241814,50441,"NA",53458285]
[null,2011,"CT","Full-Service Providers",7554593,2854717,927065,47005,"NA",11383380]
[null,2011,"DC","Full-Service Providers",1905998,1160260,0,0,"NA",3066258]
[null,2011,"DE","Full-Service Providers",4525294,1710798,1112345,0,"NA",7348437]
[null,2011,"FL","Full-Service Providers",116341105,91778108,16885585,85624,"NA",225090422]
[null,2011,"GA","Full-Service Providers",57749519,46930109,31521020,170501,"NA",136371149]
[null,2011,"HI","Full-Service Providers",2928743,3368131,3664779,0,"NA",9961653]
[null,2011,"IA","Full-Service Providers",14326771,12087902,19240204,0,"NA",45654877]
[null,2011,"ID","Full-Service Providers",8389866,5969462,8912396,0,"NA",23271724]
[null,2011,"IL","Full-Service Providers",46231105,20102243,6565272,19254,"NA",72917874]
[null,2011,"IN","Full-Service Providers",33912098,24111250,47774083,20708,"NA",105818139]
[null,2011,"KS","Full-Service Providers",14343748,15609278,10807373,0,"NA",40760399]
[null,2011,"KY","Full-Service Providers",27197836,18721081,43619424,0,"NA",89538341]
[null,2011,"LA","Full-Service Providers",32019040,24280780,30058415,10846,"NA",86369081]
[null,2011,"MA","Full-Service Providers",18280669,7718148,4589823,0,"NA",30588640]
[null,2011,"MD","Full-Service Providers",22880455,8027646,729296,0,"NA",31637397]
[null,2011,"ME","Full-Service Providers",78731,45374,31269,0,"NA",155374]
[null,2011,"MI","Full-Service Providers",34810472,34125650,26750725,5283,"NA",95692130]
[null,2011,"MN","Full-Service Providers",22523727,22371109,23618724,19148,"NA",68532708]
[null,2011,"MO","Full-Service Providers",35941243,30962081,17329648,21869,"NA",84254841]
[null,2011,"MS","Full-Service Providers",19336430,13737924,16263203,0,"NA",49337557]
[null,2011,"MT","Full-Service Providers",4912987,4729721,1488427,0,"NA",11131135]
[null,2011,"NC","Full-Service Providers",58055878,46467228,26554615,7212,"NA",131084933]
[null,2011,"ND","Full-Service Providers",4552228,4866230,4318558,0,"NA",13737016]
[null,2011,"NE","Full-Service Providers",9946973,9139410,10589701,0,"NA",29676084]
[null,2011,"NH","Full-Service Providers",4442490,2461660,457571,0,"NA",7361721]
[null,2011,"NJ","Full-Service Providers",26695019,14280985,1676569,22863,"NA",42675436]
[null,2011,"NM","Full-Service Providers",6873748,9257633,6910284,0,"NA",23041665]
[null,2011,"NV","Full-Service Providers",11493279,8711826,12236783,8077,"NA",32449965]
[null,2011,"NY","Full-Service Providers",42707073,28432063,4199691,448374,"NA",75787201]
[null,2011,"OH","Full-Service Providers",38924198,20789476,28683103,1133,"NA",88397910]
[null,2011,"OK","Full-Service Providers",24425027,19612922,15808845,0,"NA",59846794]
[null,2011,"OR","Full-Service Providers",19429175,15315960,10989910,24891,"NA",45759936]
[null,2011,"PA","Full-Service Providers",44078260,14613553,6483670,85,"NA",65175568]
[null,2011,"RI","Full-Service Providers",3098664,1884340,282319,0,"NA",5265323]
[null,2011,"SC","Full-Service Providers",30801731,21592794,28094021,0,"NA",80488546]
[null,2011,"SD","Full-Service Providers",4646384,4446864,2586352,0,"NA",11679600]
[null,2011,"TN","Full-Service Providers",43067861,29025334,28638453,1681,"NA",100733329]
[null,2011,"TX","Full-Service Providers",145654228,128213690,102128869,68329,"NA",376065116]
[null,2011,"UT","Full-Service Providers",8946741,10544326,9332992,34887,"NA",28858946]
[null,2011,"VA","Full-Service Providers",45771144,47051425,17218005,187691,"NA",110228265]
[null,2011,"VT","Full-Service Providers",2124533,2008547,1417104,0,"NA",5550184]
[null,2011,"WA","Full-Service Providers",36376143,29332691,25686615,7083,"NA",91402532]
[null,2011,"WI","Full-Service Providers",22149941,23054970,23406711,0,"NA",68611622]
[null,2011,"WV","Full-Service Providers",11746151,7767926,11720437,4239,"NA",31238753]
[null,2011,"WY","Full-Service Providers",2802726,4353082,10261954,0,"NA",17417762]
[null,2011,"US","Full-Service Providers",1368453770,1090292969,822404124,1730820,"NA",3282881683]
[null,2011,"CA","Energy-Only Providers",225130,12773883,8757972,363423,"NA",22120408]
[null,2011,"CT","Energy-Only Providers",5364203,10232293,2741152,137965,"NA",18475613]
[null,2011,"DC","Energy-Only Providers",155394,7805574,216244,318585,"NA",8495797]
[null,2011,"DE","Energy-Only Providers",106800,2549044,1479015,0,"NA",4134859]
[null,2011,"IL","Energy-Only Providers",825897,30365795,38278839,497162,"NA",69967693]
[null,2011,"MA","Energy-Only Providers",2191843,10048454,12383684,357291,"NA",24981272]
[null,2011,"MD","Energy-Only Providers",4415220,22721959,4278090,547045,"NA",31962314]
[null,2011,"ME","Energy-Only Providers",4302805,3972696,2984470,0,"NA",11259971]
[null,2011,"MI","Energy-Only Providers",865,4487068,4873495,0,"NA",9361428]
[null,2011,"MT","Energy-Only Providers",123,162550,2494273,0,"NA",2656946]
[null,2011,"NH","Energy-Only Providers",11598,2016446,1478842,0,"NA",3506886]
[null,2011,"NJ","Energy-Only Providers",2703851,24836760,6356685,287030,"NA",34184326]
[null,2011,"NV","Energy-Only Providers",0,283336,1183178,0,"NA",1466514]
[null,2011,"NY","Energy-Only Providers",8532526,47973737,9220462,2532683,"NA",68259408]
[null,2011,"OH","Energy-Only Providers",14762913,26322287,25230334,32866,"NA",66348400]
[null,2011,"OR","Energy-Only Providers",0,438289,973221,0,"NA",1411510]
[null,2011,"PA","Energy-Only Providers",10717373,28922283,43101774,840240,"NA",83581670]
[null,2011,"RI","Energy-Only Providers",30782,1775803,633538,26974,"NA",2467097]
[null,2011,"WA","Energy-Only Providers",0,76213,2246172,0,"NA",2322385]
[null,2011,"US","Energy-Only Providers",54347323,237764470,168911440,5941264,"NA",466964497]
[null,2010,"AK","Total Electric Industry",2093217,2829738,1324083,0,"NA",6247038]
[null,2010,"AL","Total Electric Industry",35529292,22983768,32349585,0,"NA",90862645]
[null,2010,"AR","Total Electric Industry",19230961,12188205,16774699,420,"NA",48194285]
[null,2010,"AZ","Total Electric Industry",32448138,28942918,11441974,0,"NA",72833030]
[null,2010,"CA","Total Electric Industry",87256946,121151697,49301025,821224,"NA",258530892]
[null,2010,"CO","Total Electric Industry",18102386,19597222,15171843,46335,"NA",52917786]
[null,2010,"CT","Total Electric Industry",13065275,13427698,3712952,185841,"NA",30391766]
[null,2010,"DC","Total Electric Industry",2123312,9209486,229597,314600,"NA",11876995]
[null,2010,"DE","Total Electric Industry",4759973,4320020,2525939,0,"NA",11605932]
[null,2010,"FL","Total Electric Industry",122244650,91614093,17265268,85603,"NA",231209614]
[null,2010,"GA","Total Electric Industry",61554498,47897477,31046909,172696,"NA",140671580]
[null,2010,"HI","Total Electric Industry",2989499,3354523,3672487,0,"NA",10016509]
[null,2010,"IA","Total Electric Industry",14554888,12025276,18865105,0,"NA",45445269]
[null,2010,"ID","Total Electric Industry",8136736,5864885,8796047,0,"NA",22797668]
[null,2010,"IL","Total Electric Industry",48582984,51437414,44180125,560151,"NA",144760674]
[null,2010,"IN","Total Electric Industry",35058372,24364616,46551671,19717,"NA",105994376]
[null,2010,"KS","Total Electric Industry",14334086,15435825,10650764,0,"NA",40420675]
[null,2010,"KY","Total Electric Industry",29136518,19410547,45022361,0,"NA",93569426]
[null,2010,"LA","Total Electric Industry",32678931,24203161,28186816,10784,"NA",85079692]
[null,2010,"MA","Total Electric Industry",21409005,18243198,17116157,355062,"NA",57123422]
[null,2010,"MD","Total Electric Industry",28934074,30771317,5083115,546992,"NA",65335498]
[null,2010,"ME","Total Electric Industry",4371835,4100906,3058827,0,"NA",11531568]
[null,2010,"MI","Total Electric Industry",34680715,38123171,30840513,4820,"NA",103649219]
[null,2010,"MN","Total Electric Industry",22464797,22515351,22797763,21795,"NA",67799706]
[null,2010,"MO","Total Electric Industry",37302279,31430653,17330169,22016,"NA",86085117]
[null,2010,"MS","Total Electric Industry",20174826,13804962,15707378,0,"NA",49687166]
[null,2010,"MT","Total Electric Industry",4742794,4789182,4239477,0,"NA",13771453]
[null,2010,"NC","Total Electric Industry",62160107,47931940,26315850,7050,"NA",136414947]
[null,2010,"ND","Total Electric Industry",4392596,4714115,3849552,0,"NA",12956263]
[null,2010,"NE","Total Electric Industry",10106673,9532438,10210349,0,"NA",29849460]
[null,2010,"NH","Total Electric Industry",4485469,4462438,1942167,0,"NA",10890074]
[null,2010,"NJ","Total Electric Industry",30307268,40122547,8428639,320973,"NA",79179427]
[null,2010,"NM","Total Electric Industry",6752473,9015729,6660142,0,"NA",22428344]
[null,2010,"NV","Total Electric Industry",11614669,8969727,13179708,8491,"NA",33772595]
[null,2010,"NY","Total Electric Industry",50945648,77275676,13480462,2921787,"NA",144623573]
[null,2010,"OH","Total Electric Industry",54474377,46525627,53109368,36046,"NA",154145418]
[null,2010,"OK","Total Electric Industry",23688861,19005132,15151987,0,"NA",57845980]
[null,2010,"OR","Total Electric Industry",18838666,15453588,11708420,25271,"NA",46025945]
[null,2010,"PA","Total Electric Industry",55252837,47366366,45457627,887138,"NA",148963968]
[null,2010,"RI","Total Electric Industry",3117808,3693289,960833,27297,"NA",7799227]
[null,2010,"SC","Total Electric Industry",32852086,22320133,27307074,0,"NA",82479293]
[null,2010,"SD","Total Electric Industry",4628123,4367781,2360245,0,"NA",11356149]
[null,2010,"TN","Total Electric Industry",45191027,29399025,28929637,1848,"NA",103521537]
[null,2010,"TX","Total Electric Industry",137161402,121467292,99754412,74444,"NA",358457550]
[null,2010,"UT","Total Electric Industry",8834230,10367847,8808211,33713,"NA",28044001]
[null,2010,"VA","Total Electric Industry",48438958,48036984,17141224,188969,"NA",113806135]
[null,2010,"VT","Total Electric Industry",2127935,2020937,1445961,0,"NA",5594833]
[null,2010,"WA","Total Electric Industry",34906926,28833281,26632814,6949,"NA",90379970]
[null,2010,"WI","Total Electric Industry",22299493,23001117,23451807,0,"NA",68752417]
[null,2010,"WV","Total Electric Industry",12442583,7961906,11622934,4380,"NA",32031803]
[null,2010,"WY","Total Electric Industry",2727201,4317140,10069117,0,"NA",17113458]
[null,2010,"US","Total Electric Industry",1445708403,1330199364,971221189,7712412,"NA",3754841368]
[null,2010,"AK","Full-Service Providers",2093217,2829738,1324083,0,"NA",6247038]
[null,2010,"AL","Full-Service Providers",35529292,22983768,32349585,0,"NA",90862645]
[null,2010,"AR","Full-Service Providers",19230961,12188205,16774699,420,"NA",48194285]
[null,2010,"AZ","Full-Service Providers",32448138,28942918,11441974,0,"NA",72833030]
[null,2010,"CA","Full-Service Providers",87085139,111360514,42036540,471958,"NA",240954151]
[null,2010,"CO","Full-Service Providers",18102386,19597222,15171843,46335,"NA",52917786]
[null,2010,"CT","Full-Service Providers",9259516,3401278,934608,119556,"NA",13714958]
[null,2010,"DC","Full-Service Providers",2014044,1374446,0,0,"NA",3388490]
[null,2010,"DE","Full-Service Providers",4674180,1768561,1139798,0,"NA",7582539]
[null,2010,"FL","Full-Service Providers",122244650,91614093,17265268,85603,"NA",231209614]
[null,2010,"GA","Full-Service Providers",61554498,47897477,31046909,172696,"NA",140671580]
[null,2010,"HI","Full-Service Providers",2989499,3354523,3672487,0,"NA",10016509]
[null,2010,"IA","Full-Service Providers",14554888,12025276,18865105,0,"NA",45445269]
[null,2010,"ID","Full-Service Providers",8136736,5864885,8796047,0,"NA",22797668]
[null,2010,"IL","Full-Service Providers",48575888,22821352,6474299,18993,"NA",77890532]
[null,2010,"IN","Full-Service Providers",35058372,24364616,46551671,19717,"NA",105994376]
[null,2010,"KS","Full-Service Providers",14334086,15435825,10650764,0,"NA",40420675]
[null,2010,"KY","Full-Service Providers",29136518,19410547,45022361,0,"NA",93569426]
[null,2010,"LA","Full-Service Providers",32678931,24203161,28186816,10784,"NA",85079692]
[null,2010,"MA","Full-Service Providers",19132222,8140920,4549800,0,"NA",31822942]
[null,2010,"MD","Full-Service Providers",26615175,8678037,789261,0,"NA",36082473]
[null,2010,"ME","Full-Service Providers",76789,44871,29928,0,"NA",151588]
[null,2010,"MI","Full-Service Providers",34679678,33730671,26150078,4820,"NA",94565247]
[null,2010,"MN","Full-Service Providers",22464797,22515351,22797763,21795,"NA",67799706]
[null,2010,"MO","Full-Service Providers",37302279,31430653,17330169,22016,"NA",86085117]
[null,2010,"MS","Full-Service Providers",20174826,13804962,15707378,0,"NA",49687166]
[null,2010,"MT","Full-Service Providers",4742674,4620432,1788631,0,"NA",11151737]
[null,2010,"NC","Full-Service Providers",62160107,47931940,26315850,7050,"NA",136414947]
[null,2010,"ND","Full-Service Providers",4392596,4714115,3849552,0,"NA",12956263]
[null,2010,"NE","Full-Service Providers",10106673,9532438,10210349,0,"NA",29849460]
[null,2010,"NH","Full-Service Providers",4474789,2725768,512381,0,"NA",7712938]
[null,2010,"NJ","Full-Service Providers",29927011,18426101,2128923,0,"NA",50482035]
[null,2010,"NM","Full-Service Providers",6752473,9015729,6660142,0,"NA",22428344]
[null,2010,"NV","Full-Service Providers",11614669,8692710,12033009,8491,"NA",32348879]
[null,2010,"NY","Full-Service Providers",43315172,30744857,4749176,310564,"NA",79119769]
[null,2010,"OH","Full-Service Providers",44252697,28519152,32550166,7782,"NA",105329797]
[null,2010,"OK","Full-Service Providers",23688861,19005132,15151987,0,"NA",57845980]
[null,2010,"OR","Full-Service Providers",18838666,15005042,10656886,25271,"NA",44525865]
[null,2010,"PA","Full-Service Providers",50228983,30641729,33140292,776413,"NA",114787417]
[null,2010,"RI","Full-Service Providers",3103204,1949206,299438,0,"NA",5351848]
[null,2010,"SC","Full-Service Providers",32852086,22320133,27307074,0,"NA",82479293]
[null,2010,"SD","Full-Service Providers",4628123,4367781,2360245,0,"NA",11356149]
[null,2010,"TN","Full-Service Providers",45191027,29399025,28929637,1848,"NA",103521537]
[null,2010,"TX","Full-Service Providers",137161402,121467292,99754412,74444,"NA",358457550]
[null,2010,"UT","Full-Service Providers",8834230,10367847,8808211,33713,"NA",28044001]
[null,2010,"VA","Full-Service Providers",48438958,48036984,17141224,188969,"NA",113806135]
[null,2010,"VT","Full-Service Providers",2127935,2020937,1445961,0,"NA",5594833]
[null,2010,"WA","Full-Service Providers",34906926,28759930,24443153,6949,"NA",88116958]
[null,2010,"WI","Full-Service Providers",22299493,23001117,23451807,0,"NA",68752417]
[null,2010,"WV","Full-Service Providers",12442583,7961906,11622934,4380,"NA",32031803]
[null,2010,"WY","Full-Service Providers",2727201,4317140,10069117,0,"NA",17113458]
[null,2010,"US","Full-Service Providers",1409355244,1123328313,840439791,2440567,"NA",3375563915]
[null,2010,"CA","Energy-Only Providers",171807,9791183,7264485,349266,"NA",17576741]
[null,2010,"CT","Energy-Only Providers",3805759,10026420,2778344,66285,"NA",16676808]
[null,2010,"DC","Energy-Only Providers",109268,7835040,229597,314600,"NA",8488505]
[null,2010,"DE","Energy-Only Providers",85793,2551459,1386141,0,"NA",4023393]
[null,2010,"ID","Energy-Only Providers",0,0,0,0,"NA",0]
[null,2010,"IL","Energy-Only Providers",7096,28616062,37705826,541158,"NA",66870142]
[null,2010,"MA","Energy-Only Providers",2276783,10102278,12566357,355062,"NA",25300480]
[null,2010,"MD","Energy-Only Providers",2318899,22093280,4293854,546992,"NA",29253025]
[null,2010,"ME","Energy-Only Providers",4295046,4056035,3028899,0,"NA",11379980]
[null,2010,"MI","Energy-Only Providers",1037,4392500,4690435,0,"NA",9083972]
[null,2010,"MT","Energy-Only Providers",120,168750,2450846,0,"NA",2619716]
[null,2010,"NH","Energy-Only Providers",10680,1736670,1429786,0,"NA",3177136]
[null,2010,"NJ","Energy-Only Providers",380257,21696446,6299716,320973,"NA",28697392]
[null,2010,"NV","Energy-Only Providers",0,277017,1146699,0,"NA",1423716]
[null,2010,"NY","Energy-Only Providers",7630476,46530819,8731286,2611223,"NA",65503804]
[null,2010,"OH","Energy-Only Providers",10221680,18006475,20559202,28264,"NA",48815621]
[null,2010,"OR","Energy-Only Providers",0,448546,1051534,0,"NA",1500080]
[null,2010,"PA","Energy-Only Providers",5023854,16724637,12317335,110725,"NA",34176551]
[null,2010,"RI","Energy-Only Providers",14604,1744083,661395,27297,"NA",2447379]
[null,2010,"WA","Energy-Only Providers",0,73351,2189661,0,"NA",2263012]
[null,2010,"US","Energy-Only Providers",36353159,206871051,130781398,5271845,"NA",379277453]
[null,2009,"AK","Total Electric Industry",2117393,2841337,1311441,0,"NA",6270171]
[null,2009,"AL","Total Electric Industry",31489411,21918478,29436713,0,"NA",82844602]
[null,2009,"AR","Total Electric Industry",16985526,11476900,14710294,384,"NA",43173104]
[null,2009,"AZ","Total Electric Industry",32846843,29385690,11200396,0,"NA",73432929]
[null,2009,"CA","Total Electric Industry",89798789,121105407,47835152,844328,"NA",259583676]
[null,2009,"CO","Total Electric Industry",17412630,20008463,13571148,43665,"NA",51035906]
[null,2009,"CT","Total Electric Industry",12578225,13257343,3692019,188177,"NA",29715764]
[null,2009,"DC","Total Electric Industry",1899655,8992144,234035,308541,"NA",11434375]
[null,2009,"DE","Total Electric Industry",4334912,4184934,2737932,0,"NA",11257778]
[null,2009,"FL","Total Electric Industry",115473511,92274655,16917941,84215,"NA",224750322]
[null,2009,"GA","Total Electric Industry",55157559,46080389,29348148,179409,"NA",130765505]
[null,2009,"HI","Total Electric Industry",3055273,3388012,3682900,0,"NA",10126185]
[null,2009,"IA","Total Electric Industry",13723413,11706306,18211476,0,"NA",43641195]
[null,2009,"ID","Total Electric Industry",8553610,6005433,8194736,0,"NA",22753779]
[null,2009,"IL","Total Electric Industry",44324492,50329279,41507314,527381,"NA",136688466]
[null,2009,"IN","Total Electric Industry",32548113,23688605,43055162,19933,"NA",99311813]
[null,2009,"KS","Total Electric Industry",13149100,15006967,10087277,0,"NA",38243344]
[null,2009,"KY","Total Electric Industry",26560669,18733920,43602168,0,"NA",88896757]
[null,2009,"LA","Total Electric Industry",29746798,23300521,25613203,9060,"NA",78669582]
[null,2009,"MA","Total Electric Industry",19474647,17774774,16754266,355511,"NA",54359198]
[null,2009,"MD","Total Electric Industry",26944566,29806001,5285833,552743,"NA",62589143]
[null,2009,"ME","Total Electric Industry",4360002,4071041,2851924,0,"NA",11282967]
[null,2009,"MI","Total Electric Industry",32854122,37870363,27391101,5428,"NA",98121014]
[null,2009,"MN","Total Electric Industry",22033959,22311487,19637127,21890,"NA",64004463]
[null,2009,"MO","Total Electric Industry",34220694,30604880,15050485,21241,"NA",79897300]
[null,2009,"MS","Total Electric Industry",18095194,13013470,14940490,0,"NA",46049154]
[null,2009,"MT","Total Electric Industry",4790401,4790862,4772512,0,"NA",14353775]
[null,2009,"NC","Total Electric Industry",56311126,46240476,25099682,6695,"NA",127657979]
[null,2009,"ND","Total Electric Industry",4449220,4558194,3641166,0,"NA",12648580]
[null,2009,"NE","Total Electric Industry",9626939,9314288,9510967,0,"NA",28452194]
[null,2009,"NH","Total Electric Industry",4421522,4440760,1836211,0,"NA",10698493]
[null,2009,"NJ","Total Electric Industry",27832944,39377041,8250104,319764,"NA",75779853]
[null,2009,"NM","Total Electric Industry",6503772,8734170,6409194,0,"NA",21647136]
[null,2009,"NV","Total Electric Industry",11880150,8950123,13445042,8339,"NA",34283654]
[null,2009,"NY","Total Electric Industry",48245841,75347118,13416581,3024857,"NA",140034397]
[null,2009,"OH","Total Electric Industry",51405162,45369743,49485875,39013,"NA",146299793]
[null,2009,"OK","Total Electric Industry",21640955,18670167,14233458,0,"NA",54544580]
[null,2009,"OR","Total Electric Industry",19804315,15977598,11761280,23704,"NA",47566897]
[null,2009,"PA","Total Electric Industry",52905995,46411160,43551745,878538,"NA",143747438]
[null,2009,"RI","Total Electric Industry",2936699,3690676,990254,0,"NA",7617629]
[null,2009,"SC","Total Electric Industry",29556323,21439771,25421385,0,"NA",76417479]
[null,2009,"SD","Total Electric Industry",4511308,4238348,2260462,0,"NA",11010118]
[null,2009,"TN","Total Electric Industry",40274908,28048799,26584323,1814,"NA",94909844]
[null,2009,"TX","Total Electric Industry",129814900,118534735,96930878,70907,"NA",345351420]
[null,2009,"UT","Total Electric Industry",8725274,10235285,8593799,32342,"NA",27586700]
[null,2009,"VA","Total Electric Industry",44763019,46828102,16677928,193414,"NA",108462463]
[null,2009,"VT","Total Electric Industry",2121828,1991194,1383491,0,"NA",5496513]
[null,2009,"WA","Total Electric Industry",36768184,30068674,23370520,2624,"NA",90210002]
[null,2009,"WI","Total Electric Industry",21421045,22475846,22389548,0,"NA",66286439]
[null,2009,"WV","Total Electric Industry",11587693,7694450,10985114,4072,"NA",30271329]
[null,2009,"WY","Total Electric Industry",2719524,4288145,9554268,0,"NA",16561937]
[null,2009,"US","Total Electric Industry",1364758153,1306852524,917416468,7767989,"NA",3596795134]
[null,2009,"AK","Full-Service Providers",2117393,2841337,1311441,0,"NA",6270171]
[null,2009,"AL","Full-Service Providers",31489411,21918478,29436713,0,"NA",82844602]
[null,2009,"AR","Full-Service Providers",16985526,11476900,14710294,384,"NA",43173104]
[null,2009,"AZ","Full-Service Providers",32846843,29385690,11200396,0,"NA",73432929]
[null,2009,"CA","Full-Service Providers",89669370,111588020,40919598,482758,"NA",242659746]
[null,2009,"CO","Full-Service Providers",17412630,20008463,13571148,43665,"NA",51035906]
[null,2009,"CT","Full-Service Providers",11132461,4473242,1093603,0,"NA",16699306]
[null,2009,"DC","Full-Service Providers",1842125,1724984,0,0,"NA",3567109]
[null,2009,"DE","Full-Service Providers",4259392,1923374,1029913,0,"NA",7212679]
[null,2009,"FL","Full-Service Providers",115473511,92274655,16917941,84215,"NA",224750322]
[null,2009,"GA","Full-Service Providers",55157559,46080389,29348148,179409,"NA",130765505]
[null,2009,"HI","Full-Service Providers",3055273,3388012,3682900,0,"NA",10126185]
[null,2009,"IA","Full-Service Providers",13723413,11706306,18211476,0,"NA",43641195]
[null,2009,"ID","Full-Service Providers",8553610,6005433,8194736,0,"NA",22753779]
[null,2009,"IL","Full-Service Providers",44322408,24507693,5343440,20966,"NA",74194507]
[null,2009,"IN","Full-Service Providers",32548113,23688605,43055162,19933,"NA",99311813]
[null,2009,"KS","Full-Service Providers",13149100,15006967,10087277,0,"NA",38243344]
[null,2009,"KY","Full-Service Providers",26560669,18733920,43602168,0,"NA",88896757]
[null,2009,"LA","Full-Service Providers",29746798,23300521,25613203,9060,"NA",78669582]
[null,2009,"MA","Full-Service Providers",17306164,7957551,4470396,0,"NA",29734111]
[null,2009,"MD","Full-Service Providers",26010643,9088897,862921,0,"NA",35962461]
[null,2009,"ME","Full-Service Providers",77391,44367,28613,0,"NA",150371]
[null,2009,"MI","Full-Service Providers",32853872,35496500,25718504,5428,"NA",94074304]
[null,2009,"MN","Full-Service Providers",22033959,22311487,19637127,21890,"NA",64004463]
[null,2009,"MO","Full-Service Providers",34220694,30604880,15050485,21241,"NA",79897300]
[null,2009,"MS","Full-Service Providers",18095194,13013470,14940490,0,"NA",46049154]
[null,2009,"MT","Full-Service Providers",4790275,4621002,1892997,0,"NA",11304274]
[null,2009,"NC","Full-Service Providers",56311126,46240476,25099682,6695,"NA",127657979]
[null,2009,"ND","Full-Service Providers",4449220,4558194,3641166,0,"NA",12648580]
[null,2009,"NE","Full-Service Providers",9626939,9314288,9510967,0,"NA",28452194]
[null,2009,"NH","Full-Service Providers",4369165,3608155,840382,0,"NA",8817702]
[null,2009,"NJ","Full-Service Providers",27831380,24025307,2470619,16415,"NA",54343721]
[null,2009,"NM","Full-Service Providers",6503772,8734170,6409194,0,"NA",21647136]
[null,2009,"NV","Full-Service Providers",11880150,8949958,11966108,8339,"NA",32804555]
[null,2009,"NY","Full-Service Providers",41695652,30802416,4788480,315369,"NA",77601917]
[null,2009,"OH","Full-Service Providers",48732287,41300548,43275319,39013,"NA",133347167]
[null,2009,"OK","Full-Service Providers",21640955,18670167,14233458,0,"NA",54544580]
[null,2009,"OR","Full-Service Providers",19804315,15496728,9930307,23704,"NA",45255054]
[null,2009,"PA","Full-Service Providers",51843046,40528614,39493957,860602,"NA",132726219]
[null,2009,"RI","Full-Service Providers",2929418,2309120,438724,0,"NA",5677262]
[null,2009,"SC","Full-Service Providers",29556323,21439771,25421385,0,"NA",76417479]
[null,2009,"SD","Full-Service Providers",4511308,4238348,2260462,0,"NA",11010118]
[null,2009,"TN","Full-Service Providers",40274908,28048799,26584323,1814,"NA",94909844]
[null,2009,"TX","Full-Service Providers",129814900,118534735,96930878,70907,"NA",345351420]
[null,2009,"UT","Full-Service Providers",8725274,10235285,8593799,32342,"NA",27586700]
[null,2009,"VA","Full-Service Providers",44762153,46828092,16677928,193414,"NA",108461587]
[null,2009,"VT","Full-Service Providers",2121828,1991194,1383491,0,"NA",5496513]
[null,2009,"WA","Full-Service Providers",36768184,29989297,18503396,2624,"NA",85263501]
[null,2009,"WI","Full-Service Providers",21421045,22475846,22389548,0,"NA",66286439]
[null,2009,"WV","Full-Service Providers",11587693,7694450,10985114,4072,"NA",30271329]
[null,2009,"WY","Full-Service Providers",2719524,4288145,9554268,0,"NA",16561937]
[null,2009,"US","Full-Service Providers",1345314362,1143473246,811314045,2464259,"NA",3302565912]
[null,2009,"CA","Energy-Only Providers",129419,9517387,6915554,361570,"NA",16923930]
[null,2009,"CT","Energy-Only Providers",1445764,8784101,2598416,188177,"NA",13016458]
[null,2009,"DC","Energy-Only Providers",57530,7267160,234035,308541,"NA",7867266]
[null,2009,"DE","Energy-Only Providers",75520,2261560,1708019,0,"NA",4045099]
[null,2009,"ID","Energy-Only Providers",0,0,0,0,"NA",0]
[null,2009,"IL","Energy-Only Providers",2084,25821586,36163874,506415,"NA",62493959]
[null,2009,"MA","Energy-Only Providers",2168483,9817223,12283870,355511,"NA",24625087]
[null,2009,"MD","Energy-Only Providers",933923,20717104,4422912,552743,"NA",26626682]
[null,2009,"ME","Energy-Only Providers",4282611,4026674,2823311,0,"NA",11132596]
[null,2009,"MI","Energy-Only Providers",250,2373863,1672597,0,"NA",4046710]
[null,2009,"MT","Energy-Only Providers",126,169860,2879515,0,"NA",3049501]
[null,2009,"NH","Energy-Only Providers",52357,832605,995829,0,"NA",1880791]
[null,2009,"NJ","Energy-Only Providers",1564,15351734,5779485,303349,"NA",21436132]
[null,2009,"NV","Energy-Only Providers",0,165,1478934,0,"NA",1479099]
[null,2009,"NY","Energy-Only Providers",6550189,44544702,8628101,2709488,"NA",62432480]
[null,2009,"OH","Energy-Only Providers",2672875,4069195,6210556,0,"NA",12952626]
[null,2009,"OR","Energy-Only Providers",0,480870,1830973,0,"NA",2311843]
[null,2009,"PA","Energy-Only Providers",1062949,5882546,4057788,17936,"NA",11021219]
[null,2009,"RI","Energy-Only Providers",7281,1381556,551530,0,"NA",1940367]
[null,2009,"VA","Energy-Only Providers",866,10,0,0,"NA",876]
[null,2009,"WA","Energy-Only Providers",0,79377,4867124,0,"NA",4946501]
[null,2009,"US","Energy-Only Providers",19443791,163379278,106102423,5303730,"NA",294229222]
[null,2008,"AK","Total Electric Industry",2129811,2851782,1344351,0,"NA",6325944]
[null,2008,"AL","Total Electric Industry",32184540,22533120,34989619,0,"NA",89707279]
[null,2008,"AR","Total Electric Industry",17392467,11703351,17038455,408,"NA",46134681]
[null,2008,"AZ","Total Electric Industry",33236370,30162195,12869351,0,"NA",76267916]
[null,2008,"CA","Total Electric Industry",91230818,125026317,51031270,866814,"NA",268155219]
[null,2008,"CO","Total Electric Industry",17720491,20550916,13822482,48584,"NA",52142473]
[null,2008,"CT","Total Electric Industry",12729694,13665139,4371278,190433,"NA",30956544]
[null,2008,"DC","Total Electric Industry",1915640,9131317,257046,312231,"NA",11616234]
[null,2008,"DE","Total Electric Industry",4428194,4338868,2981721,0,"NA",11748783]
[null,2008,"FL","Total Electric Industry",113936978,93205137,18944917,85763,"NA",226172795]
[null,2008,"GA","Total Electric Industry",55586624,46876482,32528832,181576,"NA",135173514]
[null,2008,"HI","Total Electric Industry",3085237,3500753,3804289,0,"NA",10390279]
[null,2008,"IA","Total Electric Industry",14073160,12177843,19237067,0,"NA",45488070]
[null,2008,"ID","Total Electric Industry",8539743,6048579,9313168,0,"NA",23901490]
[null,2008,"IL","Total Electric Industry",46780346,51770479,45503189,565900,"NA",144619914]
[null,2008,"IN","Total Electric Industry",33980411,24569628,48411138,19527,"NA",106980704]
[null,2008,"KS","Total Electric Industry",13501924,15496012,10967125,0,"NA",39965061]
[null,2008,"KY","Total Electric Industry",27561641,19669000,46197773,0,"NA",93428414]
[null,2008,"LA","Total Electric Industry",28848402,22940065,26932132,5175,"NA",78725774]
[null,2008,"MA","Total Electric Industry",19638491,26582327,9331543,331744,"NA",55884105]
[null,2008,"MD","Total Electric Industry",27144255,30002993,5649943,528586,"NA",63325777]
[null,2008,"ME","Total Electric Industry",4351309,4147833,3174531,0,"NA",11673673]
[null,2008,"MI","Total Electric Industry",34297438,38974426,32504511,4896,"NA",105781271]
[null,2008,"MN","Total Electric Industry",22357408,22604482,23810379,21869,"NA",68794138]
[null,2008,"MO","Total Electric Industry",35389941,31117853,17850130,23752,"NA",84381676]
[null,2008,"MS","Total Electric Industry",18293688,13232633,16194914,0,"NA",47721235]
[null,2008,"MT","Total Electric Industry",4669467,4825520,5831413,0,"NA",15326400]
[null,2008,"NC","Total Electric Industry",55751201,46540296,27772662,5098,"NA",130069257]
[null,2008,"ND","Total Electric Industry",4259072,4460087,3696915,0,"NA",12416074]
[null,2008,"NE","Total Electric Industry",9755626,9441477,9623918,0,"NA",28821021]
[null,2008,"NH","Total Electric Industry",4393951,4518095,2065243,0,"NA",10977289]
[null,2008,"NJ","Total Electric Industry",29111023,40569713,10537289,301518,"NA",80519543]
[null,2008,"NM","Total Electric Industry",6378856,8828166,6831086,0,"NA",22038108]
[null,2008,"NV","Total Electric Industry",12060515,9303932,13819778,8271,"NA",35192496]
[null,2008,"NY","Total Electric Industry",49033950,77415596,14685311,2918079,"NA",144052936]
[null,2008,"OH","Total Electric Industry",53410599,47310241,58620567,47400,"NA",159388807]
[null,2008,"OK","Total Electric Industry",21861112,19022303,15395451,0,"NA",56278866]
[null,2008,"OR","Total Electric Industry",19909844,16313369,12945224,19040,"NA",49187477]
[null,2008,"PA","Total Electric Industry",54059762,47346950,48130823,863054,"NA",150400589]
[null,2008,"RI","Total Electric Industry",3042684,3700448,1075462,0,"NA",7818594]
[null,2008,"SC","Total Electric Industry",29727267,21676238,29247067,0,"NA",80650572]
[null,2008,"SD","Total Electric Industry",4405631,4240373,2328082,0,"NA",10974086]
[null,2008,"TN","Total Electric Industry",41946552,29417546,32803763,1918,"NA",104169779]
[null,2008,"TX","Total Electric Industry",128240048,113637612,105868443,68544,"NA",347814647]
[null,2008,"UT","Total Electric Industry",8786278,10286114,9086145,32974,"NA",28191511]
[null,2008,"VA","Total Electric Industry",44596588,46877973,18437713,194063,"NA",110106337]
[null,2008,"VT","Total Electric Industry",2133497,2042917,1564790,0,"NA",5741204]
[null,2008,"WA","Total Electric Industry",36335847,29878288,21117186,1563,"NA",87332884]
[null,2008,"WI","Total Electric Industry",21976106,23473454,24672267,0,"NA",70121827]
[null,2008,"WV","Total Electric Industry",11762543,7715876,14738253,4431,"NA",34221103]
[null,2008,"WY","Total Electric Industry",2718705,4411371,9560173,0,"NA",16690249]
[null,2008,"US","Total Electric Industry",1380661745,1336133485,1009516178,7653211,"NA",3733964619]
[null,2008,"AK","Full-Service Providers",2129811,2851782,1344351,0,"NA",6325944]
[null,2008,"AL","Full-Service Providers",32184540,22533120,34989619,0,"NA",89707279]
[null,2008,"AR","Full-Service Providers",17392467,11703351,17038455,408,"NA",46134681]
[null,2008,"AZ","Full-Service Providers",33236370,30162195,12869351,0,"NA",76267916]
[null,2008,"CA","Full-Service Providers",91071286,114709069,43229810,483372,"NA",249493537]
[null,2008,"CO","Full-Service Providers",17720491,20550916,13822482,48584,"NA",52142473]
[null,2008,"CT","Full-Service Providers",11854467,5919469,1421462,36730,"NA",19232128]
[null,2008,"DC","Full-Service Providers",1881404,1968039,0,0,"NA",3849443]
[null,2008,"DE","Full-Service Providers",4341164,2359608,1088425,0,"NA",7789197]
[null,2008,"FL","Full-Service Providers",113936978,93205137,18944917,85763,"NA",226172795]
[null,2008,"GA","Full-Service Providers",55586624,46876482,32528832,181576,"NA",135173514]
[null,2008,"HI","Full-Service Providers",3085237,3500753,3804289,0,"NA",10390279]
[null,2008,"IA","Full-Service Providers",14073160,12177843,19237067,0,"NA",45488070]
[null,2008,"ID","Full-Service Providers",8539743,6048579,9313168,0,"NA",23901490]
[null,2008,"IL","Full-Service Providers",46779142,26898252,6440019,22886,"NA",80140299]
[null,2008,"IN","Full-Service Providers",33980411,24569628,48411138,19527,"NA",106980704]
[null,2008,"KS","Full-Service Providers",13501924,15496012,10967125,0,"NA",39965061]
[null,2008,"KY","Full-Service Providers",27561641,19669000,46197773,0,"NA",93428414]
[null,2008,"LA","Full-Service Providers",28848402,22940065,26932132,5175,"NA",78725774]
[null,2008,"MA","Full-Service Providers",17741024,10016337,4235765,0,"NA",31993126]
[null,2008,"MD","Full-Service Providers",26378036,9524607,863218,0,"NA",36765861]
[null,2008,"ME","Full-Service Providers",78348,45415,30283,0,"NA",154046]
[null,2008,"MI","Full-Service Providers",34297070,37161166,31318879,4896,"NA",102782011]
[null,2008,"MN","Full-Service Providers",22357408,22604482,23810379,21869,"NA",68794138]
[null,2008,"MO","Full-Service Providers",35389941,31117853,17850130,23752,"NA",84381676]
[null,2008,"MS","Full-Service Providers",18293688,13232633,16194914,0,"NA",47721235]
[null,2008,"MT","Full-Service Providers",4669332,4655485,3167162,0,"NA",12491979]
[null,2008,"NC","Full-Service Providers",55751201,46540296,27772662,5098,"NA",130069257]
[null,2008,"ND","Full-Service Providers",4259072,4460087,3696915,0,"NA",12416074]
[null,2008,"NE","Full-Service Providers",9755626,9441477,9623918,0,"NA",28821021]
[null,2008,"NH","Full-Service Providers",4393482,4092557,1619965,0,"NA",10106004]
[null,2008,"NJ","Full-Service Providers",29110906,30089313,4312087,57299,"NA",63569605]
[null,2008,"NM","Full-Service Providers",6378856,8828166,6831086,0,"NA",22038108]
[null,2008,"NV","Full-Service Providers",12060515,9303932,12483813,8271,"NA",33856531]
[null,2008,"NY","Full-Service Providers",43400824,32474002,5736329,321312,"NA",81932467]
[null,2008,"OH","Full-Service Providers",51279701,42643463,53661383,47400,"NA",147631947]
[null,2008,"OK","Full-Service Providers",21861112,19022303,15395451,0,"NA",56278866]
[null,2008,"OR","Full-Service Providers",19909844,15597709,11142760,19040,"NA",46669353]
[null,2008,"PA","Full-Service Providers",52943541,42028024,43303470,844001,"NA",139119036]
[null,2008,"RI","Full-Service Providers",3035704,2973335,714244,0,"NA",6723283]
[null,2008,"SC","Full-Service Providers",29727267,21676238,29247067,0,"NA",80650572]
[null,2008,"SD","Full-Service Providers",4405631,4240373,2328082,0,"NA",10974086]
[null,2008,"TN","Full-Service Providers",41946552,29417546,32803763,1918,"NA",104169779]
[null,2008,"TX","Full-Service Providers",128240048,113637612,105868443,68544,"NA",347814647]
[null,2008,"UT","Full-Service Providers",8786278,10286114,9086145,32974,"NA",28191511]
[null,2008,"VA","Full-Service Providers",44581192,46877851,18437713,194063,"NA",110090819]
[null,2008,"VT","Full-Service Providers",2133497,2042917,1564790,0,"NA",5741204]
[null,2008,"WA","Full-Service Providers",36335847,29810221,19140090,1563,"NA",85287721]
[null,2008,"WI","Full-Service Providers",21976106,23473454,24672267,0,"NA",70121827]
[null,2008,"WV","Full-Service Providers",11762543,7715876,14738253,4431,"NA",34221103]
[null,2008,"WY","Full-Service Providers",2718705,4411371,9560173,0,"NA",16690249]
[null,2008,"US","Full-Service Providers",1363664159,1173581515,909792014,2540452,"NA",3449578140]
[null,2008,"CA","Energy-Only Providers",159532,10317248,7801460,383442,"NA",18661682]
[null,2008,"CT","Energy-Only Providers",875227,7745670,2949816,153703,"NA",11724416]
[null,2008,"DC","Energy-Only Providers",34236,7163278,257046,312231,"NA",7766791]
[null,2008,"DE","Energy-Only Providers",87030,1979260,1893296,0,"NA",3959586]
[null,2008,"ID","Energy-Only Providers",0,0,0,0,"NA",0]
[null,2008,"IL","Energy-Only Providers",1204,24872227,39063170,543014,"NA",64479615]
[null,2008,"MA","Energy-Only Providers",1897467,16565990,5095778,331744,"NA",23890979]
[null,2008,"MD","Energy-Only Providers",766219,20478386,4786725,528586,"NA",26559916]
[null,2008,"ME","Energy-Only Providers",4272961,4102418,3144248,0,"NA",11519627]
[null,2008,"MI","Energy-Only Providers",368,1813260,1185632,0,"NA",2999260]
[null,2008,"MT","Energy-Only Providers",135,170035,2664251,0,"NA",2834421]
[null,2008,"NH","Energy-Only Providers",469,425538,445278,0,"NA",871285]
[null,2008,"NJ","Energy-Only Providers",117,10480400,6225202,244219,"NA",16949938]
[null,2008,"NV","Energy-Only Providers",0,0,1335965,0,"NA",1335965]
[null,2008,"NY","Energy-Only Providers",5633126,44941594,8948982,2596767,"NA",62120469]
[null,2008,"OH","Energy-Only Providers",2130898,4666778,4959184,0,"NA",11756860]
[null,2008,"OR","Energy-Only Providers",0,715660,1802464,0,"NA",2518124]
[null,2008,"PA","Energy-Only Providers",1116221,5318926,4827353,19053,"NA",11281553]
[null,2008,"RI","Energy-Only Providers",6980,727113,361218,0,"NA",1095311]
[null,2008,"VA","Energy-Only Providers",15396,122,0,0,"NA",15518]
[null,2008,"WA","Energy-Only Providers",0,68067,1977096,0,"NA",2045163]
[null,2008,"US","Energy-Only Providers",16997586,162551970,99724164,5112759,"NA",284386479]
[null,2007,"AK","Total Electric Industry",2114456,2828388,1383766,0,"NA",6326610]
[null,2007,"AL","Total Electric Industry",32783444,22872543,36172477,0,"NA",91828464]
[null,2007,"AR","Total Electric Industry",17414562,11801297,17839032,0,"NA",47054891]
[null,2007,"AZ","Total Electric Industry",34436657,30475259,12281290,0,"NA",77193206]
[null,2007,"CA","Total Electric Industry",89158461,123690309,50538234,847907,"NA",264234911]
[null,2007,"CO","Total Electric Industry",17634182,20507762,13112913,44299,"NA",51299156]
[null,2007,"CT","Total Electric Industry",13372090,15126055,5433393,197569,"NA",34129107]
[null,2007,"DC","Total Electric Industry",1969563,9518790,296687,325145,"NA",12110185]
[null,2007,"DE","Total Electric Industry",4469619,4320737,3078454,0,"NA",11868810]
[null,2007,"FL","Total Electric Industry",117816205,93931300,19240994,96101,"NA",231084600]
[null,2007,"GA","Total Electric Industry",56223367,46997248,34054020,179243,"NA",137453878]
[null,2007,"HI","Total Electric Industry",3200725,3520234,3864340,0,"NA",10585299]
[null,2007,"IA","Total Electric Industry",14060336,12084352,19124835,0,"NA",45269523]
[null,2007,"ID","Total Electric Industry",8339433,6014562,9401191,0,"NA",23755186]
[null,2007,"IL","Total Electric Industry",48036261,52043238,45430300,545352,"NA",146055151]
[null,2007,"IN","Total Electric Industry",34646057,24767579,49987609,18905,"NA",109420150]
[null,2007,"KS","Total Electric Industry",13806496,15474067,10885414,0,"NA",40165977]
[null,2007,"KY","Total Electric Industry",28003953,20034521,44365626,0,"NA",92404100]
[null,2007,"LA","Total Electric Industry",28877812,22887201,27798818,3106,"NA",79566937]
[null,2007,"MA","Total Electric Industry",20137533,27148237,9449995,403057,"NA",57138822]
[null,2007,"MD","Total Electric Industry",28194802,30691159,5980358,524341,"NA",65390660]
[null,2007,"ME","Total Electric Industry",4413151,4195249,3251802,0,"NA",11860202]
[null,2007,"MI","Total Electric Industry",35366081,40046871,33878817,4980,"NA",109296749]
[null,2007,"MN","Total Electric Industry",22645637,22523012,23041487,21046,"NA",68231182]
[null,2007,"MO","Total Electric Industry",35872486,31126108,18514719,19537,"NA",85532850]
[null,2007,"MS","Total Electric Industry",18565875,13400202,16187104,0,"NA",48153181]
[null,2007,"MT","Total Electric Industry",4541544,4827724,6162717,0,"NA",15531985]
[null,2007,"NC","Total Electric Industry",56095471,46806862,28978399,22,"NA",131880754]
[null,2007,"ND","Total Electric Industry",4067284,4214689,3623722,0,"NA",11905695]
[null,2007,"NE","Total Electric Industry",9747547,9396455,9104398,0,"NA",28248400]
[null,2007,"NH","Total Electric Industry",4492870,4569789,2173197,0,"NA",11235856]
[null,2007,"NJ","Total Electric Industry",29751647,40876070,11013372,293245,"NA",81934334]
[null,2007,"NM","Total Electric Industry",6387363,8931612,6948419,0,"NA",22267394]
[null,2007,"NV","Total Electric Industry",12390180,9352037,13892692,8493,"NA",35643402]
[null,2007,"NY","Total Electric Industry",50241444,74326104,20212582,3397393,"NA",148177523]
[null,2007,"OH","Total Electric Industry",54375759,48128512,59218957,47599,"NA",161770827]
[null,2007,"OK","Total Electric Industry",21360557,18634445,15198198,0,"NA",55193200]
[null,2007,"OR","Total Electric Industry",19374458,16186580,13117448,18479,"NA",48696965]
[null,2007,"PA","Total Electric Industry",54586820,47531366,48579169,875595,"NA",151572950]
[null,2007,"RI","Total Electric Industry",3131775,3710200,1171047,0,"NA",8013022]
[null,2007,"SC","Total Electric Industry",29569241,21746491,30632426,0,"NA",81948158]
[null,2007,"SD","Total Electric Industry",4260638,4181172,2161491,0,"NA",10603301]
[null,2007,"TN","Total Electric Industry",42879972,29985091,33850338,1533,"NA",106716934]
[null,2007,"TX","Total Electric Industry",124921214,110540053,108300296,67019,"NA",343828582]
[null,2007,"UT","Total Electric Industry",8751547,10240612,8759331,33957,"NA",27785447]
[null,2007,"VA","Total Electric Industry",45480519,46971480,18924871,192682,"NA",111569552]
[null,2007,"VT","Total Electric Industry",2169646,2058960,1635400,0,"NA",5864006]
[null,2007,"WA","Total Electric Industry",35388779,29599032,20752603,1533,"NA",85741947]
[null,2007,"WI","Total Electric Industry",22374048,23491055,25436197,0,"NA",71301300]
[null,2007,"WV","Total Electric Industry",11749310,7768978,14661094,4457,"NA",34183839]
[null,2007,"WY","Total Electric Industry",2592119,4213547,8729886,0,"NA",15535552]
[null,2007,"US","Total Electric Industry",1392240996,1336315196,1027831925,8172595,"NA",3764560712]
[null,2007,"AK","Full-Service Providers",2114456,2828388,1383766,0,"NA",6326610]
[null,2007,"AL","Full-Service Providers",32783444,22872543,36172477,0,"NA",91828464]
[null,2007,"AR","Full-Service Providers",17414562,11801297,17839032,0,"NA",47054891]
[null,2007,"AZ","Full-Service Providers",34436657,30475259,12281290,0,"NA",77193206]
[null,2007,"CA","Full-Service Providers",88969466,113049055,42124592,473338,"NA",244616451]
[null,2007,"CO","Full-Service Providers",17634182,20507762,13112913,44299,"NA",51299156]
[null,2007,"CT","Full-Service Providers",12249703,9346945,2397992,119718,"NA",24114358]
[null,2007,"DC","Full-Service Providers",1950846,2230129,0,0,"NA",4180975]
[null,2007,"DE","Full-Service Providers",4419580,2209037,1199042,0,"NA",7827659]
[null,2007,"FL","Full-Service Providers",117816205,93931300,19240994,96101,"NA",231084600]
[null,2007,"GA","Full-Service Providers",56223367,46997248,34054020,179243,"NA",137453878]
[null,2007,"HI","Full-Service Providers",3200725,3520234,3864340,0,"NA",10585299]
[null,2007,"IA","Full-Service Providers",14060336,12084352,19124835,0,"NA",45269523]
[null,2007,"ID","Full-Service Providers",8339433,6014562,9401191,0,"NA",23755186]
[null,2007,"IL","Full-Service Providers",48036261,29435035,7109403,27627,"NA",84608326]
[null,2007,"IN","Full-Service Providers",34646057,24767579,49987609,18905,"NA",109420150]
[null,2007,"KS","Full-Service Providers",13806496,15474067,10885414,0,"NA",40165977]
[null,2007,"KY","Full-Service Providers",28003953,20034521,44365626,0,"NA",92404100]
[null,2007,"LA","Full-Service Providers",28877812,22887201,27798818,3106,"NA",79566937]
[null,2007,"MA","Full-Service Providers",18330041,10895154,4017299,55120,"NA",33297614]
[null,2007,"MD","Full-Service Providers",27455326,10051863,959425,0,"NA",38466614]
[null,2007,"ME","Full-Service Providers",80269,44443,33833,0,"NA",158545]
[null,2007,"MI","Full-Service Providers",35366081,38123125,31509870,4980,"NA",105004056]
[null,2007,"MN","Full-Service Providers",22645637,22523012,23041487,21046,"NA",68231182]
[null,2007,"MO","Full-Service Providers",35872486,31126108,18514719,19537,"NA",85532850]
[null,2007,"MS","Full-Service Providers",18565875,13400202,16187104,0,"NA",48153181]
[null,2007,"MT","Full-Service Providers",4541516,4665794,3624657,0,"NA",12831967]
[null,2007,"NC","Full-Service Providers",56095471,46806862,28978399,22,"NA",131880754]
[null,2007,"ND","Full-Service Providers",4067284,4214689,3623722,0,"NA",11905695]
[null,2007,"NE","Full-Service Providers",9747547,9396455,9104398,0,"NA",28248400]
[null,2007,"NH","Full-Service Providers",4492646,3798458,1540984,0,"NA",9832088]
[null,2007,"NJ","Full-Service Providers",29751647,29872553,6112144,21649,"NA",65757993]
[null,2007,"NM","Full-Service Providers",6387363,8931612,6948419,0,"NA",22267394]
[null,2007,"NV","Full-Service Providers",12390180,9352037,12593787,8493,"NA",34344497]
[null,2007,"NY","Full-Service Providers",45023611,33814719,7401258,316167,"NA",86555755]
[null,2007,"OH","Full-Service Providers",52028402,43055207,53796977,47599,"NA",148928185]
[null,2007,"OK","Full-Service Providers",21360557,18634445,15198198,0,"NA",55193200]
[null,2007,"OR","Full-Service Providers",19374458,15590541,11444945,18479,"NA",46428423]
[null,2007,"PA","Full-Service Providers",53641816,42296145,43813216,858888,"NA",140610065]
[null,2007,"RI","Full-Service Providers",3128307,2959933,782809,0,"NA",6871049]
[null,2007,"SC","Full-Service Providers",29569241,21746491,30632426,0,"NA",81948158]
[null,2007,"SD","Full-Service Providers",4260638,4181172,2161491,0,"NA",10603301]
[null,2007,"TN","Full-Service Providers",42879972,29985091,33850338,1533,"NA",106716934]
[null,2007,"TX","Full-Service Providers",124921214,110540053,108300296,67019,"NA",343828582]
[null,2007,"UT","Full-Service Providers",8751547,10240612,8759331,33957,"NA",27785447]
[null,2007,"VA","Full-Service Providers",45463551,46944625,18924871,192682,"NA",111525729]
[null,2007,"VT","Full-Service Providers",2169646,2058960,1635400,0,"NA",5864006]
[null,2007,"WA","Full-Service Providers",35388779,29598587,18485697,1533,"NA",83474596]
[null,2007,"WI","Full-Service Providers",22374048,23491055,25436197,0,"NA",71301300]
[null,2007,"WV","Full-Service Providers",11749310,7768978,14661094,4457,"NA",34183839]
[null,2007,"WY","Full-Service Providers",2592119,4213547,8729886,0,"NA",15535552]
[null,2007,"US","Full-Service Providers",1375450126,1180789042,923148031,2635498,"NA",3482022697]
[null,2007,"CA","Energy-Only Providers",188995,10641254,8413642,374569,"NA",19618460]
[null,2007,"CT","Energy-Only Providers",1122387,5779110,3035401,77851,"NA",10014749]
[null,2007,"DC","Energy-Only Providers",18717,7288661,296687,325145,"NA",7929210]
[null,2007,"DE","Energy-Only Providers",50039,2111700,1879412,0,"NA",4041151]
[null,2007,"IL","Energy-Only Providers",0,22608203,38320897,517725,"NA",61446825]
[null,2007,"MA","Energy-Only Providers",1807492,16253083,5432696,347937,"NA",23841208]
[null,2007,"MD","Energy-Only Providers",739476,20639296,5020933,524341,"NA",26924046]
[null,2007,"ME","Energy-Only Providers",4332882,4150806,3217969,0,"NA",11701657]
[null,2007,"MI","Energy-Only Providers",0,1923746,2368947,0,"NA",4292693]
[null,2007,"MT","Energy-Only Providers",28,161930,2538060,0,"NA",2700018]
[null,2007,"NH","Energy-Only Providers",224,771331,632213,0,"NA",1403768]
[null,2007,"NJ","Energy-Only Providers",0,11003517,4901228,271596,"NA",16176341]
[null,2007,"NV","Energy-Only Providers",0,0,1298905,0,"NA",1298905]
[null,2007,"NY","Energy-Only Providers",5217833,40511385,12811324,3081226,"NA",61621768]
[null,2007,"OH","Energy-Only Providers",2347357,5073305,5421980,0,"NA",12842642]
[null,2007,"OR","Energy-Only Providers",0,596039,1672503,0,"NA",2268542]
[null,2007,"PA","Energy-Only Providers",945004,5235221,4765953,16707,"NA",10962885]
[null,2007,"RI","Energy-Only Providers",3468,750267,388238,0,"NA",1141973]
[null,2007,"VA","Energy-Only Providers",16968,26855,0,0,"NA",43823]
[null,2007,"WA","Energy-Only Providers",0,445,2266906,0,"NA",2267351]
[null,2007,"US","Energy-Only Providers",16790870,155526154,104683894,5537097,"NA",282538015]
[null,2006,"AK","Total Electric Industry",2120254,2819210,1242827,0,"NA",6182291]
[null,2006,"AL","Total Electric Industry",32277083,22119933,36280679,0,"NA",90677695]
[null,2006,"AR","Total Electric Industry",17065081,11580534,17990009,0,"NA",46635624]
[null,2006,"AZ","Total Electric Industry",32367475,28625909,12259392,0,"NA",73252776]
[null,2006,"CA","Total Electric Industry",89835749,121255049,50990893,876837,"NA",262958528]
[null,2006,"CO","Total Electric Industry",16951534,20152638,12604819,24707,"NA",49733698]
[null,2006,"CT","Total Electric Industry",12963468,13611036,4925981,176968,"NA",31677453]
[null,2006,"DC","Total Electric Industry",1822110,9029833,239842,304639,"NA",11396424]
[null,2006,"DE","Total Electric Industry",4258638,4196006,3100028,0,"NA",11554672]
[null,2006,"FL","Total Electric Industry",117053005,91300017,19767806,98716,"NA",228219544]
[null,2006,"GA","Total Electric Industry",54520612,45546516,34588483,178557,"NA",134834168]
[null,2006,"HI","Total Electric Industry",3182432,3489733,3895747,0,"NA",10567912]
[null,2006,"IA","Total Electric Industry",13344308,11660321,18331369,837,"NA",43336835]
[null,2006,"ID","Total Electric Industry",8057475,5813222,8891052,0,"NA",22761749]
[null,2006,"IL","Total Electric Industry",46381486,50630916,44916424,518985,"NA",142447811]
[null,2006,"IN","Total Electric Industry",32286467,23829999,49529872,18146,"NA",105664484]
[null,2006,"KS","Total Electric Industry",13502671,14786349,11462282,0,"NA",39751302]
[null,2006,"KY","Total Electric Industry",25948878,18941093,43853464,0,"NA",88743435]
[null,2006,"LA","Total Electric Industry",28112801,21979446,27372926,2575,"NA",77467748]
[null,2006,"MA","Total Electric Industry",19624430,26236963,9602457,386240,"NA",55850090]
[null,2006,"MD","Total Electric Industry",26905386,29729030,6057030,481697,"NA",63173143]
[null,2006,"ME","Total Electric Industry",4351049,4133900,3799819,0,"NA",12284768]
[null,2006,"MI","Total Electric Industry",34622099,39298995,34092935,3668,"NA",108017697]
[null,2006,"MN","Total Electric Industry",21909406,22175217,22664223,21085,"NA",66769931]
[null,2006,"MO","Total Electric Industry",33880156,29800467,18315672,18935,"NA",82015230]
[null,2006,"MS","Total Electric Industry",18276131,12948500,15711806,0,"NA",46936437]
[null,2006,"MT","Total Electric Industry",4393973,4685992,4735015,0,"NA",13814980]
[null,2006,"NC","Total Electric Industry",52851296,44584705,29262947,31,"NA",126698979]
[null,2006,"ND","Total Electric Industry",3853040,4126550,3265648,0,"NA",11245238]
[null,2006,"NE","Total Electric Industry",9293507,9005505,8977280,0,"NA",27276292]
[null,2006,"NH","Total Electric Industry",4400597,4562553,2131193,0,"NA",11094343]
[null,2006,"NJ","Total Electric Industry",28621556,39437464,11330599,291328,"NA",79680947]
[null,2006,"NM","Total Electric Industry",6009427,8603697,6821833,0,"NA",21434957]
[null,2006,"NV","Total Electric Industry",11978120,8975373,13624581,8186,"NA",34586260]
[null,2006,"NY","Total Electric Industry",48426749,76028586,14976420,2806264,"NA",142238019]
[null,2006,"OH","Total Electric Industry",51375232,46140704,55869283,43625,"NA",153428844]
[null,2006,"OK","Total Electric Industry",21690395,18196669,15018250,0,"NA",54905314]
[null,2006,"OR","Total Electric Industry",18977579,16082634,12990969,18083,"NA",48069265]
[null,2006,"PA","Total Electric Industry",51790117,45623570,47920390,816281,"NA",146150358]
[null,2006,"RI","Total Electric Industry",3008443,3599332,1191351,0,"NA",7799126]
[null,2006,"SC","Total Electric Industry",28539117,20922510,31415694,0,"NA",80877321]
[null,2006,"SD","Total Electric Industry",4050931,4053792,1951664,0,"NA",10056387]
[null,2006,"TN","Total Electric Industry",40815857,29033129,34081327,1431,"NA",103931744]
[null,2006,"TX","Total Electric Industry",126843225,111130364,104688870,61754,"NA",342724213]
[null,2006,"UT","Total Electric Industry",8232050,9748790,8355671,29205,"NA",26365716]
[null,2006,"VA","Total Electric Industry",42906018,44653831,18998109,163283,"NA",106721241]
[null,2006,"VT","Total Electric Industry",2142237,2027095,1625697,0,"NA",5795029]
[null,2006,"WA","Total Electric Industry",34438565,28580249,22013391,1130,"NA",85033335]
[null,2006,"WI","Total Electric Industry",21779468,22755677,25285604,0,"NA",69820749]
[null,2006,"WV","Total Electric Industry",11014418,7377472,13915886,4350,"NA",32312126]
[null,2006,"WY","Total Electric Industry",2467935,4116620,8362057,0,"NA",14946612]
[null,2006,"US","Total Electric Industry",1351520036,1299743695,1011297566,7357543,"NA",3669918840]
[null,2006,"AK","Full-Service Providers",2120254,2819210,1242827,0,"NA",6182291]
[null,2006,"AL","Full-Service Providers",32277083,22119933,36280679,0,"NA",90677695]
[null,2006,"AR","Full-Service Providers",17065081,11580534,17990009,0,"NA",46635624]
[null,2006,"AZ","Full-Service Providers",32367475,28625909,12259392,0,"NA",73252776]
[null,2006,"CA","Full-Service Providers",89615129,109915243,41692474,512400,"NA",241735246]
[null,2006,"CO","Full-Service Providers",16951534,20152638,12604819,24707,"NA",49733698]
[null,2006,"CT","Full-Service Providers",12533853,12833969,4603867,176968,"NA",30148657]
[null,2006,"DC","Full-Service Providers",1782250,4507512,-298775,-26016,"NA",5964971]
[null,2006,"DE","Full-Service Providers",4247688,3122595,1673700,0,"NA",9043983]
[null,2006,"FL","Full-Service Providers",117053005,91300017,19767806,98716,"NA",228219544]
[null,2006,"GA","Full-Service Providers",54520612,45546516,34588483,178557,"NA",134834168]
[null,2006,"HI","Full-Service Providers",3182432,3489733,3895747,0,"NA",10567912]
[null,2006,"IA","Full-Service Providers",13344308,11660321,18331369,837,"NA",43336835]
[null,2006,"ID","Full-Service Providers",8057475,5813222,8891052,0,"NA",22761749]
[null,2006,"IL","Full-Service Providers",46381486,37343074,31694180,518985,"NA",115937725]
[null,2006,"IN","Full-Service Providers",32286467,23829999,49529872,18146,"NA",105664484]
[null,2006,"KS","Full-Service Providers",13502671,14786349,11462282,0,"NA",39751302]
[null,2006,"KY","Full-Service Providers",25948878,18941093,43853464,0,"NA",88743435]
[null,2006,"LA","Full-Service Providers",28112801,21979446,27372926,2575,"NA",77467748]
[null,2006,"MA","Full-Service Providers",18274461,12293070,4172248,54836,"NA",34794615]
[null,2006,"MD","Full-Service Providers",26446673,13913228,1306455,0,"NA",41666356]
[null,2006,"ME","Full-Service Providers",79756,43281,708630,0,"NA",831667]
[null,2006,"MI","Full-Service Providers",34621822,36389487,31383659,3668,"NA",102398636]
[null,2006,"MN","Full-Service Providers",21909406,22175217,22664223,21085,"NA",66769931]
[null,2006,"MO","Full-Service Providers",33880156,29800467,18315672,18935,"NA",82015230]
[null,2006,"MS","Full-Service Providers",18276131,12948500,15711806,0,"NA",46936437]
[null,2006,"MT","Full-Service Providers",4393973,4681124,1745414,0,"NA",10820511]
[null,2006,"NC","Full-Service Providers",52851296,44584705,29262947,31,"NA",126698979]
[null,2006,"ND","Full-Service Providers",3853040,4126550,3265648,0,"NA",11245238]
[null,2006,"NE","Full-Service Providers",9293507,9005505,8977280,0,"NA",27276292]
[null,2006,"NH","Full-Service Providers",4400597,3870914,1777311,0,"NA",10048822]
[null,2006,"NJ","Full-Service Providers",28621007,30803406,4676383,12235,"NA",64113031]
[null,2006,"NM","Full-Service Providers",6009427,8603697,6821833,0,"NA",21434957]
[null,2006,"NV","Full-Service Providers",11978120,8975373,12368270,8186,"NA",33329949]
[null,2006,"NY","Full-Service Providers",44825151,34999557,6984126,293077,"NA",87101911]
[null,2006,"OH","Full-Service Providers",48933579,41040401,50241251,43625,"NA",140258856]
[null,2006,"OK","Full-Service Providers",21690395,18196669,15018250,0,"NA",54905314]
[null,2006,"OR","Full-Service Providers",18977579,15544383,12421981,18083,"NA",46962026]
[null,2006,"PA","Full-Service Providers",50952187,41067467,44425450,799273,"NA",137244377]
[null,2006,"RI","Full-Service Providers",3005763,2919945,844864,0,"NA",6770572]
[null,2006,"SC","Full-Service Providers",28539117,20922510,31415694,0,"NA",80877321]
[null,2006,"SD","Full-Service Providers",4050931,4053792,1951664,0,"NA",10056387]
[null,2006,"TN","Full-Service Providers",40815857,29033129,34081327,1431,"NA",103931744]
[null,2006,"TX","Full-Service Providers",126843225,111130364,104688870,61754,"NA",342724213]
[null,2006,"UT","Full-Service Providers",8232050,9748790,8355671,29205,"NA",26365716]
[null,2006,"VA","Full-Service Providers",42889682,44628227,18998109,163283,"NA",106679301]
[null,2006,"VT","Full-Service Providers",2142237,2027095,1625697,0,"NA",5795029]
[null,2006,"WA","Full-Service Providers",34438565,28517464,19984195,1130,"NA",82941354]
[null,2006,"WI","Full-Service Providers",21779468,22755677,25285604,0,"NA",69820749]
[null,2006,"WV","Full-Service Providers",11014418,7377472,13915886,4350,"NA",32312126]
[null,2006,"WY","Full-Service Providers",2467935,4116620,8362057,0,"NA",14946612]
[null,2006,"US","Full-Service Providers",1337837993,1170661399,939194648,3040062,"NA",3450734102]
[null,2006,"CA","Energy-Only Providers",220620,11339806,9298419,364437,"NA",21223282]
[null,2006,"CT","Energy-Only Providers",429615,777067,322114,0,"NA",1528796]
[null,2006,"DC","Energy-Only Providers",39860,4522321,538617,330655,"NA",5431453]
[null,2006,"DE","Energy-Only Providers",10950,1073411,1426328,0,"NA",2510689]
[null,2006,"IL","Energy-Only Providers",0,13287842,13222244,0,"NA",26510086]
[null,2006,"MA","Energy-Only Providers",1349969,13943893,5430209,331404,"NA",21055475]
[null,2006,"MD","Energy-Only Providers",458713,15815802,4750575,481697,"NA",21506787]
[null,2006,"ME","Energy-Only Providers",4271293,4090619,3091189,0,"NA",11453101]
[null,2006,"MI","Energy-Only Providers",277,2909508,2709276,0,"NA",5619061]
[null,2006,"MT","Energy-Only Providers",0,4868,2989601,0,"NA",2994469]
[null,2006,"NH","Energy-Only Providers",0,691639,353882,0,"NA",1045521]
[null,2006,"NJ","Energy-Only Providers",549,8634058,6654216,279093,"NA",15567916]
[null,2006,"NV","Energy-Only Providers",0,0,1256311,0,"NA",1256311]
[null,2006,"NY","Energy-Only Providers",3601598,41029029,7992294,2513187,"NA",55136108]
[null,2006,"OH","Energy-Only Providers",2441653,5100303,5628032,0,"NA",13169988]
[null,2006,"OR","Energy-Only Providers",0,538251,568988,0,"NA",1107239]
[null,2006,"PA","Energy-Only Providers",837930,4556103,3494940,17008,"NA",8905981]
[null,2006,"RI","Energy-Only Providers",2680,679387,346487,0,"NA",1028554]
[null,2006,"VA","Energy-Only Providers",16336,25604,0,0,"NA",41940]
[null,2006,"WA","Energy-Only Providers",0,62785,2029196,0,"NA",2091981]
[null,2006,"US","Energy-Only Providers",13682043,129082296,72102918,4317481,"NA",219184738]
[null,2005,"AK","Total Electric Industry",2061652,2694911,1156008,0,"NA",5912571]
[null,2005,"AL","Total Electric Industry",31315100,21607755,36278765,0,"NA",89201620]
[null,2005,"AR","Total Electric Industry",17133693,11366398,17664832,0,"NA",46164923]
[null,2005,"AZ","Total Electric Industry",30543645,27468349,11378692,0,"NA",69390686]
[null,2005,"CA","Total Electric Industry",85610410,117550525,50242289,846283,"NA",254249507]
[null,2005,"CO","Total Electric Industry",16436381,19845958,12051510,19387,"NA",48353236]
[null,2005,"CT","Total Electric Industry",13802962,13949347,5152936,189784,"NA",33095029]
[null,2005,"DC","Total Electric Industry",1938270,9295922,256447,325568,"NA",11816207]
[null,2005,"DE","Total Electric Industry",4594009,4237757,3305022,0,"NA",12136788]
[null,2005,"FL","Total Electric Industry",115791459,89410281,19676345,98926,"NA",224977011]
[null,2005,"GA","Total Electric Industry",52826512,44663298,34601792,173850,"NA",132265452]
[null,2005,"HI","Total Electric Industry",3164065,3463147,3911698,0,"NA",10538910]
[null,2005,"IA","Total Electric Industry",13570604,11271017,17915187,0,"NA",42756808]
[null,2005,"ID","Total Electric Industry",7600766,5615471,8636444,0,"NA",21852681]
[null,2005,"IL","Total Electric Industry",48592601,49977266,45888261,528087,"NA",144986215]
[null,2005,"IN","Total Electric Industry",33628670,23958618,48944355,17267,"NA",106548910]
[null,2005,"KS","Total Electric Industry",13406146,14453103,11165034,0,"NA",39024283]
[null,2005,"KY","Total Electric Industry",26947109,19090657,43313700,0,"NA",89351466]
[null,2005,"LA","Total Electric Industry",28654171,21692000,27031224,11775,"NA",77389170]
[null,2005,"MA","Total Electric Industry",20539324,26415494,9870553,402217,"NA",57227588]
[null,2005,"MD","Total Electric Industry",28439645,17931771,21516638,477331,"NA",68365385]
[null,2005,"ME","Total Electric Industry",4503454,4157213,3702212,0,"NA",12362879]
[null,2005,"MI","Total Electric Industry",36094954,39599845,34744739,5025,"NA",110444563]
[null,2005,"MN","Total Electric Industry",21743001,21985392,22265880,24780,"NA",66019053]
[null,2005,"MO","Total Electric Industry",34411988,29640253,16868838,19415,"NA",80940494]
[null,2005,"MS","Total Electric Industry",17953344,12665855,15281865,0,"NA",45901064]
[null,2005,"MT","Total Electric Industry",4221448,4473394,4783996,0,"NA",13478838]
[null,2005,"NC","Total Electric Industry",54072734,44161328,30101279,36,"NA",128335377]
[null,2005,"ND","Total Electric Industry",3796009,3993818,3050163,0,"NA",10839990]
[null,2005,"NE","Total Electric Industry",9309209,8848232,8818503,0,"NA",26975944]
[null,2005,"NH","Total Electric Industry",4495376,4575721,2173531,0,"NA",11244628]
[null,2005,"NJ","Total Electric Industry",29973443,39762419,11862286,298665,"NA",81896813]
[null,2005,"NM","Total Electric Industry",5864834,8410621,6363496,0,"NA",20638951]
[null,2005,"NV","Total Electric Industry",11079816,8515904,12896931,7979,"NA",32500630]
[null,2005,"NY","Total Electric Industry",50532850,76821809,19946551,2846361,"NA",150147571]
[null,2005,"OH","Total Electric Industry",53904244,46869755,59354379,47925,"NA",160176303]
[null,2005,"OK","Total Electric Industry",21309314,17477404,14920384,0,"NA",53707102]
[null,2005,"OR","Total Electric Industry",18338815,15379662,12683813,16955,"NA",46419245]
[null,2005,"PA","Total Electric Industry",53661476,45781817,47950070,879577,"NA",148272940]
[null,2005,"RI","Total Electric Industry",3171377,3628138,1249597,0,"NA",8049112]
[null,2005,"SC","Total Electric Industry",28675763,20497870,32080455,0,"NA",81254088]
[null,2005,"SD","Total Electric Industry",3972979,3998480,1839558,0,"NA",9811017]
[null,2005,"TN","Total Electric Industry",41132286,29146413,33625413,1309,"NA",103905421]
[null,2005,"TX","Total Electric Industry",126561913,110784312,96841431,70606,"NA",334258262]
[null,2005,"UT","Total Electric Industry",7567279,9416776,7988772,27671,"NA",25000498]
[null,2005,"VA","Total Electric Industry",44661839,44670192,19354048,163473,"NA",108849552]
[null,2005,"VT","Total Electric Industry",2188639,2050800,1643614,0,"NA",5883053]
[null,2005,"WA","Total Electric Industry",33212197,28099583,22111773,1647,"NA",83425200]
[null,2005,"WI","Total Electric Industry",22458357,22501289,25376037,0,"NA",70335683]
[null,2005,"WV","Total Electric Industry",11384443,7451627,11311577,4422,"NA",30152069]
[null,2005,"WY","Total Electric Industry",2376532,3754053,8007142,0,"NA",14137727]
[null,2005,"US","Total Electric Industry",1359227107,1275079020,1019156065,7506321,"NA",3660968513]
[null,2005,"AK","Full-Service Providers",2061652,2694911,1156008,0,"NA",5912571]
[null,2005,"AL","Full-Service Providers",31315100,21607755,36278765,0,"NA",89201620]
[null,2005,"AR","Full-Service Providers",17133693,11366398,17664832,0,"NA",46164923]
[null,2005,"AZ","Full-Service Providers",30543645,27468349,11378692,0,"NA",69390686]
[null,2005,"CA","Full-Service Providers",85335030,105353131,39669627,485394,"NA",230843182]
[null,2005,"CO","Full-Service Providers",16436381,19845958,12051510,19387,"NA",48353236]
[null,2005,"CT","Full-Service Providers",13467029,13607308,5090428,189784,"NA",32354549]
[null,2005,"DC","Full-Service Providers",1852541,3152706,-229740,27412,"NA",4802919]
[null,2005,"DE","Full-Service Providers",4594009,4237504,2355582,0,"NA",11187095]
[null,2005,"FL","Full-Service Providers",115791459,89410281,19676345,98926,"NA",224977011]
[null,2005,"GA","Full-Service Providers",52826512,44663298,34601792,173850,"NA",132265452]
[null,2005,"HI","Full-Service Providers",3164065,3463147,3911698,0,"NA",10538910]
[null,2005,"IA","Full-Service Providers",13570604,11271017,17915187,0,"NA",42756808]
[null,2005,"ID","Full-Service Providers",7600766,5615471,8636444,0,"NA",21852681]
[null,2005,"IL","Full-Service Providers",48592601,37085288,30842521,528087,"NA",117048497]
[null,2005,"IN","Full-Service Providers",33628670,23958618,48944355,17267,"NA",106548910]
[null,2005,"KS","Full-Service Providers",13406146,14453103,11165034,0,"NA",39024283]
[null,2005,"KY","Full-Service Providers",26947109,19090657,43313700,0,"NA",89351466]
[null,2005,"LA","Full-Service Providers",28654171,21692000,27031224,11775,"NA",77389170]
[null,2005,"MA","Full-Service Providers",18779321,15341833,7127010,125457,"NA",41373621]
[null,2005,"MD","Full-Service Providers",27941596,12139069,9082610,0,"NA",49163275]
[null,2005,"ME","Full-Service Providers",81900,43960,243734,0,"NA",369594]
[null,2005,"MI","Full-Service Providers",36093525,33007768,30004381,5025,"NA",99110699]
[null,2005,"MN","Full-Service Providers",21743001,21985392,22265880,24780,"NA",66019053]
[null,2005,"MO","Full-Service Providers",34411988,29640253,16868838,19415,"NA",80940494]
[null,2005,"MS","Full-Service Providers",17953344,12665855,15281865,0,"NA",45901064]
[null,2005,"MT","Full-Service Providers",4221448,4468293,1952692,0,"NA",10642433]
[null,2005,"NC","Full-Service Providers",54072734,44161328,30101279,36,"NA",128335377]
[null,2005,"ND","Full-Service Providers",3796009,3993818,3050163,0,"NA",10839990]
[null,2005,"NE","Full-Service Providers",9309209,8848232,8818503,0,"NA",26975944]
[null,2005,"NH","Full-Service Providers",4495376,4555198,2071380,0,"NA",11121954]
[null,2005,"NJ","Full-Service Providers",29956491,30389593,4891442,105878,"NA",65343404]
[null,2005,"NM","Full-Service Providers",5864834,8410621,6363496,0,"NA",20638951]
[null,2005,"NV","Full-Service Providers",11079816,8515904,12722115,7979,"NA",32325814]
[null,2005,"NY","Full-Service Providers",47375925,38527050,7267481,303995,"NA",93474451]
[null,2005,"OH","Full-Service Providers",46182883,36735429,50494414,47925,"NA",133460651]
[null,2005,"OK","Full-Service Providers",21309314,17477404,14920384,0,"NA",53707102]
[null,2005,"OR","Full-Service Providers",18338815,14979511,11529360,16955,"NA",44864641]
[null,2005,"PA","Full-Service Providers",52297867,40154355,43905376,863359,"NA",137220957]
[null,2005,"RI","Full-Service Providers",3171377,2937361,1051648,0,"NA",7160386]
[null,2005,"SC","Full-Service Providers",28675763,20497870,32080455,0,"NA",81254088]
[null,2005,"SD","Full-Service Providers",3972979,3998480,1839558,0,"NA",9811017]
[null,2005,"TN","Full-Service Providers",41132286,29146413,33625413,1309,"NA",103905421]
[null,2005,"TX","Full-Service Providers",126561913,110784312,96841431,70606,"NA",334258262]
[null,2005,"UT","Full-Service Providers",7567279,9416776,7988772,27671,"NA",25000498]
[null,2005,"VA","Full-Service Providers",44639931,44670045,19354048,163473,"NA",108827497]
[null,2005,"VT","Full-Service Providers",2188639,2050800,1643614,0,"NA",5883053]
[null,2005,"WA","Full-Service Providers",33212197,28041069,20139830,1647,"NA",81394743]
[null,2005,"WI","Full-Service Providers",22458357,22501289,25376037,0,"NA",70335683]
[null,2005,"WV","Full-Service Providers",11384443,7451627,11311577,4422,"NA",30152069]
[null,2005,"WY","Full-Service Providers",2376532,3754053,8007142,0,"NA",14137727]
[null,2005,"US","Full-Service Providers",1339568275,1151327861,929675932,3341814,"NA",3423913882]
[null,2005,"CA","Energy-Only Providers",275380,12197394,10572662,360889,"NA",23406325]
[null,2005,"CT","Energy-Only Providers",335933,342039,62508,0,"NA",740480]
[null,2005,"DC","Energy-Only Providers",85729,6143216,486187,298156,"NA",7013288]
[null,2005,"DE","Energy-Only Providers",0,253,949440,0,"NA",949693]
[null,2005,"IL","Energy-Only Providers",0,12891978,15045740,0,"NA",27937718]
[null,2005,"MA","Energy-Only Providers",1760003,11073661,2743543,276760,"NA",15853967]
[null,2005,"MD","Energy-Only Providers",498049,5792702,12434028,477331,"NA",19202110]
[null,2005,"ME","Energy-Only Providers",4421554,4113253,3458478,0,"NA",11993285]
[null,2005,"MI","Energy-Only Providers",1429,6592077,4740358,0,"NA",11333864]
[null,2005,"MT","Energy-Only Providers",0,5101,2831304,0,"NA",2836405]
[null,2005,"NH","Energy-Only Providers",0,20523,102151,0,"NA",122674]
[null,2005,"NJ","Energy-Only Providers",16952,9372826,6970844,192787,"NA",16553409]
[null,2005,"NV","Energy-Only Providers",0,0,174816,0,"NA",174816]
[null,2005,"NY","Energy-Only Providers",3156925,38294759,12679070,2542366,"NA",56673120]
[null,2005,"OH","Energy-Only Providers",7721361,10134326,8859965,0,"NA",26715652]
[null,2005,"OR","Energy-Only Providers",0,400151,1154453,0,"NA",1554604]
[null,2005,"PA","Energy-Only Providers",1363609,5627462,4044694,16218,"NA",11051983]
[null,2005,"RI","Energy-Only Providers",0,690777,197949,0,"NA",888726]
[null,2005,"VA","Energy-Only Providers",21908,147,0,0,"NA",22055]
[null,2005,"WA","Energy-Only Providers",0,58514,1971943,0,"NA",2030457]
[null,2005,"US","Energy-Only Providers",19658832,123751159,89480133,4164507,"NA",237054631]
[null,2004,"AK","Total Electric Industry",2061905,2600608,1125971,0,"NA",5788484]
[null,2004,"AL","Total Electric Industry",30109115,21166144,35595260,0,"NA",86870519]
[null,2004,"AR","Total Electric Industry",15619397,10730967,17321996,0,"NA",43672360]
[null,2004,"AZ","Total Electric Industry",28920651,26106424,11906176,0,"NA",66933251]
[null,2004,"CA","Total Electric Industry",83361251,118952885,48811586,900251,"NA",252025973]
[null,2004,"CO","Total Electric Industry",15532168,19497956,11675139,18578,"NA",46723841]
[null,2004,"CT","Total Electric Industry",13211390,13454655,5358497,190068,"NA",32214610]
[null,2004,"DC","Total Electric Industry",1834434,8994298,282050,304065,"NA",11414847]
[null,2004,"DE","Total Electric Industry",4304533,4033420,3423200,0,"NA",11761153]
[null,2004,"FL","Total Electric Industry",112203012,86765231,19518051,98200,"NA",218584494]
[null,2004,"GA","Total Electric Industry",51123502,42316393,35845569,180320,"NA",129465784]
[null,2004,"HI","Total Electric Industry",3162192,3632408,3936920,0,"NA",10731520]
[null,2004,"IA","Total Electric Industry",12625127,10840215,17437431,0,"NA",40902773]
[null,2004,"ID","Total Electric Industry",7313929,5484015,9010730,0,"NA",21808674]
[null,2004,"IL","Total Electric Industry",43442533,47358378,48008008,445037,"NA",139253956]
[null,2004,"IN","Total Electric Industry",31192229,22956901,48928497,16636,"NA",103094263]
[null,2004,"KS","Total Electric Industry",12416599,13830551,10879390,0,"NA",37126540]
[null,2004,"KY","Total Electric Industry",25186568,18443306,42891282,0,"NA",86521156]
[null,2004,"LA","Total Electric Industry",28862996,22567786,28290476,15854,"NA",79737112]
[null,2004,"MA","Total Electric Industry",19768529,26020124,9946998,406368,"NA",56142019]
[null,2004,"MD","Total Electric Industry",27951978,17264135,21194572,481015,"NA",66891700]
[null,2004,"ME","Total Electric Industry",4331109,4325470,3711089,0,"NA",12367668]
[null,2004,"MI","Total Electric Industry",33103586,38632100,34867337,3017,"NA",106606040]
[null,2004,"MN","Total Electric Industry",20507412,20406705,22415428,10770,"NA",63340315]
[null,2004,"MO","Total Electric Industry",31350643,28391148,14302630,9875,"NA",74054296]
[null,2004,"MS","Total Electric Industry",17580026,12750284,15702228,0,"NA",46032538]
[null,2004,"MT","Total Electric Industry",4052761,4330178,4573843,0,"NA",12956782]
[null,2004,"NC","Total Electric Industry",51717380,42864261,31075166,0,"NA",125656807]
[null,2004,"ND","Total Electric Industry",3662781,3843141,3010478,0,"NA",10516400]
[null,2004,"NE","Total Electric Industry",8756735,8501171,8618024,0,"NA",25875930]
[null,2004,"NH","Total Electric Industry",4281738,4363073,2328498,0,"NA",10973309]
[null,2004,"NJ","Total Electric Industry",28020125,38073559,11209578,289905,"NA",77593167]
[null,2004,"NM","Total Electric Industry",5634821,8238750,5972164,0,"NA",19845735]
[null,2004,"NV","Total Electric Industry",10672590,8275330,12364386,0,"NA",31312306]
[null,2004,"NY","Total Electric Industry",47378876,74377929,20675049,2649855,"NA",145081709]
[null,2004,"OH","Total Electric Industry",50300038,45313453,58558349,49274,"NA",154221114]
[null,2004,"OK","Total Electric Industry",19699041,17020382,14222619,0,"NA",50942042]
[null,2004,"OR","Total Electric Industry",18000708,15666621,11953569,15550,"NA",45636448]
[null,2004,"PA","Total Electric Industry",50663389,44355434,47659216,823454,"NA",143501493]
[null,2004,"RI","Total Electric Industry",3000355,3542437,1344783,0,"NA",7887575]
[null,2004,"SC","Total Electric Industry",27909738,20112912,31885690,0,"NA",79908340]
[null,2004,"SD","Total Electric Industry",3695725,3627165,1890954,0,"NA",9213844]
[null,2004,"TN","Total Electric Industry",38525656,28248753,32885218,1038,"NA",99660665]
[null,2004,"TX","Total Electric Industry",120329880,99615578,100588036,81346,"NA",320614840]
[null,2004,"UT","Total Electric Industry",7324848,9345111,7816391,25354,"NA",24511704]
[null,2004,"VA","Total Electric Industry",42503395,43024672,19734461,161645,"NA",105424173]
[null,2004,"VT","Total Electric Industry",2109494,1977540,1576738,0,"NA",5663772]
[null,2004,"WA","Total Electric Industry",32454682,28225786,19259409,41731,"NA",79981608]
[null,2004,"WI","Total Electric Industry",21192325,19348875,27434509,0,"NA",67975709]
[null,2004,"WV","Total Electric Industry",10755869,7216779,10941528,4436,"NA",28918612]
[null,2004,"WY","Total Electric Industry",2261814,3393334,7884365,0,"NA",13539513]
[null,2004,"US","Total Electric Industry",1291981578,1230424731,1017849532,7223642,"NA",3547479483]
[null,2004,"AK","Full-Service Providers",2061905,2600608,1125971,0,"NA",5788484]
[null,2004,"AL","Full-Service Providers",30109115,21166144,35595260,0,"NA",86870519]
[null,2004,"AR","Full-Service Providers",15619397,10730967,17321996,0,"NA",43672360]
[null,2004,"AZ","Full-Service Providers",28920651,26106424,11906176,0,"NA",66933251]
[null,2004,"CA","Full-Service Providers",83016797,106533467,37318682,531715,"NA",227400661]
[null,2004,"CO","Full-Service Providers",15532168,19497956,11675139,18578,"NA",46723841]
[null,2004,"CT","Full-Service Providers",12945868,13131853,5202386,190068,"NA",31470175]
[null,2004,"DC","Full-Service Providers",1634261,5973243,153014,0,"NA",7760518]
[null,2004,"DE","Full-Service Providers",4304533,4033224,2413430,0,"NA",10751187]
[null,2004,"FL","Full-Service Providers",112203012,86765231,19518051,98200,"NA",218584494]
[null,2004,"GA","Full-Service Providers",51123502,42316393,35845569,180320,"NA",129465784]
[null,2004,"HI","Full-Service Providers",3162192,3632408,3936920,0,"NA",10731520]
[null,2004,"IA","Full-Service Providers",12625127,10840215,17437431,0,"NA",40902773]
[null,2004,"ID","Full-Service Providers",7313929,5484015,8969471,0,"NA",21767415]
[null,2004,"IL","Full-Service Providers",43442533,36019421,32279927,445037,"NA",112186918]
[null,2004,"IN","Full-Service Providers",31192229,22956901,48928497,16636,"NA",103094263]
[null,2004,"KS","Full-Service Providers",12416599,13830551,10879390,0,"NA",37126540]
[null,2004,"KY","Full-Service Providers",25186568,18443306,42891282,0,"NA",86521156]
[null,2004,"LA","Full-Service Providers",28862996,22567786,28290476,15854,"NA",79737112]
[null,2004,"MA","Full-Service Providers",19365454,16832351,7262684,130710,"NA",43591199]
[null,2004,"MD","Full-Service Providers",27205655,13546019,12465174,22789,"NA",53239637]
[null,2004,"ME","Full-Service Providers",79758,318443,194582,0,"NA",592783]
[null,2004,"MI","Full-Service Providers",33102338,30710923,28798475,3017,"NA",92614753]
[null,2004,"MN","Full-Service Providers",20507412,20406705,22415428,10770,"NA",63340315]
[null,2004,"MO","Full-Service Providers",31350643,28391148,14302630,9875,"NA",74054296]
[null,2004,"MS","Full-Service Providers",17580026,12750284,15702228,0,"NA",46032538]
[null,2004,"MT","Full-Service Providers",4052761,3890395,2140978,0,"NA",10084134]
[null,2004,"NC","Full-Service Providers",51717380,42864261,31075166,0,"NA",125656807]
[null,2004,"ND","Full-Service Providers",3662781,3843141,3010478,0,"NA",10516400]
[null,2004,"NE","Full-Service Providers",8756735,8501171,8618024,0,"NA",25875930]
[null,2004,"NH","Full-Service Providers",4281738,4325254,2256442,0,"NA",10863434]
[null,2004,"NJ","Full-Service Providers",27463420,27765862,3757395,32894,"NA",59019571]
[null,2004,"NM","Full-Service Providers",5634821,8238750,5972164,0,"NA",19845735]
[null,2004,"NV","Full-Service Providers",10672590,8275330,12362678,0,"NA",31310598]
[null,2004,"NY","Full-Service Providers",44916264,42498931,8631370,304026,"NA",96350591]
[null,2004,"OH","Full-Service Providers",42952465,34657382,48680188,49274,"NA",126339309]
[null,2004,"OK","Full-Service Providers",19699041,17020382,14222619,0,"NA",50942042]
[null,2004,"OR","Full-Service Providers",18000708,14996201,11778569,15550,"NA",44791028]
[null,2004,"PA","Full-Service Providers",47526849,36834698,45688900,797603,"NA",130848050]
[null,2004,"RI","Full-Service Providers",2997546,3063308,982482,0,"NA",7043336]
[null,2004,"SC","Full-Service Providers",27909738,20112912,31885690,0,"NA",79908340]
[null,2004,"SD","Full-Service Providers",3695725,3627165,1890954,0,"NA",9213844]
[null,2004,"TN","Full-Service Providers",38525656,28248753,32885218,1038,"NA",99660665]
[null,2004,"TX","Full-Service Providers",120329880,99615578,100588036,81346,"NA",320614840]
[null,2004,"UT","Full-Service Providers",7324848,9345111,7816391,25354,"NA",24511704]
[null,2004,"VA","Full-Service Providers",42477627,43024533,19734461,161645,"NA",105398266]
[null,2004,"VT","Full-Service Providers",2109494,1977540,1576738,0,"NA",5663772]
[null,2004,"WA","Full-Service Providers",32454682,28225785,18883890,41731,"NA",79606088]
[null,2004,"WI","Full-Service Providers",21192325,19348875,27434509,0,"NA",67975709]
[null,2004,"WV","Full-Service Providers",10755869,7216779,10941528,4436,"NA",28918612]
[null,2004,"WY","Full-Service Providers",2261814,3393334,7884365,0,"NA",13539513]
[null,2004,"US","Full-Service Providers",1272237425,1116497417,933529502,3188466,"NA",3325452810]
[null,2004,"CA","Energy-Only Providers",344454,12419418,11492904,368536,"NA",24625312]
[null,2004,"CT","Energy-Only Providers",265522,322802,156111,0,"NA",744435]
[null,2004,"DC","Energy-Only Providers",200173,3021055,129036,304065,"NA",3654329]
[null,2004,"DE","Energy-Only Providers",0,196,1009770,0,"NA",1009966]
[null,2004,"ID","Energy-Only Providers",0,0,41259,0,"NA",41259]
[null,2004,"IL","Energy-Only Providers",0,11338957,15728081,0,"NA",27067038]
[null,2004,"MA","Energy-Only Providers",403075,9187773,2684314,275658,"NA",12550820]
[null,2004,"MD","Energy-Only Providers",746323,3718116,8729398,458226,"NA",13652063]
[null,2004,"ME","Energy-Only Providers",4251351,4007027,3516507,0,"NA",11774885]
[null,2004,"MI","Energy-Only Providers",1248,7921177,6068862,0,"NA",13991287]
[null,2004,"MT","Energy-Only Providers",0,439783,2432865,0,"NA",2872648]
[null,2004,"NH","Energy-Only Providers",0,37819,72056,0,"NA",109875]
[null,2004,"NJ","Energy-Only Providers",556705,10307697,7452183,257011,"NA",18573596]
[null,2004,"NV","Energy-Only Providers",0,0,1708,0,"NA",1708]
[null,2004,"NY","Energy-Only Providers",2462612,31878998,12043679,2345829,"NA",48731118]
[null,2004,"OH","Energy-Only Providers",7347573,10656071,9878161,0,"NA",27881805]
[null,2004,"OR","Energy-Only Providers",0,670420,175000,0,"NA",845420]
[null,2004,"PA","Energy-Only Providers",3136540,7520736,1970316,25851,"NA",12653443]
[null,2004,"RI","Energy-Only Providers",2809,479129,362301,0,"NA",844239]
[null,2004,"VA","Energy-Only Providers",25768,139,0,0,"NA",25907]
[null,2004,"WA","Energy-Only Providers",0,1,375519,0,"NA",375520]
[null,2004,"US","Energy-Only Providers",19744153,113927314,84320030,4035176,"NA",222026673]
[null,2003,"AK","Total Electric Industry",1987009,2473028,1103645,0,"NA",5563682]
[null,2003,"AL","Total Electric Industry",29416418,20410633,34017169,0,"NA",83844220]
[null,2003,"AR","Total Electric Industry",15598301,10568019,16941939,0,"NA",43108259]
[null,2003,"AZ","Total Electric Industry",27741520,25424540,10913500,0,"NA",64079560]
[null,2003,"CA","Total Electric Industry",82925899,109577674,49908922,808821,"NA",243221316]
[null,2003,"CO","Total Electric Industry",15724839,19656729,11075619,37458,"NA",46494645]
[null,2003,"CT","Total Electric Industry",13178336,13093634,5365918,192330,"NA",31830218]
[null,2003,"DC","Total Electric Industry",1754304,8639346,267248,285485,"NA",10946383]
[null,2003,"DE","Total Electric Industry",4190390,3886166,4523034,0,"NA",12599590]
[null,2003,"FL","Total Electric Industry",112649865,85256748,19374815,97194,"NA",217378622]
[null,2003,"GA","Total Electric Industry",48174230,40554073,34768042,180312,"NA",123676657]
[null,2003,"HI","Total Electric Industry",3027624,3517123,3846089,0,"NA",10390836]
[null,2003,"IA","Total Electric Industry",12767551,11637018,16802715,0,"NA",41207284]
[null,2003,"ID","Total Electric Industry",7089744,5466348,8662593,0,"NA",21218685]
[null,2003,"IL","Total Electric Industry",43161332,49560841,43041769,483949,"NA",136247891]
[null,2003,"IN","Total Electric Industry",30726178,22441376,47283820,16405,"NA",100467779]
[null,2003,"KS","Total Electric Industry",12602296,13751156,10381938,0,"NA",36735390]
[null,2003,"KY","Total Electric Industry",24703645,17945819,42570167,0,"NA",85219631]
[null,2003,"LA","Total Electric Industry",28572305,21943667,27250507,2843,"NA",77769322]
[null,2003,"MA","Total Electric Industry",19590791,25647839,9984161,291566,"NA",55514357]
[null,2003,"MD","Total Electric Industry",26671274,16950347,27175526,461436,"NA",71258583]
[null,2003,"ME","Total Electric Industry",4218952,3959394,3793491,0,"NA",11971837]
[null,2003,"MI","Total Electric Industry",33669474,35391365,39812955,3399,"NA",108877193]
[null,2003,"MN","Total Electric Industry",20637751,20533286,21916302,0,"NA",63087339]
[null,2003,"MO","Total Electric Industry",31421927,27987361,14830600,0,"NA",74239888]
[null,2003,"MS","Total Electric Industry",17669709,12592850,15281322,0,"NA",45543881]
[null,2003,"MT","Total Electric Industry",4120150,4437530,4266980,0,"NA",12824660]
[null,2003,"NC","Total Electric Industry",49348767,41672018,30314336,0,"NA",121335121]
[null,2003,"ND","Total Electric Industry",3707436,3800069,2953603,0,"NA",10461108]
[null,2003,"NE","Total Electric Industry",8852219,8582936,8421411,0,"NA",25856566]
[null,2003,"NH","Total Electric Industry",4251834,4317817,2402891,0,"NA",10972542]
[null,2003,"NJ","Total Electric Industry",27367126,36616281,12214748,184357,"NA",76382512]
[null,2003,"NM","Total Electric Industry",5418038,8063236,5849217,0,"NA",19330491]
[null,2003,"NV","Total Electric Industry",10339935,8167940,11623785,0,"NA",30131660]
[null,2003,"NY","Total Electric Industry",47115887,72495187,21744508,2689121,"NA",144044703]
[null,2003,"OH","Total Electric Industry",49620578,44736571,57827582,4507,"NA",152189238]
[null,2003,"OK","Total Electric Industry",20161967,16958301,13307900,0,"NA",50428168]
[null,2003,"OR","Total Electric Industry",17735560,15483362,11960528,15280,"NA",45194730]
[null,2003,"PA","Total Electric Industry",49651001,43217826,46773439,726862,"NA",140369128]
[null,2003,"RI","Total Electric Industry",2998209,3489537,1308880,0,"NA",7796626]
[null,2003,"SC","Total Electric Industry",26421639,19336129,31296330,0,"NA",77054098]
[null,2003,"SD","Total Electric Industry",3739838,3713371,1626781,0,"NA",9079990]
[null,2003,"TN","Total Electric Industry",37696941,27481018,32277849,0,"NA",97455808]
[null,2003,"TX","Total Electric Industry",121354826,96694234,104546895,90000,"NA",322685955]
[null,2003,"UT","Total Electric Industry",7166407,9023642,7645673,24628,"NA",23860350]
[null,2003,"VA","Total Electric Industry",40876706,41179139,19282214,171672,"NA",101509731]
[null,2003,"VT","Total Electric Industry",2011389,1881027,1460013,0,"NA",5352429]
[null,2003,"WA","Total Electric Industry",31872045,28039324,18180029,42103,"NA",78133501]
[null,2003,"WI","Total Electric Industry",21364143,20056103,25821248,0,"NA",67241494]
[null,2003,"WV","Total Electric Industry",10473404,7136440,10687149,0,"NA",28296993]
[null,2003,"WY","Total Electric Industry",2286201,3282183,7685452,0,"NA",13253836]
[null,2003,"US","Total Electric Industry",1275823910,1198727601,1012373247,6809728,"NA",3493734486]
[null,2003,"AK","Full-Service Providers",1987009,2473028,1103645,0,"NA",5563682]
[null,2003,"AL","Full-Service Providers",29416418,20410633,34017169,0,"NA",83844220]
[null,2003,"AR","Full-Service Providers",15598301,10568019,16941939,0,"NA",43108259]
[null,2003,"AZ","Full-Service Providers",27741520,25424540,10913500,0,"NA",64079560]
[null,2003,"CA","Full-Service Providers",82537464,97490769,38860276,436523,"NA",219325032]
[null,2003,"CO","Full-Service Providers",15724839,19656729,11075619,37458,"NA",46494645]
[null,2003,"CT","Full-Service Providers",12887732,12934653,5215403,192330,"NA",31230118]
[null,2003,"DC","Full-Service Providers",1522724,4115543,87208,0,"NA",5725475]
[null,2003,"DE","Full-Service Providers",4190390,3880715,2417145,0,"NA",10488250]
[null,2003,"FL","Full-Service Providers",112649865,85256748,19374815,97194,"NA",217378622]
[null,2003,"GA","Full-Service Providers",48174230,40554073,34768042,180312,"NA",123676657]
[null,2003,"HI","Full-Service Providers",3027624,3517123,3846089,0,"NA",10390836]
[null,2003,"IA","Full-Service Providers",12767551,11637018,16802715,0,"NA",41207284]
[null,2003,"ID","Full-Service Providers",7089744,5466348,8662593,0,"NA",21218685]
[null,2003,"IL","Full-Service Providers",43161332,42453298,28971934,483949,"NA",115070513]
[null,2003,"IN","Full-Service Providers",30726178,22441376,47283820,16405,"NA",100467779]
[null,2003,"KS","Full-Service Providers",12602296,13751156,10381938,0,"NA",36735390]
[null,2003,"KY","Full-Service Providers",24703645,17945819,42570167,0,"NA",85219631]
[null,2003,"LA","Full-Service Providers",28572305,21943667,27250507,2843,"NA",77769322]
[null,2003,"MA","Full-Service Providers",19175926,19275128,7032493,291566,"NA",45775113]
[null,2003,"MD","Full-Service Providers",25795292,13710975,20103271,83399,"NA",59692937]
[null,2003,"ME","Full-Service Providers",78844,43257,646680,0,"NA",768781]
[null,2003,"MI","Full-Service Providers",33669474,34523726,30568582,3399,"NA",98765181]
[null,2003,"MN","Full-Service Providers",20637751,20533286,21916302,0,"NA",63087339]
[null,2003,"MO","Full-Service Providers",31421927,27987361,14830600,0,"NA",74239888]
[null,2003,"MS","Full-Service Providers",17669709,12592850,15281322,0,"NA",45543881]
[null,2003,"MT","Full-Service Providers",4119584,4013154,2149473,0,"NA",10282211]
[null,2003,"NC","Full-Service Providers",49348767,41672018,30314336,0,"NA",121335121]
[null,2003,"ND","Full-Service Providers",3707436,3800069,2953603,0,"NA",10461108]
[null,2003,"NE","Full-Service Providers",8852219,8582936,8421411,0,"NA",25856566]
[null,2003,"NH","Full-Service Providers",4251834,4307070,2265372,0,"NA",10824276]
[null,2003,"NJ","Full-Service Providers",26967438,33941467,8574902,184357,"NA",69668164]
[null,2003,"NM","Full-Service Providers",5418038,8063236,5849217,0,"NA",19330491]
[null,2003,"NV","Full-Service Providers",10339935,8167940,11623785,0,"NA",30131660]
[null,2003,"NY","Full-Service Providers",44650051,45254759,10193853,288847,"NA",100387510]
[null,2003,"OH","Full-Service Providers",42959181,35147697,49137696,4507,"NA",127249081]
[null,2003,"OK","Full-Service Providers",20161967,16958301,13307900,0,"NA",50428168]
[null,2003,"OR","Full-Service Providers",17735560,15483362,11960528,15280,"NA",45194730]
[null,2003,"PA","Full-Service Providers",47493753,35370139,44431568,668271,"NA",127963731]
[null,2003,"RI","Full-Service Providers",2998209,3091959,1006481,0,"NA",7096649]
[null,2003,"SC","Full-Service Providers",26421639,19336129,31296330,0,"NA",77054098]
[null,2003,"SD","Full-Service Providers",3739838,3713371,1626781,0,"NA",9079990]
[null,2003,"TN","Full-Service Providers",37696941,27481018,32277849,0,"NA",97455808]
[null,2003,"TX","Full-Service Providers",121354826,96694234,104546895,90000,"NA",322685955]
[null,2003,"UT","Full-Service Providers",7166407,9023642,7645673,24628,"NA",23860350]
[null,2003,"VA","Full-Service Providers",40846103,41179139,19282214,171672,"NA",101479128]
[null,2003,"VT","Full-Service Providers",2011389,1881027,1460013,0,"NA",5352429]
[null,2003,"WA","Full-Service Providers",31872045,27980890,16217901,42103,"NA",76112939]
[null,2003,"WI","Full-Service Providers",21364143,20056103,25821248,0,"NA",67241494]
[null,2003,"WV","Full-Service Providers",10473404,7136440,10687149,0,"NA",28296993]
[null,2003,"WY","Full-Service Providers",2286201,3282183,7685452,0,"NA",13253836]
[null,2003,"US","Full-Service Providers",1257766998,1112206121,931661404,3315043,"NA",3304949566]
[null,2003,"CA","Energy-Only Providers",388435,12086905,11048646,372298,"NA",23896284]
[null,2003,"CT","Energy-Only Providers",290604,158981,150515,0,"NA",600100]
[null,2003,"DC","Energy-Only Providers",231580,4523803,180040,285485,"NA",5220908]
[null,2003,"DE","Energy-Only Providers",0,5451,2105889,0,"NA",2111340]
[null,2003,"IL","Energy-Only Providers",0,7107543,14069835,0,"NA",21177378]
[null,2003,"MA","Energy-Only Providers",414865,6372711,2951668,0,"NA",9739244]
[null,2003,"MD","Energy-Only Providers",875982,3239372,7072255,378037,"NA",11565646]
[null,2003,"ME","Energy-Only Providers",4140108,3916137,3146811,0,"NA",11203056]
[null,2003,"MI","Energy-Only Providers",0,867639,9244373,0,"NA",10112012]
[null,2003,"MT","Energy-Only Providers",566,424376,2117507,0,"NA",2542449]
[null,2003,"NH","Energy-Only Providers",0,10747,137519,0,"NA",148266]
[null,2003,"NJ","Energy-Only Providers",399688,2674814,3639846,0,"NA",6714348]
[null,2003,"NY","Energy-Only Providers",2465836,27240428,11550655,2400274,"NA",43657193]
[null,2003,"OH","Energy-Only Providers",6661397,9588874,8689886,0,"NA",24940157]
[null,2003,"PA","Energy-Only Providers",2157248,7847687,2341871,58591,"NA",12405397]
[null,2003,"RI","Energy-Only Providers",0,397578,302399,0,"NA",699977]
[null,2003,"VA","Energy-Only Providers",30603,0,0,0,"NA",30603]
[null,2003,"WA","Energy-Only Providers",0,58434,1962128,0,"NA",2020562]
[null,2003,"US","Energy-Only Providers",18056912,86521480,80711843,3494685,"NA",188784920]
[null,2002,"AK","Total Electric Industry",1932217,2238236,1087855,"NA",207181,5465489]
[null,2002,"AL","Total Electric Industry",30021763,19665858,32615340,"NA",764117,83067078]
[null,2002,"AR","Total Electric Industry",15527374,9304383,16886708,"NA",731093,42449558]
[null,2002,"AZ","Total Electric Industry",26412614,22371092,11026379,"NA",2790652,62600737]
[null,2002,"CA","Total Electric Industry",77202300,102587366,48447725,"NA",6975941,235213332]
[null,2002,"CO","Total Electric Industry",15424846,18438437,10672226,"NA",1401187,45936696]
[null,2002,"CT","Total Electric Industry",12472813,12614039,5370339,"NA",548298,31005489]
[null,2002,"DC","Total Electric Industry",1790103,8645085,282397,"NA",411158,11128743]
[null,2002,"DE","Total Electric Industry",4020308,3787486,4151034,"NA",59906,12018734]
[null,2002,"FL","Total Electric Industry",108163825,77561350,18959313,"NA",5789042,210473530]
[null,2002,"GA","Total Electric Industry",48599732,38886943,34603113,"NA",1699290,123789078]
[null,2002,"HI","Total Electric Industry",2898380,3167933,3770401,"NA",54924,9891638]
[null,2002,"IA","Total Electric Industry",12920571,8803131,16547527,"NA",2626314,40897543]
[null,2002,"ID","Total Electric Industry",7055912,6962527,6352163,"NA",329064,20699666]
[null,2002,"IL","Total Electric Industry",45030069,44243823,39287515,"NA",9885906,138447313]
[null,2002,"IN","Total Electric Industry",31567900,21790374,47481232,"NA",589044,101428550]
[null,2002,"KS","Total Electric Industry",12745301,13392220,10195483,"NA",380536,36713540]
[null,2002,"KY","Total Electric Industry",25347157,14745178,43812377,"NA",3362123,87266835]
[null,2002,"LA","Total Electric Industry",28157092,18685881,29661709,"NA",2756307,79260989]
[null,2002,"MA","Total Electric Industry",18694666,24249594,10086842,"NA",676435,53707537]
[null,2002,"MD","Total Electric Industry",25489053,21044289,20874507,"NA",972057,68379906]
[null,2002,"ME","Total Electric Industry",4043100,3789180,3549827,"NA",59251,11441358]
[null,2002,"MI","Total Electric Industry",34336161,35880320,33537474,"NA",959565,104713520]
[null,2002,"MN","Total Electric Industry",20450927,19456717,21514632,"NA",740085,62162361]
[null,2002,"MO","Total Electric Industry",31684209,26796207,15341437,"NA",1178776,75000629]
[null,2002,"MS","Total Electric Industry",17843742,11772999,15020552,"NA",814557,45451850]
[null,2002,"MT","Total Electric Industry",4030664,4003108,4462794,"NA",334822,12831388]
[null,2002,"NC","Total Electric Industry",49854417,39276813,31381089,"NA",2174149,122686468]
[null,2002,"ND","Total Electric Industry",3663885,3403944,2635775,"NA",515749,10219353]
[null,2002,"NE","Total Electric Industry",8956037,7383737,7563454,"NA",1757833,25661061]
[null,2002,"NH","Total Electric Industry",4002520,4024499,2222292,"NA",134076,10383387]
[null,2002,"NJ","Total Electric Industry",27171374,35429281,11475853,"NA",526112,74602620]
[null,2002,"NM","Total Electric Industry",5238134,6999541,5315758,"NA",1653484,19206917]
[null,2002,"NV","Total Electric Industry",9702083,7537882,11372586,"NA",591721,29204272]
[null,2002,"NY","Total Electric Industry",46457030,62270518,25148005,"NA",13564563,147440116]
[null,2002,"OH","Total Electric Industry",50863643,39924173,58471510,"NA",4147772,153407098]
[null,2002,"OK","Total Electric Industry",19927272,13097069,12897521,"NA",3563604,49485466]
[null,2002,"OR","Total Electric Industry",17553984,14901886,12295887,"NA",503416,45255173]
[null,2002,"PA","Total Electric Industry",48729956,42631879,47089551,"NA",1368484,139819870]
[null,2002,"RI","Total Electric Industry",2828887,3315843,1331242,"NA",84727,7560699]
[null,2002,"SC","Total Electric Industry",26786631,18156632,31926073,"NA",950056,77819392]
[null,2002,"SD","Total Electric Industry",3733016,3062101,1603878,"NA",537806,8936801]
[null,2002,"TN","Total Electric Industry",38751810,26523396,31845313,"NA",1112508,98233027]
[null,2002,"TX","Total Electric Industry",121435110,87745805,102251054,"NA",9413880,320845849]
[null,2002,"UT","Total Electric Industry",6938291,8462993,7019410,"NA",846494,23267188]
[null,2002,"VA","Total Electric Industry",40358373,29998990,19520908,"NA",10740299,100618570]
[null,2002,"VT","Total Electric Industry",2046818,1945838,1591682,"NA",44925,5629263]
[null,2002,"WA","Total Electric Industry",32065997,24309634,15791500,"NA",3236725,75403856]
[null,2002,"WI","Total Electric Industry",21575371,19143997,25533710,"NA",746218,66999296]
[null,2002,"WV","Total Electric Industry",10444146,7039028,10902031,"NA",77917,28463122]
[null,2002,"WY","Total Electric Industry",2232285,3027372,7452648,"NA",161755,12874060]
[null,2002,"US","Total Electric Industry",1265179869,1104496607,990237631,"NA",105551904,3465466011]
[null,2002,"AK","Full-Service Providers",1932217,2238236,1087855,"NA",207181,5465489]
[null,2002,"AL","Full-Service Providers",30021763,19665858,32615340,"NA",764117,83067078]
[null,2002,"AR","Full-Service Providers",15527374,9304383,16886708,"NA",731093,42449558]
[null,2002,"AZ","Full-Service Providers",26412614,22371092,11026379,"NA",2790652,62600737]
[null,2002,"CA","Full-Service Providers",76780605,91155954,37686106,"NA",6949322,212571987]
[null,2002,"CO","Full-Service Providers",15424846,18438437,10672226,"NA",1401187,45936696]
[null,2002,"CT","Full-Service Providers",12299198,12531747,5236646,"NA",547689,30615280]
[null,2002,"DC","Full-Service Providers",1660279,3635358,282397,"NA",102912,5680946]
[null,2002,"DE","Full-Service Providers",4020308,3750649,3032770,"NA",59906,10863633]
[null,2002,"FL","Full-Service Providers",108163825,77561350,18959313,"NA",5789042,210473530]
[null,2002,"GA","Full-Service Providers",48599732,38886943,34603113,"NA",1699290,123789078]
[null,2002,"HI","Full-Service Providers",2898380,3167933,3770401,"NA",54924,9891638]
[null,2002,"IA","Full-Service Providers",12920571,8803131,16547527,"NA",2626314,40897543]
[null,2002,"ID","Full-Service Providers",7055912,6962527,6352163,"NA",329064,20699666]
[null,2002,"IL","Full-Service Providers",45030069,38676597,29198556,"NA",8974256,121879478]
[null,2002,"IN","Full-Service Providers",31567900,21790374,47481232,"NA",589044,101428550]
[null,2002,"KS","Full-Service Providers",12745301,13392220,10195483,"NA",380536,36713540]
[null,2002,"KY","Full-Service Providers",25347157,14745178,43812377,"NA",3362123,87266835]
[null,2002,"LA","Full-Service Providers",28157092,18685881,29661709,"NA",2756307,79260989]
[null,2002,"MA","Full-Service Providers",18439625,17638892,7216692,"NA",584554,43879763]
[null,2002,"MD","Full-Service Providers",24757199,17535366,16353411,"NA",625476,59271452]
[null,2002,"ME","Full-Service Providers",224291,339357,451160,"NA",10398,1025206]
[null,2002,"MI","Full-Service Providers",34336161,33225304,31692288,"NA",959565,100213318]
[null,2002,"MN","Full-Service Providers",20450927,19456717,21514632,"NA",740085,62162361]
[null,2002,"MO","Full-Service Providers",31684209,26796207,15341437,"NA",1178776,75000629]
[null,2002,"MS","Full-Service Providers",17843742,11772999,15020552,"NA",814557,45451850]
[null,2002,"MT","Full-Service Providers",4029588,3469643,2497786,"NA",326169,10323186]
[null,2002,"NC","Full-Service Providers",49854417,39276813,31381089,"NA",2174149,122686468]
[null,2002,"ND","Full-Service Providers",3663885,3403944,2635775,"NA",515749,10219353]
[null,2002,"NE","Full-Service Providers",8956037,7383737,7563454,"NA",1757833,25661061]
[null,2002,"NH","Full-Service Providers",3959601,3990919,2137176,"NA",125598,10213294]
[null,2002,"NJ","Full-Service Providers",27121145,34873480,10847308,"NA",526112,73368045]
[null,2002,"NM","Full-Service Providers",5238134,6999541,5315758,"NA",1653484,19206917]
[null,2002,"NV","Full-Service Providers",9702083,7537882,11372586,"NA",591721,29204272]
[null,2002,"NY","Full-Service Providers",44003075,45928360,21778604,"NA",12221933,123931972]
[null,2002,"OH","Full-Service Providers",45618743,33653994,49554936,"NA",4142972,132970645]
[null,2002,"OK","Full-Service Providers",19927272,13097069,12897521,"NA",3563604,49485466]
[null,2002,"OR","Full-Service Providers",17553984,14901886,12295887,"NA",503416,45255173]
[null,2002,"PA","Full-Service Providers",45374672,37130459,44884494,"NA",1298137,128687762]
[null,2002,"RI","Full-Service Providers",2825527,2836366,959163,"NA",12068,6633124]
[null,2002,"SC","Full-Service Providers",26786631,18156632,31926073,"NA",950056,77819392]
[null,2002,"SD","Full-Service Providers",3733016,3062101,1603878,"NA",537806,8936801]
[null,2002,"TN","Full-Service Providers",38751810,26523396,31845313,"NA",1112508,98233027]
[null,2002,"TX","Full-Service Providers",121435110,87745805,102251054,"NA",9413880,320845849]
[null,2002,"UT","Full-Service Providers",6938291,8462993,7019410,"NA",846494,23267188]
[null,2002,"VA","Full-Service Providers",40210523,29936689,19488910,"NA",10669187,100305309]
[null,2002,"VT","Full-Service Providers",2046818,1945838,1591682,"NA",44925,5629263]
[null,2002,"WA","Full-Service Providers",32065997,24309634,14703473,"NA",3236725,74315829]
[null,2002,"WI","Full-Service Providers",21575371,19143997,25533710,"NA",746218,66999296]
[null,2002,"WV","Full-Service Providers",10444146,7039028,10902031,"NA",77917,28463122]
[null,2002,"WY","Full-Service Providers",2232285,3027372,7452648,"NA",161755,12874060]
[null,2002,"US","Full-Service Providers",1248349458,1036366268,937138192,"NA",102238786,3324092704]
[null,2002,"CA","Energy-Only Providers",421695,11431412,10761619,"NA",26619,22641345]
[null,2002,"CT","Energy-Only Providers",173615,82292,133693,"NA",609,390209]
[null,2002,"DC","Energy-Only Providers",129824,5009727,0,"NA",308246,5447797]
[null,2002,"DE","Energy-Only Providers",0,36837,1118264,"NA",0,1155101]
[null,2002,"IL","Energy-Only Providers",0,5567226,10088959,"NA",911650,16567835]
[null,2002,"MA","Energy-Only Providers",255041,6610702,2870150,"NA",91881,9827774]
[null,2002,"MD","Energy-Only Providers",731854,3508923,4521096,"NA",346581,9108454]
[null,2002,"ME","Energy-Only Providers",3818809,3449823,3098667,"NA",48853,10416152]
[null,2002,"MI","Energy-Only Providers",0,2655016,1845186,"NA",0,4500202]
[null,2002,"MT","Energy-Only Providers",1076,533465,1965008,"NA",8653,2508202]
[null,2002,"NH","Energy-Only Providers",42919,33580,85116,"NA",8478,170093]
[null,2002,"NJ","Energy-Only Providers",50229,555801,628545,"NA",0,1234575]
[null,2002,"NY","Energy-Only Providers",2453955,16342158,3369401,"NA",1342630,23508144]
[null,2002,"OH","Energy-Only Providers",5244900,6270179,8916574,"NA",4800,20436453]
[null,2002,"PA","Energy-Only Providers",3355284,5501420,2205057,"NA",70347,11132108]
[null,2002,"RI","Energy-Only Providers",3360,479477,372079,"NA",72659,927575]
[null,2002,"VA","Energy-Only Providers",147850,62301,31998,"NA",71112,313261]
[null,2002,"WA","Energy-Only Providers",0,0,1088027,"NA",0,1088027]
[null,2002,"US","Energy-Only Providers",16830411,68130339,53099439,"NA",3313118,141373307]
[null,2001,"AK","Total Electric Industry",1891468,2289011,1079423,"NA",194178,5454080]
[null,2001,"AL","Total Electric Industry",27802207,18868139,31949084,"NA",738828,79358258]
[null,2001,"AR","Total Electric Industry",15103946,9153493,16734270,"NA",740740,41732449]
[null,2001,"AZ","Total Electric Industry",26200172,22045220,11376746,"NA",2652166,62274304]
[null,2001,"CA","Total Electric Industry",76667632,96459340,63041253,"NA",11590553,247758778]
[null,2001,"CO","Total Electric Industry",14470251,17889638,10918384,"NA",957765,44236038]
[null,2001,"CT","Total Electric Industry",11974617,12442208,5572234,"NA",551699,30540758]
[null,2001,"DC","Total Electric Industry",1698868,8538825,280914,"NA",361865,10880472]
[null,2001,"DE","Total Electric Industry",3733993,3605434,3977532,"NA",61667,11378626]
[null,2001,"FL","Total Electric Industry",101377095,73957635,19854252,"NA",5563151,200752133]
[null,2001,"GA","Total Electric Industry",44380213,37838787,33940715,"NA",1630758,117790473]
[null,2001,"HI","Total Electric Industry",2802470,3129441,3789894,"NA",62758,9784563]
[null,2001,"IA","Total Electric Industry",12429672,8512208,16238196,"NA",2263679,39443755]
[null,2001,"ID","Total Electric Industry",6905546,6543349,7305412,"NA",341710,21096017]
[null,2001,"IL","Total Electric Industry",41820005,43135422,40779944,"NA",10298178,136033549]
[null,2001,"IN","Total Electric Industry",29419675,25550784,42079603,"NA",683906,97733968]
[null,2001,"KS","Total Electric Industry",12062329,12786614,10569144,"NA",428864,35846951]
[null,2001,"KY","Total Electric Industry",23698316,14337928,38676360,"NA",3262895,79975499]
[null,2001,"LA","Total Electric Industry",25800335,17721987,28574383,"NA",2596046,74692751]
[null,2001,"MA","Total Electric Industry",17983531,24126800,9757211,"NA",628533,52496075]
[null,2001,"MD","Total Electric Industry",24294096,26243614,10176724,"NA",925586,61640020]
[null,2001,"ME","Total Electric Industry",3902940,3779036,4412593,"NA",57428,12151997]
[null,2001,"MI","Total Electric Industry",32304798,35025499,34174112,"NA",904938,102409347]
[null,2001,"MN","Total Electric Industry",19399686,19799222,20767343,"NA",720601,60686852]
[null,2001,"MO","Total Electric Industry",30168329,26028729,15814713,"NA",1201386,73213157]
[null,2001,"MS","Total Electric Industry",16855661,11357412,15268360,"NA",805432,44286865]
[null,2001,"MT","Total Electric Industry",3886224,3865679,3370259,"NA",324496,11446658]
[null,2001,"NC","Total Electric Industry",46200716,37744147,32931139,"NA",2150941,119026943]
[null,2001,"ND","Total Electric Industry",3479809,3070650,2753243,"NA",506055,9809757]
[null,2001,"NE","Total Electric Industry",8638208,7232147,7327582,"NA",1524703,24722640]
[null,2001,"NH","Total Electric Industry",3789290,3910770,2482550,"NA",132941,10315551]
[null,2001,"NJ","Total Electric Industry",25491423,34445279,12706552,"NA",534136,73177390]
[null,2001,"NM","Total Electric Industry",4999477,6843577,5271879,"NA",1611661,18726594]
[null,2001,"NV","Total Electric Industry",9606869,6693111,11238936,"NA",628377,28167293]
[null,2001,"NY","Total Electric Industry",44235593,60806218,25449717,"NA",13689232,144180760]
[null,2001,"OH","Total Electric Industry",47346163,39372078,65098733,"NA",3980740,155797714]
[null,2001,"OK","Total Electric Industry",19795853,13551964,13356189,"NA",2962719,49666725]
[null,2001,"OR","Total Electric Industry",17502996,14816355,13084361,"NA",481118,45884830]
[null,2001,"PA","Total Electric Industry",46029989,40552670,47383320,"NA",1305954,135271933]
[null,2001,"RI","Total Electric Industry",2699059,3240057,1385911,"NA",67890,7392917]
[null,2001,"SC","Total Electric Industry",24874643,17484201,31527678,"NA",945845,74832367]
[null,2001,"SD","Total Electric Industry",3580418,2915072,1666098,"NA",465411,8626999]
[null,2001,"TN","Total Electric Industry",36931534,25973834,32148645,"NA",1076705,96130718]
[null,2001,"TX","Total Electric Industry",117342779,87912113,98208408,"NA",14580874,318044174]
[null,2001,"UT","Total Electric Industry",6692983,8262123,7411434,"NA",850768,23217308]
[null,2001,"VA","Total Electric Industry",37325231,29065836,19701918,"NA",10360190,96453175]
[null,2001,"VT","Total Electric Industry",2009403,1925563,1608429,"NA",42051,5585446]
[null,2001,"WA","Total Electric Industry",31608471,23840525,19338924,"NA",3707327,78495247]
[null,2001,"WI","Total Electric Industry",20417899,18677917,25370339,"NA",752138,65218293]
[null,2001,"WV","Total Electric Industry",9828180,6785667,10978083,"NA",77502,27669432]
[null,2001,"WY","Total Electric Industry",2145532,2915188,7700184,"NA",188601,12949505]
[null,2001,"US","Total Electric Industry",1201606593,1083068516,996609310,"NA",113173685,3394458104]
[null,2001,"AK","Full-Service Providers",1891468,2289011,1079423,"NA",194178,5454080]
[null,2001,"AL","Full-Service Providers",27802207,18868139,31949084,"NA",738828,79358258]
[null,2001,"AR","Full-Service Providers",15103946,9153493,16734270,"NA",740740,41732449]
[null,2001,"AZ","Full-Service Providers",26200172,22045220,11376746,"NA",2652166,62274304]
[null,2001,"CA","Full-Service Providers",76050291,92058384,58383849,"NA",11168386,237660910]
[null,2001,"CO","Full-Service Providers",14470251,17889638,10918384,"NA",957765,44236038]
[null,2001,"CT","Full-Service Providers",11960742,12442049,5572234,"NA",551699,30526724]
[null,2001,"DC","Full-Service Providers",1676457,6460043,279730,"NA",150018,8566248]
[null,2001,"DE","Full-Service Providers",3733498,3447866,3216992,"NA",61667,10460023]
[null,2001,"FL","Full-Service Providers",101377095,73957635,19854252,"NA",5563151,200752133]
[null,2001,"GA","Full-Service Providers",44380213,37838787,33940715,"NA",1630758,117790473]
[null,2001,"HI","Full-Service Providers",2802470,3129441,3789894,"NA",62758,9784563]
[null,2001,"IA","Full-Service Providers",12429672,8512208,16238196,"NA",2263679,39443755]
[null,2001,"ID","Full-Service Providers",6905546,6543349,7305412,"NA",341710,21096017]
[null,2001,"IL","Full-Service Providers",41820005,39361195,34932799,"NA",8149797,124263796]
[null,2001,"IN","Full-Service Providers",29419675,25550784,42079603,"NA",683906,97733968]
[null,2001,"KS","Full-Service Providers",12062329,12786614,10569144,"NA",428864,35846951]
[null,2001,"KY","Full-Service Providers",23698316,14337928,38676360,"NA",3262895,79975499]
[null,2001,"LA","Full-Service Providers",25800335,17721987,28574383,"NA",2596046,74692751]
[null,2001,"MA","Full-Service Providers",17981485,20928628,9524580,"NA",554219,48988912]
[null,2001,"MD","Full-Service Providers",23900720,24977395,9562506,"NA",742135,59182756]
[null,2001,"ME","Full-Service Providers",619222,2067849,1280028,"NA",17572,3984671]
[null,2001,"MI","Full-Service Providers",32304798,34772494,33794513,"NA",904938,101776743]
[null,2001,"MN","Full-Service Providers",19399686,19799222,20767343,"NA",720601,60686852]
[null,2001,"MO","Full-Service Providers",30168329,26028729,15814713,"NA",1201386,73213157]
[null,2001,"MS","Full-Service Providers",16855661,11357412,15268360,"NA",805432,44286865]
[null,2001,"MT","Full-Service Providers",3885138,3306550,2082988,"NA",324496,9599172]
[null,2001,"NC","Full-Service Providers",46200716,37744147,32931139,"NA",2150941,119026943]
[null,2001,"ND","Full-Service Providers",3479809,3070650,2753243,"NA",506055,9809757]
[null,2001,"NE","Full-Service Providers",8638208,7232147,7327582,"NA",1524703,24722640]
[null,2001,"NH","Full-Service Providers",3789290,3909586,2482550,"NA",132941,10314367]
[null,2001,"NJ","Full-Service Providers",25347986,32788232,11479542,"NA",520104,70135864]
[null,2001,"NM","Full-Service Providers",4999477,6843577,5271879,"NA",1611661,18726594]
[null,2001,"NV","Full-Service Providers",9606869,6693111,11238936,"NA",628377,28167293]
[null,2001,"NY","Full-Service Providers",42374596,47364655,23349338,"NA",12506560,125595149]
[null,2001,"OH","Full-Service Providers",45784318,37002089,57833918,"NA",3817716,144438041]
[null,2001,"OK","Full-Service Providers",19795853,13551964,13356189,"NA",2962719,49666725]
[null,2001,"OR","Full-Service Providers",17502996,14816355,13084361,"NA",481118,45884830]
[null,2001,"PA","Full-Service Providers",41000384,31657324,41969506,"NA",1285452,115912666]
[null,2001,"RI","Full-Service Providers",2699059,2583479,1169082,"NA",-3968,6447652]
[null,2001,"SC","Full-Service Providers",24874643,17484201,31527678,"NA",945845,74832367]
[null,2001,"SD","Full-Service Providers",3580418,2915072,1666098,"NA",465411,8626999]
[null,2001,"TN","Full-Service Providers",36931534,25973834,32148645,"NA",1076705,96130718]
[null,2001,"TX","Full-Service Providers",117228922,87453725,97785695,"NA",14579159,317047501]
[null,2001,"UT","Full-Service Providers",6692983,8262123,7411434,"NA",850768,23217308]
[null,2001,"VA","Full-Service Providers",36982317,28875303,19634105,"NA",10352410,95844135]
[null,2001,"VT","Full-Service Providers",2009403,1925563,1608429,"NA",42051,5585446]
[null,2001,"WA","Full-Service Providers",31608471,23840525,18167961,"NA",3707327,77324284]
[null,2001,"WI","Full-Service Providers",20417899,18677917,25370339,"NA",752138,65218293]
[null,2001,"WV","Full-Service Providers",9828180,6785667,10978083,"NA",77502,27669432]
[null,2001,"WY","Full-Service Providers",2145532,2915188,7700184,"NA",188601,12949505]
[null,2001,"US","Full-Service Providers",1188219590,1037998484,961812417,"NA",108632086,3296662577]
[null,2001,"CA","Energy-Only Providers",617341,4400956,4657404,"NA",422167,10097868]
[null,2001,"CT","Energy-Only Providers",13875,159,0,"NA",0,14034]
[null,2001,"DC","Energy-Only Providers",22411,2078782,1184,"NA",211847,2314224]
[null,2001,"DE","Energy-Only Providers",495,157568,760540,"NA",0,918603]
[null,2001,"IL","Energy-Only Providers",0,3774227,5847145,"NA",2148381,11769753]
[null,2001,"MA","Energy-Only Providers",2046,3198172,232631,"NA",74314,3507163]
[null,2001,"MD","Energy-Only Providers",393376,1266219,614218,"NA",183451,2457264]
[null,2001,"ME","Energy-Only Providers",3283718,1711187,3132565,"NA",39856,8167326]
[null,2001,"MI","Energy-Only Providers",0,253005,379599,"NA",0,632604]
[null,2001,"MT","Energy-Only Providers",1086,559129,1287271,"NA",0,1847486]
[null,2001,"NH","Energy-Only Providers",0,1184,0,"NA",0,1184]
[null,2001,"NJ","Energy-Only Providers",143437,1657047,1227010,"NA",14032,3041526]
[null,2001,"NY","Energy-Only Providers",1860997,13441563,2100379,"NA",1182672,18585611]
[null,2001,"OH","Energy-Only Providers",1561845,2369989,7264815,"NA",163024,11359673]
[null,2001,"PA","Energy-Only Providers",5029605,8895346,5413814,"NA",20502,19359267]
[null,2001,"RI","Energy-Only Providers",0,656578,216829,"NA",71858,945265]
[null,2001,"TX","Energy-Only Providers",113857,458388,422713,"NA",1715,996673]
[null,2001,"VA","Energy-Only Providers",342914,190533,67813,"NA",7780,609040]
[null,2001,"WA","Energy-Only Providers",0,0,1170963,"NA",0,1170963]
[null,2001,"US","Energy-Only Providers",13387003,45070032,34796893,"NA",4541599,97795527]
[null,2000,"AK","Total Electric Industry",1854968,2236477,1036627,"NA",181898,5309970]
[null,2000,"AL","Total Electric Industry",28756115,19056898,35034489,"NA",676718,83524220]
[null,2000,"AR","Total Electric Industry",14870777,8746494,17268195,"NA",725722,41611188]
[null,2000,"AZ","Total Electric Industry",24843978,21410702,11975136,"NA",2900229,61130045]
[null,2000,"CA","Total Electric Industry",79240641,92697488,64310844,"NA",7808229,244057202]
[null,2000,"CO","Total Electric Industry",14028934,17989134,9954783,"NA",1047433,43020284]
[null,2000,"CT","Total Electric Industry",11645484,11932359,5810692,"NA",563872,29952407]
[null,2000,"DC","Total Electric Industry",1624101,8331639,272558,"NA",387223,10615521]
[null,2000,"DE","Total Electric Industry",3574848,4049665,3600866,"NA",48911,11274290]
[null,2000,"FL","Total Electric Industry",99005605,72129914,18883859,"NA",5823598,195842976]
[null,2000,"GA","Total Electric Industry",44559990,36950986,36085359,"NA",1588741,119185076]
[null,2000,"HI","Total Electric Industry",2764618,3035747,3833873,"NA",56358,9690596]
[null,2000,"IA","Total Electric Industry",12028663,8374842,17126797,"NA",1557565,39087867]
[null,2000,"ID","Total Electric Industry",7006491,7067854,8407697,"NA",352057,22834099]
[null,2000,"IL","Total Electric Industry",40146401,43855228,40939212,"NA",9756121,134696962]
[null,2000,"IN","Total Electric Industry",28648540,20467905,48040239,"NA",618241,97774925]
[null,2000,"KS","Total Electric Industry",12528341,12511075,10222176,"NA",659869,35921461]
[null,2000,"KY","Total Electric Industry",23374472,13932747,37689295,"NA",3319642,78316156]
[null,2000,"LA","Total Electric Industry",27719176,18225348,31950419,"NA",2795403,80690346]
[null,2000,"MA","Total Electric Industry",17562307,23033271,10533043,"NA",644492,51773113]
[null,2000,"MD","Total Electric Industry",23949316,25804299,10066312,"NA",857877,60677804]
[null,2000,"ME","Total Electric Industry",3736802,3712198,4550515,"NA",163462,12162977]
[null,2000,"MI","Total Electric Industry",30707267,35867003,37267697,"NA",930249,104772216]
[null,2000,"MN","Total Electric Industry",18629364,11580320,28842085,"NA",730320,59782089]
[null,2000,"MO","Total Electric Industry",29581354,25875305,16079807,"NA",1106233,72642699]
[null,2000,"MS","Total Electric Industry",17192809,11450760,15856373,"NA",836236,45336178]
[null,2000,"MT","Total Electric Industry",3907754,3791861,6567934,"NA",312433,14579982]
[null,2000,"NC","Total Electric Industry",46536517,36858836,34251859,"NA",2208244,119855456]
[null,2000,"ND","Total Electric Industry",3390036,2554044,3031306,"NA",438023,9413409]
[null,2000,"NE","Total Electric Industry",8346035,7040699,7276085,"NA",1686370,24349189]
[null,2000,"NH","Total Electric Industry",3656134,3774447,2597404,"NA",130918,10158903]
[null,2000,"NJ","Total Electric Industry",24547336,33112343,11811562,"NA",505888,69977129]
[null,2000,"NM","Total Electric Industry",4937074,6673562,5492381,"NA",1697659,18800676]
[null,2000,"NV","Total Electric Industry",9406302,6548291,11238847,"NA",598251,27791691]
[null,2000,"NY","Total Electric Industry",43017570,59764162,25838297,"NA",13406531,142026560]
[null,2000,"OH","Total Electric Industry",46488137,40757137,74019337,"NA",3930246,165194857]
[null,2000,"OK","Total Electric Industry",19640229,13115234,13934901,"NA",2873777,49564141]
[null,2000,"OR","Total Electric Industry",18211761,15289497,16353314,"NA",475842,50330414]
[null,2000,"PA","Total Electric Industry",45007795,42002203,45448582,"NA",1386746,133845326]
[null,2000,"RI","Total Electric Industry",2664399,3165650,1393540,"NA",77747,7301336]
[null,2000,"SC","Total Electric Industry",25270116,17483353,33307512,"NA",950988,77011969]
[null,2000,"SD","Total Electric Industry",3423322,2421678,2002713,"NA",435027,8282740]
[null,2000,"TN","Total Electric Industry",36622145,25756513,32289069,"NA",1059982,95727709]
[null,2000,"TX","Total Electric Industry",116895281,84847757,101588420,"NA",14931071,318262529]
[null,2000,"UT","Total Electric Industry",6513506,7884214,7917344,"NA",870213,23185277]
[null,2000,"VA","Total Electric Industry",37541300,28298795,20618946,"NA",10256361,96715402]
[null,2000,"VT","Total Electric Industry",2036934,1909516,1645857,"NA",46307,5638614]
[null,2000,"WA","Total Electric Industry",33035778,23990574,35409826,"NA",4074943,96511121]
[null,2000,"WI","Total Electric Industry",19929345,18321478,26161878,"NA",733786,65146487]
[null,2000,"WV","Total Electric Industry",9737791,6796303,11082978,"NA",75926,27692998]
[null,2000,"WY","Total Electric Industry",2102532,2748285,7320553,"NA",196314,12367684]
[null,2000,"US","Total Electric Industry",1192446491,1055232090,1064239393,"NA",109496292,3421414266]
[null,2000,"AK","Full-Service Providers",1854968,2236477,1036627,"NA",181898,5309970]
[null,2000,"AL","Full-Service Providers",28756115,19056898,35034489,"NA",676718,83524220]
[null,2000,"AR","Full-Service Providers",14870777,8746494,17268195,"NA",725722,41611188]
[null,2000,"AZ","Full-Service Providers",24843978,21281532,11975136,"NA",2900229,61000875]
[null,2000,"CA","Full-Service Providers",78011108,82524275,53104564,"NA",7682628,221322575]
[null,2000,"CO","Full-Service Providers",14028934,17989134,9954783,"NA",1047433,43020284]
[null,2000,"CT","Full-Service Providers",11645484,11932359,5810692,"NA",563872,29952407]
[null,2000,"DC","Full-Service Providers",1624101,8331639,272558,"NA",387223,10615521]
[null,2000,"DE","Full-Service Providers",3573713,3656214,3492725,"NA",48911,10771563]
[null,2000,"FL","Full-Service Providers",99005605,72129914,18883859,"NA",5823598,195842976]
[null,2000,"GA","Full-Service Providers",44559990,36950986,36085359,"NA",1588741,119185076]
[null,2000,"HI","Full-Service Providers",2764618,3035747,3833873,"NA",56358,9690596]
[null,2000,"IA","Full-Service Providers",12028663,8374842,17126797,"NA",1557565,39087867]
[null,2000,"ID","Full-Service Providers",7006491,7067854,8407697,"NA",352057,22834099]
[null,2000,"IL","Full-Service Providers",40146401,39183334,36510425,"NA",9756121,125596281]
[null,2000,"IN","Full-Service Providers",28648540,20467905,48040239,"NA",618241,97774925]
[null,2000,"KS","Full-Service Providers",12528341,12511075,10222176,"NA",659869,35921461]
[null,2000,"KY","Full-Service Providers",23374472,13932747,37689295,"NA",3319642,78316156]
[null,2000,"LA","Full-Service Providers",27719176,18225348,31950419,"NA",2795403,80690346]
[null,2000,"MA","Full-Service Providers",17534355,20859360,9843163,"NA",625456,48862334]
[null,2000,"MD","Full-Service Providers",23914064,25781656,10066312,"NA",857877,60619909]
[null,2000,"ME","Full-Service Providers",1258951,2834108,2286782,"NA",25488,6405329]
[null,2000,"MI","Full-Service Providers",30700485,35812157,36927678,"NA",930249,104370569]
[null,2000,"MN","Full-Service Providers",18629364,11580320,28842085,"NA",730320,59782089]
[null,2000,"MO","Full-Service Providers",29581354,25875305,16079807,"NA",1106233,72642699]
[null,2000,"MS","Full-Service Providers",17192809,11450760,15856373,"NA",836236,45336178]
[null,2000,"MT","Full-Service Providers",3901071,3466701,4808778,"NA",312433,12488983]
[null,2000,"NC","Full-Service Providers",46536517,36858836,34251859,"NA",2208244,119855456]
[null,2000,"ND","Full-Service Providers",3390036,2554044,3031306,"NA",438023,9413409]
[null,2000,"NE","Full-Service Providers",8346035,7040699,7276085,"NA",1686370,24349189]
[null,2000,"NH","Full-Service Providers",3638478,3622290,2584189,"NA",130918,9975875]
[null,2000,"NJ","Full-Service Providers",24064446,27315821,10932670,"NA",505888,62818825]
[null,2000,"NM","Full-Service Providers",4935622,6672110,5480765,"NA",1697659,18786156]
[null,2000,"NV","Full-Service Providers",9406302,6548291,11238847,"NA",598251,27791691]
[null,2000,"NY","Full-Service Providers",41555943,47013740,23482869,"NA",12455117,124507669]
[null,2000,"OH","Full-Service Providers",46488137,40757137,69917940,"NA",3930246,161093460]
[null,2000,"OK","Full-Service Providers",19640229,13115234,13934901,"NA",2873777,49564141]
[null,2000,"OR","Full-Service Providers",18211761,15289497,16353314,"NA",475842,50330414]
[null,2000,"PA","Full-Service Providers",41447546,25305222,30427382,"NA",961750,98141900]
[null,2000,"RI","Full-Service Providers",2664399,3018839,1372278,"NA",64799,7120315]
[null,2000,"SC","Full-Service Providers",25270116,17483353,33307512,"NA",950988,77011969]
[null,2000,"SD","Full-Service Providers",3423322,2421678,2002713,"NA",435027,8282740]
[null,2000,"TN","Full-Service Providers",36622145,25756513,32289069,"NA",1059982,95727709]
[null,2000,"TX","Full-Service Providers",116895281,84847757,101588420,"NA",14931071,318262529]
[null,2000,"UT","Full-Service Providers",6513506,7884214,7917344,"NA",870213,23185277]
[null,2000,"VA","Full-Service Providers",37541300,28298795,20618946,"NA",10256361,96715402]
[null,2000,"VT","Full-Service Providers",2036934,1909516,1645857,"NA",46307,5638614]
[null,2000,"WA","Full-Service Providers",33035778,23990574,32092384,"NA",4074943,93193679]
[null,2000,"WI","Full-Service Providers",19929345,18321478,26161878,"NA",733786,65146487]
[null,2000,"WV","Full-Service Providers",9737791,6796303,11082978,"NA",75926,27692998]
[null,2000,"WY","Full-Service Providers",2102532,2748285,7320553,"NA",196314,12367684]
[null,2000,"US","Full-Service Providers",1183137429,1000865367,1017722945,"NA",107824323,3309550064]
[null,2000,"AZ","Energy-Only Providers",0,129170,0,"NA",0,129170]
[null,2000,"CA","Energy-Only Providers",1229533,10173213,11206280,"NA",125601,22734627]
[null,2000,"DE","Energy-Only Providers",1135,393451,108141,"NA",0,502727]
[null,2000,"IL","Energy-Only Providers",0,4671894,4428787,"NA",0,9100681]
[null,2000,"MA","Energy-Only Providers",27952,2173911,689880,"NA",19036,2910779]
[null,2000,"MD","Energy-Only Providers",35252,22643,0,"NA",0,57895]
[null,2000,"ME","Energy-Only Providers",2477851,878090,2263733,"NA",137974,5757648]
[null,2000,"MI","Energy-Only Providers",6782,54846,340019,"NA",0,401647]
[null,2000,"MT","Energy-Only Providers",6683,325160,1759156,"NA",0,2090999]
[null,2000,"NH","Energy-Only Providers",17656,152157,13215,"NA",0,183028]
[null,2000,"NJ","Energy-Only Providers",482890,5796522,878892,"NA",0,7158304]
[null,2000,"NM","Energy-Only Providers",1452,1452,11616,"NA",0,14520]
[null,2000,"NY","Energy-Only Providers",1461627,12750422,2355428,"NA",951414,17518891]
[null,2000,"OH","Energy-Only Providers",0,0,4101397,"NA",0,4101397]
[null,2000,"PA","Energy-Only Providers",3560249,16696981,15021200,"NA",424996,35703426]
[null,2000,"RI","Energy-Only Providers",0,146811,21262,"NA",12948,181021]
[null,2000,"WA","Energy-Only Providers",0,0,3317442,"NA",0,3317442]
[null,2000,"US","Energy-Only Providers",9309062,54366723,46516448,"NA",1671969,111864202]
[null,1999,"AK","Total Electric Industry",1865743,2385303,843733,"NA",197836,5292615]
[null,1999,"AL","Total Electric Industry",27047743,18144535,34532960,"NA",675841,80401079]
[null,1999,"AR","Total Electric Industry",14045427,8374110,16679670,"NA",689539,39788746]
[null,1999,"AZ","Total Electric Industry",22517435,19776460,12456220,"NA",2911831,57661946]
[null,1999,"CA","Total Electric Industry",75303200,86371050,63216755,"NA",9939874,234830879]
[null,1999,"CO","Total Electric Industry",13130575,17006132,9520928,"NA",913288,40570923]
[null,1999,"CT","Total Electric Industry",11618971,11833601,5835522,"NA",514910,29803004]
[null,1999,"DC","Total Electric Industry",1642704,8146217,249201,"NA",379691,10417813]
[null,1999,"DE","Total Electric Industry",3531956,3353041,3613390,"NA",53986,10552373]
[null,1999,"FL","Total Electric Industry",93846127,69054723,18579158,"NA",5790249,187270257]
[null,1999,"GA","Total Electric Industry",41766549,34093469,35255212,"NA",1540516,112655746]
[null,1999,"HI","Total Electric Industry",2689147,2887393,3747690,"NA",56909,9381139]
[null,1999,"IA","Total Electric Industry",11866839,8268980,16499049,"NA",1398944,38033812]
[null,1999,"ID","Total Electric Industry",6806476,6449747,9170547,"NA",295624,22722394]
[null,1999,"IL","Total Electric Industry",39630637,41968404,41971768,"NA",9110730,132681539]
[null,1999,"IN","Total Electric Industry",28805508,20160545,47230192,"NA",539219,96735464]
[null,1999,"KS","Total Electric Industry",11347230,11822260,10214529,"NA",436089,33820108]
[null,1999,"KY","Total Electric Industry",22547555,13222392,40054223,"NA",3273845,79098015]
[null,1999,"LA","Total Electric Industry",26425618,17581288,31483938,"NA",2775834,78266678]
[null,1999,"MA","Total Electric Industry",17392365,21489099,9965952,"NA",560028,49407444]
[null,1999,"MD","Total Electric Industry",23342423,24988490,9936114,"NA",819198,59086225]
[null,1999,"ME","Total Electric Industry",3704413,3491172,4686582,"NA",61467,11943634]
[null,1999,"MI","Total Electric Industry",30661187,35095922,37275750,"NA",948147,103981006]
[null,1999,"MN","Total Electric Industry",17997554,10908630,27764372,"NA",728529,57399085]
[null,1999,"MO","Total Electric Industry",27765928,24111390,16121804,"NA",1045848,69044970]
[null,1999,"MS","Total Electric Industry",16321419,11151248,15735130,"NA",771995,43979792]
[null,1999,"MT","Total Electric Industry",3664414,3025111,6257748,"NA",334326,13281599]
[null,1999,"NC","Total Electric Industry",43648445,35068684,34164871,"NA",2133125,115015125]
[null,1999,"ND","Total Electric Industry",3306676,2349844,3012524,"NA",443149,9112193]
[null,1999,"NE","Total Electric Industry",7929449,6661122,6883423,"NA",1336018,22810012]
[null,1999,"NH","Total Electric Industry",3640161,3603568,2516311,"NA",128038,9888078]
[null,1999,"NJ","Total Electric Industry",24550826,32506105,13121470,"NA",524752,70703153]
[null,1999,"NM","Total Electric Industry",4649203,5891731,5957242,"NA",1543126,18041302]
[null,1999,"NV","Total Electric Industry",8385628,6048821,10860728,"NA",958130,26253307]
[null,1999,"NY","Total Electric Industry",42919230,57894373,25835437,"NA",12728601,139377641]
[null,1999,"OH","Total Electric Industry",46628504,39461042,74292951,"NA",3888333,164270830]
[null,1999,"OK","Total Electric Industry",18301131,12398450,13271058,"NA",2765991,46736630]
[null,1999,"OR","Total Electric Industry",18057849,14912422,14105808,"NA",467628,47543707]
[null,1999,"PA","Total Electric Industry",44126364,37596034,46059033,"NA",1101882,128883313]
[null,1999,"RI","Total Electric Industry",2667402,3170561,1158272,"NA",153838,7150073]
[null,1999,"SC","Total Electric Industry",23698794,16585192,32116915,"NA",902661,73303562]
[null,1999,"SD","Total Electric Industry",3302179,2290577,1948975,"NA",380623,7922354]
[null,1999,"TN","Total Electric Industry",35424922,25227579,31493221,"NA",1034657,93180379]
[null,1999,"TX","Total Electric Industry",108591468,79387673,99741189,"NA",14123850,301844180]
[null,1999,"UT","Total Electric Industry",6236407,7282205,7568121,"NA",792299,21879032]
[null,1999,"VA","Total Electric Industry",35778745,26968087,20269126,"NA",10016510,93032468]
[null,1999,"VT","Total Electric Industry",1998569,1896438,1587448,"NA",44873,5527328]
[null,1999,"WA","Total Electric Industry",32817020,23008805,39498771,"NA",3705728,99030324]
[null,1999,"WI","Total Electric Industry",19501670,17637957,25664668,"NA",743153,63547448]
[null,1999,"WV","Total Electric Industry",9452188,6473498,11126327,"NA",91995,27144008]
[null,1999,"WY","Total Electric Industry",2025096,2514240,7064582,"NA",178431,11782349]
[null,1999,"US","Total Electric Industry",1144923069,1001995720,1058216608,"NA",106951684,3312087081]
[null,1999,"AK","Full-Service Providers",1865743,2385303,843733,"NA",197836,5292615]
[null,1999,"AL","Full-Service Providers",27047743,18144535,34532960,"NA",675841,80401079]
[null,1999,"AR","Full-Service Providers",14045427,8374110,16679670,"NA",689539,39788746]
[null,1999,"AZ","Full-Service Providers",22517435,19776460,12456220,"NA",2911831,57661946]
[null,1999,"CA","Full-Service Providers",74490158,78153686,49594790,"NA",9742506,211981140]
[null,1999,"CO","Full-Service Providers",13130575,17006132,9520928,"NA",913288,40570923]
[null,1999,"CT","Full-Service Providers",11618971,11833601,5835522,"NA",514910,29803004]
[null,1999,"DC","Full-Service Providers",1642704,8146217,249201,"NA",379691,10417813]
[null,1999,"DE","Full-Service Providers",3531956,3348214,3559352,"NA",53986,10493508]
[null,1999,"FL","Full-Service Providers",93846127,69054723,18579158,"NA",5790249,187270257]
[null,1999,"GA","Full-Service Providers",41766549,34093469,35255212,"NA",1540516,112655746]
[null,1999,"HI","Full-Service Providers",2689147,2887393,3747690,"NA",56909,9381139]
[null,1999,"IA","Full-Service Providers",11866839,8268980,16499049,"NA",1398944,38033812]
[null,1999,"ID","Full-Service Providers",6806476,6449747,8294547,"NA",295624,21846394]
[null,1999,"IL","Full-Service Providers",39623234,41890618,41612267,"NA",9110730,132236849]
[null,1999,"IN","Full-Service Providers",28805508,20160545,47230192,"NA",539219,96735464]
[null,1999,"KS","Full-Service Providers",11347230,11822260,10214529,"NA",436089,33820108]
[null,1999,"KY","Full-Service Providers",22547555,13222392,40054223,"NA",3273845,79098015]
[null,1999,"LA","Full-Service Providers",26425618,17581288,31483938,"NA",2775834,78266678]
[null,1999,"MA","Full-Service Providers",17392256,20459280,9409216,"NA",560028,47820780]
[null,1999,"MD","Full-Service Providers",23342423,24988490,9936114,"NA",819198,59086225]
[null,1999,"ME","Full-Service Providers",3704413,3491172,4686582,"NA",61467,11943634]
[null,1999,"MI","Full-Service Providers",30661187,35061875,36808468,"NA",948147,103479677]
[null,1999,"MN","Full-Service Providers",17997554,10908630,27764372,"NA",728529,57399085]
[null,1999,"MO","Full-Service Providers",27765928,24042072,16121804,"NA",1045848,68975652]
[null,1999,"MS","Full-Service Providers",16321419,11151248,15735130,"NA",771995,43979792]
[null,1999,"MT","Full-Service Providers",3664414,3025111,5108004,"NA",334326,12131855]
[null,1999,"NC","Full-Service Providers",43648445,35068684,34164871,"NA",2133125,115015125]
[null,1999,"ND","Full-Service Providers",3306676,2349844,3012524,"NA",443149,9112193]
[null,1999,"NE","Full-Service Providers",7929449,6661122,6883423,"NA",1336018,22810012]
[null,1999,"NH","Full-Service Providers",3572139,3512195,2510497,"NA",128038,9722869]
[null,1999,"NJ","Full-Service Providers",24550383,32435502,13071043,"NA",524752,70581680]
[null,1999,"NM","Full-Service Providers",4644823,5887351,5922202,"NA",1543126,17997502]
[null,1999,"NV","Full-Service Providers",8385628,6048821,10860728,"NA",958130,26253307]
[null,1999,"NY","Full-Service Providers",42537758,49365932,25202100,"NA",12728601,129834391]
[null,1999,"OH","Full-Service Providers",46628504,39461042,74292951,"NA",3888165,164270662]
[null,1999,"OK","Full-Service Providers",18301131,12398450,13271058,"NA",2765991,46736630]
[null,1999,"OR","Full-Service Providers",18057849,14912422,13558467,"NA",467628,46996366]
[null,1999,"PA","Full-Service Providers",41243909,24799112,28878612,"NA",1101777,96023410]
[null,1999,"RI","Full-Service Providers",2662675,2700664,1137335,"NA",153838,6654512]
[null,1999,"SC","Full-Service Providers",23698794,16585192,32116915,"NA",902661,73303562]
[null,1999,"SD","Full-Service Providers",3302179,2290577,1948975,"NA",380623,7922354]
[null,1999,"TN","Full-Service Providers",35424922,25227579,31493221,"NA",1034657,93180379]
[null,1999,"TX","Full-Service Providers",108591468,79387673,99741189,"NA",14123850,301844180]
[null,1999,"UT","Full-Service Providers",6236407,7282205,7568121,"NA",792299,21879032]
[null,1999,"VA","Full-Service Providers",35778745,26968087,20269126,"NA",10016510,93032468]
[null,1999,"VT","Full-Service Providers",1998569,1896438,1587448,"NA",44873,5527328]
[null,1999,"WA","Full-Service Providers",32817020,23008805,34623783,"NA",3705728,94155336]
[null,1999,"WI","Full-Service Providers",19501670,17637957,25664668,"NA",743153,63547448]
[null,1999,"WV","Full-Service Providers",9452188,6473498,11126327,"NA",91995,27144008]
[null,1999,"WY","Full-Service Providers",2025096,2514240,7064582,"NA",178431,11782349]
[null,1999,"US","Full-Service Providers",1140761016,970600943,1017783037,"NA",106754043,3235899039]
[null,1999,"CA","Energy-Only Providers",813042,8217364,13621965,"NA",197368,22849739]
[null,1999,"DE","Energy-Only Providers",0,4827,54038,"NA",0,58865]
[null,1999,"ID","Energy-Only Providers",0,0,876000,"NA",0,876000]
[null,1999,"IL","Energy-Only Providers",7403,77786,359501,"NA",0,444690]
[null,1999,"MA","Energy-Only Providers",109,1029819,556736,"NA",0,1586664]
[null,1999,"MI","Energy-Only Providers",0,34047,467282,"NA",0,501329]
[null,1999,"MO","Energy-Only Providers",0,69318,0,"NA",0,69318]
[null,1999,"MT","Energy-Only Providers",0,0,1149744,"NA",0,1149744]
[null,1999,"NH","Energy-Only Providers",68022,91373,5814,"NA",0,165209]
[null,1999,"NJ","Energy-Only Providers",443,70603,50427,"NA",0,121473]
[null,1999,"NM","Energy-Only Providers",4380,4380,35040,"NA",0,43800]
[null,1999,"NY","Energy-Only Providers",381472,8528441,633337,"NA",0,9543250]
[null,1999,"OH","Energy-Only Providers",0,0,0,"NA",168,168]
[null,1999,"OR","Energy-Only Providers",0,0,547341,"NA",0,547341]
[null,1999,"PA","Energy-Only Providers",2882455,12796922,17180421,"NA",105,32859903]
[null,1999,"RI","Energy-Only Providers",4727,469897,20937,"NA",0,495561]
[null,1999,"WA","Energy-Only Providers",0,0,4874988,"NA",0,4874988]
[null,1999,"US","Energy-Only Providers",4162053,31394777,40433571,"NA",197641,76188042]
[null,1998,"AK","Total Electric Industry",1767992,2306729,818182,"NA",201681,5094584]
[null,1998,"AL","Total Electric Industry",27327100,17662317,33539416,"NA",644200,79173033]
[null,1998,"AR","Total Electric Industry",14339398,8204704,16065970,"NA",705123,39315195]
[null,1998,"AZ","Total Electric Industry",21610888,18439797,12548978,"NA",3243614,55843277]
[null,1998,"CA","Total Electric Industry",75205482,92517181,61640699,"NA",7070608,236433970]
[null,1998,"CO","Total Electric Industry",12651635,15959287,9998404,"NA",965111,39574437]
[null,1998,"CT","Total Electric Industry",10934821,11683481,5837521,"NA",500321,28956144]
[null,1998,"DC","Total Electric Industry",1595611,8051297,261869,"NA",372290,10281067]
[null,1998,"DE","Total Electric Industry",3338949,3226801,3779148,"NA",52927,10397825]
[null,1998,"FL","Total Electric Industry",95768182,67346460,18448021,"NA",5791929,187354592]
[null,1998,"GA","Total Electric Industry",41519253,32766468,35076513,"NA",1358089,110720323]
[null,1998,"HI","Total Electric Industry",2640645,2776068,3787397,"NA",56961,9261071]
[null,1998,"IA","Total Electric Industry",11855408,8033776,16078667,"NA",1350441,37318292]
[null,1998,"ID","Total Electric Industry",6610196,6005016,9193308,"NA",268433,22076953]
[null,1998,"IL","Total Electric Industry",39707057,39792448,43377166,"NA",8820422,131697093]
[null,1998,"IN","Total Electric Industry",27334287,19367619,44848353,"NA",508566,92058825]
[null,1998,"KS","Total Electric Industry",11831973,12073058,9761952,"NA",473193,34140176]
[null,1998,"KY","Total Electric Industry",21669405,12728800,38259679,"NA",3192427,75850311]
[null,1998,"LA","Total Electric Industry",26708911,17274245,30999298,"NA",2733637,77716091]
[null,1998,"MA","Total Electric Industry",16387951,21422373,10211977,"NA",584843,48607144]
[null,1998,"MD","Total Electric Industry",22406858,24284167,10343677,"NA",798936,57833638]
[null,1998,"ME","Total Electric Industry",3589078,3324367,4622053,"NA",63197,11598695]
[null,1998,"MI","Total Electric Industry",29807978,33839513,35983417,"NA",875287,100506195]
[null,1998,"MN","Total Electric Industry",17378235,10435903,28213513,"NA",716396,56744047]
[null,1998,"MO","Total Electric Industry",28264507,23920444,15800878,"NA",1024107,69009936]
[null,1998,"MS","Total Electric Industry",16392306,10781116,14598566,"NA",738250,42510238]
[null,1998,"MT","Total Electric Industry",3722471,3313181,6773787,"NA",335393,14144832]
[null,1998,"NC","Total Electric Industry",42890314,33637195,34985931,"NA",2082866,113596306]
[null,1998,"ND","Total Electric Industry",3272102,2305227,2187096,"NA",455959,8220384]
[null,1998,"NE","Total Electric Industry",8160194,6594284,6915665,"NA",1474754,23144897]
[null,1998,"NH","Total Electric Industry",3400757,3350640,2424867,"NA",126918,9303182]
[null,1998,"NJ","Total Electric Industry",23190705,31127232,13339168,"NA",504407,68161512]
[null,1998,"NM","Total Electric Industry",4641931,5703424,6185578,"NA",1642187,18173120]
[null,1998,"NV","Total Electric Industry",7974769,5655038,10518385,"NA",888883,25037075]
[null,1998,"NY","Total Electric Industry",40563199,55744980,25217943,"NA",12669403,134195525]
[null,1998,"OH","Total Electric Industry",44516171,38471813,72998337,"NA",3806855,159793176]
[null,1998,"OK","Total Electric Industry",19510723,12458949,13174693,"NA",2752210,47896575]
[null,1998,"OR","Total Electric Industry",17528598,14324216,14640063,"NA",413784,46906661]
[null,1998,"PA","Total Electric Industry",42922599,37246066,48814719,"NA",1223027,130206411]
[null,1998,"RI","Total Electric Industry",2522050,2730649,1457709,"NA",177222,6887630]
[null,1998,"SC","Total Electric Industry",23558044,16370078,31605580,"NA",920184,72453886]
[null,1998,"SD","Total Electric Industry",3303404,2262750,1868077,"NA",389800,7824031]
[null,1998,"TN","Total Electric Industry",35427693,24840012,30461384,"NA",1020800,91749889]
[null,1998,"TX","Total Electric Industry",110433808,77231316,102702147,"NA",14337493,304704764]
[null,1998,"UT","Total Electric Industry",5755763,6708937,7511167,"NA",724459,20700326]
[null,1998,"VA","Total Electric Industry",34703132,26176251,20024370,"NA",9704770,90608523]
[null,1998,"VT","Total Electric Industry",1951338,1786461,1533905,"NA",91554,5363258]
[null,1998,"WA","Total Electric Industry",31362243,22248421,37616473,"NA",3645452,94872589]
[null,1998,"WI","Total Electric Industry",19087369,16192557,26040150,"NA",741145,62061221]
[null,1998,"WV","Total Electric Industry",9053002,6207810,11161136,"NA",89313,26511261]
[null,1998,"WY","Total Electric Industry",2012635,2490006,6950163,"NA",187762,11640566]
[null,1998,"US","Total Electric Industry",1130109120,979400928,1051203115,"NA",103517589,3264230752]
[null,1998,"AK","Full-Service Providers",1767992,2306729,818182,"NA",201681,5094584]
[null,1998,"AL","Full-Service Providers",27327100,17662317,33539416,"NA",644200,79173033]
[null,1998,"AR","Full-Service Providers",14339398,8204704,16065970,"NA",705123,39315195]
[null,1998,"AZ","Full-Service Providers",21610888,18439797,12548978,"NA",3243614,55843277]
[null,1998,"CA","Full-Service Providers",74791673,85677785,58855621,"NA",7070608,226395687]
[null,1998,"CO","Full-Service Providers",12651635,15959287,9998404,"NA",965111,39574437]
[null,1998,"CT","Full-Service Providers",10934821,11683481,5837521,"NA",500321,28956144]
[null,1998,"DC","Full-Service Providers",1595611,8051297,261869,"NA",372290,10281067]
[null,1998,"DE","Full-Service Providers",3338949,3226801,3779148,"NA",52927,10397825]
[null,1998,"FL","Full-Service Providers",95768182,67346460,18448021,"NA",5791929,187354592]
[null,1998,"GA","Full-Service Providers",41519253,32766468,35076513,"NA",1358089,110720323]
[null,1998,"HI","Full-Service Providers",2640645,2776068,3787397,"NA",56961,9261071]
[null,1998,"IA","Full-Service Providers",11855408,8033776,16078667,"NA",1350441,37318292]
[null,1998,"ID","Full-Service Providers",6610196,6005016,8392701,"NA",268433,21276346]
[null,1998,"IL","Full-Service Providers",39684985,39680816,43031174,"NA",8820422,131217397]
[null,1998,"IN","Full-Service Providers",27334287,19367619,44848353,"NA",508566,92058825]
[null,1998,"KS","Full-Service Providers",11831973,12073058,9761952,"NA",473193,34140176]
[null,1998,"KY","Full-Service Providers",21669405,12728800,38259679,"NA",3192427,75850311]
[null,1998,"LA","Full-Service Providers",26708911,17274245,30999298,"NA",2733637,77716091]
[null,1998,"MA","Full-Service Providers",16387951,21422373,10211977,"NA",584843,48607144]
[null,1998,"MD","Full-Service Providers",22406858,24284167,10343677,"NA",798936,57833638]
[null,1998,"ME","Full-Service Providers",3589078,3324367,4622053,"NA",63197,11598695]
[null,1998,"MI","Full-Service Providers",29807978,33839513,35983417,"NA",875287,100506195]
[null,1998,"MN","Full-Service Providers",17378235,10435903,28213513,"NA",716396,56744047]
[null,1998,"MO","Full-Service Providers",28264507,23896071,15800878,"NA",1024107,68985563]
[null,1998,"MS","Full-Service Providers",16392306,10781116,14598566,"NA",738250,42510238]
[null,1998,"MT","Full-Service Providers",3722471,3313181,6402519,"NA",335393,13773564]
[null,1998,"NC","Full-Service Providers",42890314,33637195,34985931,"NA",2082866,113596306]
[null,1998,"ND","Full-Service Providers",3272102,2305227,2187096,"NA",455959,8220384]
[null,1998,"NE","Full-Service Providers",8160194,6594284,6915665,"NA",1474754,23144897]
[null,1998,"NH","Full-Service Providers",3383764,3328294,2414739,"NA",126918,9253715]
[null,1998,"NJ","Full-Service Providers",23190705,31127232,13339168,"NA",504407,68161512]
[null,1998,"NM","Full-Service Providers",4641931,5703424,6185578,"NA",1642187,18173120]
[null,1998,"NV","Full-Service Providers",7974769,5655038,10518385,"NA",888883,25037075]
[null,1998,"NY","Full-Service Providers",40239598,53163549,25088858,"NA",12669403,131161408]
[null,1998,"OH","Full-Service Providers",44516171,38471813,72998337,"NA",3806855,159793176]
[null,1998,"OK","Full-Service Providers",19510723,12458949,13174693,"NA",2752210,47896575]
[null,1998,"OR","Full-Service Providers",17496101,14102789,13070033,"NA",413784,45082707]
[null,1998,"PA","Full-Service Providers",41357846,36187624,47489537,"NA",1223027,126258034]
[null,1998,"RI","Full-Service Providers",2521643,2730649,1438829,"NA",177222,6868343]
[null,1998,"SC","Full-Service Providers",23558044,16370078,31605580,"NA",920184,72453886]
[null,1998,"SD","Full-Service Providers",3303404,2262750,1868077,"NA",389800,7824031]
[null,1998,"TN","Full-Service Providers",35427693,24840012,30461384,"NA",1020800,91749889]
[null,1998,"TX","Full-Service Providers",110433808,77231316,102702147,"NA",14337493,304704764]
[null,1998,"UT","Full-Service Providers",5755763,6708937,7511167,"NA",724459,20700326]
[null,1998,"VA","Full-Service Providers",34703132,26176251,20024370,"NA",9704770,90608523]
[null,1998,"VT","Full-Service Providers",1951338,1786461,1533905,"NA",91554,5363258]
[null,1998,"WA","Full-Service Providers",31362243,22234549,33807481,"NA",3645452,91049725]
[null,1998,"WI","Full-Service Providers",19087369,16192557,26040150,"NA",741145,62061221]
[null,1998,"WV","Full-Service Providers",9053002,6207810,11161136,"NA",89313,26511261]
[null,1998,"WY","Full-Service Providers",2012635,2490006,6950163,"NA",187762,11640566]
[null,1998,"US","Full-Service Providers",1127734988,968528009,1040037873,"NA",103517589,3239818459]
[null,1998,"CA","Energy-Only Providers",413809,6839396,2785078,"NA",0,10038283]
[null,1998,"ID","Energy-Only Providers",0,0,800607,"NA",0,800607]
[null,1998,"IL","Energy-Only Providers",22072,111632,345992,"NA",0,479696]
[null,1998,"MO","Energy-Only Providers",0,24373,0,"NA",0,24373]
[null,1998,"MT","Energy-Only Providers",0,0,371268,"NA",0,371268]
[null,1998,"NH","Energy-Only Providers",16993,22346,10128,"NA",0,49467]
[null,1998,"NY","Energy-Only Providers",323601,2581431,129085,"NA",0,3034117]
[null,1998,"OR","Energy-Only Providers",32497,221427,1570030,"NA",0,1823954]
[null,1998,"PA","Energy-Only Providers",1564753,1058442,1325182,"NA",0,3948377]
[null,1998,"RI","Energy-Only Providers",407,0,18880,"NA",0,19287]
[null,1998,"WA","Energy-Only Providers",0,13872,3808992,"NA",0,3822864]
[null,1998,"US","Energy-Only Providers",2374132,10872919,11165242,"NA",0,24412293]
[null,1997,"AK","Total Electric Industry",1725834,2180632,755723,"NA",178340,4840529]
[null,1997,"AL","Total Electric Industry",24893128,16397194,32617254,"NA",646293,74553869]
[null,1997,"AR","Total Electric Industry",12989655,7597337,15632217,"NA",638321,36857530]
[null,1997,"AZ","Total Electric Industry",20682568,17788390,13253007,"NA",2731870,54455835]
[null,1997,"CA","Total Electric Industry",73086272,83573965,62016549,"NA",9203340,227880126]
[null,1997,"CO","Total Electric Industry",12260908,14600180,10297368,"NA",910778,38069234]
[null,1997,"CT","Total Electric Industry",10858915,11278272,5919169,"NA",375740,28432096]
[null,1997,"DC","Total Electric Industry",1553682,7924524,262378,"NA",366197,10106781]
[null,1997,"DE","Total Electric Industry",3257281,3068181,3741116,"NA",55850,10122428]
[null,1997,"FL","Total Electric Industry",87845337,63337075,18265804,"NA",5592799,175041015]
[null,1997,"GA","Total Electric Industry",36830702,30199718,33957321,"NA",1262173,102249914]
[null,1997,"HI","Total Electric Industry",2668050,2781653,3856455,"NA",56941,9363099]
[null,1997,"IA","Total Electric Industry",11673483,7593666,15530878,"NA",1349956,36147983]
[null,1997,"ID","Total Electric Industry",6627929,5969036,9480949,"NA",315917,22393831]
[null,1997,"IL","Total Electric Industry",37264209,38160530,42836985,"NA",8691594,126953318]
[null,1997,"IN","Total Electric Industry",26550478,18513773,43549837,"NA",532526,89146614]
[null,1997,"KS","Total Electric Industry",10862127,11424472,9364946,"NA",618464,32270009]
[null,1997,"KY","Total Electric Industry",20998186,12169202,40599518,"NA",3068608,76835514]
[null,1997,"LA","Total Electric Industry",24501646,16222309,32492666,"NA",2669045,75885666]
[null,1997,"MA","Total Electric Industry",16278236,20833676,10148285,"NA",621658,47881855]
[null,1997,"MD","Total Electric Industry",21936663,23418551,10127855,"NA",781419,56264488]
[null,1997,"ME","Total Electric Industry",3658971,3279440,4957063,"NA",63465,11958939]
[null,1997,"MI","Total Electric Industry",28726279,32410931,35429624,"NA",823826,97390660]
[null,1997,"MN","Total Electric Industry",17073458,10137365,27713011,"NA",750459,55674293]
[null,1997,"MO","Total Electric Industry",26595252,22863753,15267140,"NA",985186,65711331]
[null,1997,"MS","Total Electric Industry",14817360,9954827,14622088,"NA",694450,40088725]
[null,1997,"MT","Total Electric Industry",3803973,3292924,4536674,"NA",283918,11917489]
[null,1997,"NC","Total Electric Industry",40611106,31388363,35095124,"NA",1955432,109050025]
[null,1997,"ND","Total Electric Industry",3436886,2299844,2076353,"NA",469352,8282435]
[null,1997,"NE","Total Electric Industry",7988645,6500198,6579572,"NA",1513929,22582344]
[null,1997,"NH","Total Electric Industry",3388586,3280150,2371725,"NA",126708,9167169]
[null,1997,"NJ","Total Electric Industry",22286447,29752874,13369139,"NA",506574,65915034]
[null,1997,"NM","Total Electric Industry",4501977,5440427,6186941,"NA",1398604,17527949]
[null,1997,"NV","Total Electric Industry",7801402,5453694,10034363,"NA",929637,24219096]
[null,1997,"NY","Total Electric Industry",40059254,54230715,25284881,"NA",12369075,131943925]
[null,1997,"OH","Total Electric Industry",43634915,36373148,73888462,"NA",4611569,158508094]
[null,1997,"OK","Total Electric Industry",17375599,11754259,12801828,"NA",2521167,44452853]
[null,1997,"OR","Total Electric Industry",17184524,14047426,16879914,"NA",440427,48552291]
[null,1997,"PA","Total Electric Industry",42784957,35925184,48062592,"NA",1303681,128076414]
[null,1997,"RI","Total Electric Industry",2486430,2697348,1386358,"NA",174372,6744508]
[null,1997,"SC","Total Electric Industry",21611334,14805904,31277693,"NA",839510,68534441]
[null,1997,"SD","Total Electric Industry",3376342,2206528,1840765,"NA",348913,7772548]
[null,1997,"TN","Total Electric Industry",33366969,24745253,27710271,"NA",1094578,86917071]
[null,1997,"TX","Total Electric Industry",101094027,72042446,100428660,"NA",13138376,286703509]
[null,1997,"UT","Total Electric Industry",5660706,6469491,7429910,"NA",815418,20375525]
[null,1997,"VA","Total Electric Industry",33923494,24905199,19249298,"NA",9342349,87420340]
[null,1997,"VT","Total Electric Industry",1992280,1674921,1560518,"NA",84427,5312146]
[null,1997,"WA","Total Electric Industry",31749220,21600223,33956083,"NA",3626583,90932109]
[null,1997,"WI","Total Electric Industry",18510446,15729539,25103437,"NA",750580,60094002]
[null,1997,"WV","Total Electric Industry",9026671,5944201,11180299,"NA",96053,26247224]
[null,1997,"WY","Total Electric Industry",2007299,2393863,7210826,"NA",174217,11786205]
[null,1997,"US","Total Electric Industry",1075880098,928632774,1038196892,"NA",102900664,3145610428]
[null,1997,"AK","Full-Service Providers",1725834,2180632,755723,"NA",178340,4840529]
[null,1997,"AL","Full-Service Providers",24893128,16397194,32617254,"NA",646293,74553869]
[null,1997,"AR","Full-Service Providers",12989655,7597337,15632217,"NA",638321,36857530]
[null,1997,"AZ","Full-Service Providers",20682568,17788390,13253007,"NA",2731870,54455835]
[null,1997,"CA","Full-Service Providers",73086272,83570078,62016549,"NA",9203340,227876239]
[null,1997,"CO","Full-Service Providers",12260908,14600180,10297368,"NA",910778,38069234]
[null,1997,"CT","Full-Service Providers",10858915,11278272,5919169,"NA",375740,28432096]
[null,1997,"DC","Full-Service Providers",1553682,7924524,262378,"NA",366197,10106781]
[null,1997,"DE","Full-Service Providers",3257281,3068181,3741116,"NA",55850,10122428]
[null,1997,"FL","Full-Service Providers",87845337,63337075,18265804,"NA",5592799,175041015]
[null,1997,"GA","Full-Service Providers",36830702,30199718,33957321,"NA",1262173,102249914]
[null,1997,"HI","Full-Service Providers",2668050,2781653,3856455,"NA",56941,9363099]
[null,1997,"IA","Full-Service Providers",11673483,7593666,15530878,"NA",1349956,36147983]
[null,1997,"ID","Full-Service Providers",6627929,5969036,8322400,"NA",315917,21235282]
[null,1997,"IL","Full-Service Providers",37245850,38136036,42375224,"NA",8691594,126448704]
[null,1997,"IN","Full-Service Providers",26550478,18513773,43549837,"NA",532526,89146614]
[null,1997,"KS","Full-Service Providers",10862127,11424472,9364946,"NA",618464,32270009]
[null,1997,"KY","Full-Service Providers",20998186,12169202,40599518,"NA",3068608,76835514]
[null,1997,"LA","Full-Service Providers",24501646,16222309,32492666,"NA",2669045,75885666]
[null,1997,"MA","Full-Service Providers",16274470,20833676,9929540,"NA",621658,47659344]
[null,1997,"MD","Full-Service Providers",21936663,23418551,10127855,"NA",781419,56264488]
[null,1997,"ME","Full-Service Providers",3658971,3279440,4957063,"NA",63465,11958939]
[null,1997,"MI","Full-Service Providers",28726279,32410931,35429624,"NA",823826,97390660]
[null,1997,"MN","Full-Service Providers",17073458,10137365,27713011,"NA",750459,55674293]
[null,1997,"MO","Full-Service Providers",26595252,22824947,15267140,"NA",985186,65672525]
[null,1997,"MS","Full-Service Providers",14817360,9954827,14622088,"NA",694450,40088725]
[null,1997,"MT","Full-Service Providers",3803973,3292924,4536674,"NA",283918,11917489]
[null,1997,"NC","Full-Service Providers",40611106,31388363,35095124,"NA",1955432,109050025]
[null,1997,"ND","Full-Service Providers",3436886,2299844,2076353,"NA",469352,8282435]
[null,1997,"NE","Full-Service Providers",7988645,6500198,6579572,"NA",1513929,22582344]
[null,1997,"NH","Full-Service Providers",3367518,3248467,2338537,"NA",126708,9081230]
[null,1997,"NJ","Full-Service Providers",22286447,29752874,13369139,"NA",506574,65915034]
[null,1997,"NM","Full-Service Providers",4501977,5440427,6186941,"NA",1398604,17527949]
[null,1997,"NV","Full-Service Providers",7801402,5453694,10034363,"NA",929637,24219096]
[null,1997,"NY","Full-Service Providers",40058511,54226491,25282176,"NA",12369075,131936253]
[null,1997,"OH","Full-Service Providers",43634915,36373148,73888462,"NA",4611569,158508094]
[null,1997,"OK","Full-Service Providers",17375599,11754259,12801828,"NA",2521167,44452853]
[null,1997,"OR","Full-Service Providers",17184524,14046845,15931002,"NA",440427,47602798]
[null,1997,"PA","Full-Service Providers",42715385,35899233,47956989,"NA",1303681,127875288]
[null,1997,"RI","Full-Service Providers",2486430,2651983,1380476,"NA",174372,6693261]
[null,1997,"SC","Full-Service Providers",21611334,14805904,31277693,"NA",839510,68534441]
[null,1997,"SD","Full-Service Providers",3376342,2206528,1840765,"NA",348913,7772548]
[null,1997,"TN","Full-Service Providers",33366969,24745253,27710271,"NA",1094578,86917071]
[null,1997,"TX","Full-Service Providers",101094027,72042446,100428660,"NA",13138376,286703509]
[null,1997,"UT","Full-Service Providers",5660706,6469491,7429910,"NA",815418,20375525]
[null,1997,"VA","Full-Service Providers",33923494,24905199,19249298,"NA",9342349,87420340]
[null,1997,"VT","Full-Service Providers",1992280,1674921,1560518,"NA",84427,5312146]
[null,1997,"WA","Full-Service Providers",31749220,21582705,31347981,"NA",3626583,88306489]
[null,1997,"WI","Full-Service Providers",18510446,15729539,25103437,"NA",750580,60094002]
[null,1997,"WV","Full-Service Providers",9026671,5944201,11180299,"NA",96053,26247224]
[null,1997,"WY","Full-Service Providers",2007299,2393863,7210826,"NA",174217,11786205]
[null,1997,"US","Full-Service Providers",1075766590,928440265,1032653445,"NA",102900664,3139760964]
[null,1997,"CA","Energy-Only Providers",0,3887,0,"NA",0,3887]
[null,1997,"ID","Energy-Only Providers",0,0,1158549,"NA",0,1158549]
[null,1997,"IL","Energy-Only Providers",18359,24494,461761,"NA",0,504614]
[null,1997,"MA","Energy-Only Providers",3766,0,218745,"NA",0,222511]
[null,1997,"MO","Energy-Only Providers",0,38806,0,"NA",0,38806]
[null,1997,"NH","Energy-Only Providers",21068,31683,33188,"NA",0,85939]
[null,1997,"NY","Energy-Only Providers",743,4224,2705,"NA",0,7672]
[null,1997,"OR","Energy-Only Providers",0,581,948912,"NA",0,949493]
[null,1997,"PA","Energy-Only Providers",69572,25951,105603,"NA",0,201126]
[null,1997,"RI","Energy-Only Providers",0,45365,5882,"NA",0,51247]
[null,1997,"WA","Energy-Only Providers",0,17518,2608102,"NA",0,2625620]
[null,1997,"US","Energy-Only Providers",113508,192509,5543447,"NA",0,5849464]
[null,1996,"AK","Total Electric Industry",1766184,2249874,584198,"NA",179306,4779562]
[null,1996,"AL","Total Electric Industry",25634024,13327556,33522650,"NA",620189,73104419]
[null,1996,"AR","Total Electric Industry",12933994,7442490,15139481,"NA",620611,36136576]
[null,1996,"AZ","Total Electric Industry",19746491,17252365,12782917,"NA",2302766,52084539]
[null,1996,"CA","Total Electric Industry",71396104,83391860,57682712,"NA",5641809,218112485]
[null,1996,"CO","Total Electric Industry",11870577,14239275,9947015,"NA",1016108,37072975]
[null,1996,"CT","Total Electric Industry",10942903,11171958,5928241,"NA",373843,28416945]
[null,1996,"DC","Total Electric Industry",1614293,7904611,251644,"NA",366119,10136667]
[null,1996,"DE","Total Electric Industry",3271209,2910775,3399404,"NA",59312,9640700]
[null,1996,"FL","Total Electric Industry",88314752,60988112,17212028,"NA",5317130,171832022]
[null,1996,"GA","Total Electric Industry",37762979,29139733,33175253,"NA",1229171,101307136]
[null,1996,"HI","Total Electric Industry",2675881,2761274,3884280,"NA",57526,9378961]
[null,1996,"IA","Total Electric Industry",11537222,7338062,14788783,"NA",1335349,34999416]
[null,1996,"ID","Total Electric Industry",6507968,5883266,9042133,"NA",347905,21781272]
[null,1996,"IL","Total Electric Industry",37554191,37440776,42423260,"NA",8572154,125990381]
[null,1996,"IN","Total Electric Industry",26860496,18291938,43203154,"NA",545784,88901372]
[null,1996,"KS","Total Electric Industry",10672347,11004916,9230522,"NA",382841,31290626]
[null,1996,"KY","Total Electric Industry",21353214,10658512,41929526,"NA",3077482,77018734]
[null,1996,"LA","Total Electric Industry",24310803,15919843,32544269,"NA",2494180,75269095]
[null,1996,"MA","Total Electric Industry",16255780,20345620,10085167,"NA",607206,47293773]
[null,1996,"MD","Total Electric Industry",22985771,23126093,10098448,"NA",787208,56997520]
[null,1996,"ME","Total Electric Industry",3679190,3211822,4771700,"NA",63719,11726431]
[null,1996,"MI","Total Electric Industry",28901473,32037663,34499412,"NA",863018,96301566]
[null,1996,"MN","Total Electric Industry",17157124,10114971,26934450,"NA",735154,54941699]
[null,1996,"MO","Total Electric Industry",26447604,22522442,14914972,"NA",958225,64843243]
[null,1996,"MS","Total Electric Industry",14964600,7912999,16042796,"NA",701979,39622374]
[null,1996,"MT","Total Electric Industry",3910516,3298600,6305683,"NA",304757,13819556]
[null,1996,"NC","Total Electric Industry",41591843,30662155,34141749,"NA",1900647,108296394]
[null,1996,"ND","Total Electric Industry",3601630,2377747,1835276,"NA",499506,8314159]
[null,1996,"NE","Total Electric Industry",7740905,6271903,6193276,"NA",1291380,21497464]
[null,1996,"NH","Total Electric Industry",3429127,3245865,2343740,"NA",127058,9145790]
[null,1996,"NJ","Total Electric Industry",22632226,30152284,13602503,"NA",502417,66889430]
[null,1996,"NM","Total Electric Industry",4328452,5295854,5920823,"NA",1628264,17173393]
[null,1996,"NV","Total Electric Industry",7526332,5150392,9074624,"NA",822681,22574029]
[null,1996,"NY","Total Electric Industry",40284542,52915305,25947477,"NA",12379862,131527186]
[null,1996,"OH","Total Electric Industry",44573250,36034487,73394154,"NA",4585446,158587337]
[null,1996,"OK","Total Electric Industry",17302792,11552577,12160194,"NA",2275740,43291303]
[null,1996,"OR","Total Electric Industry",17284645,13387964,17028787,"NA",708114,48409510]
[null,1996,"PA","Total Electric Industry",43644620,35396258,47207540,"NA",1374608,127623026]
[null,1996,"RI","Total Electric Industry",2480612,2607368,1350838,"NA",165380,6604198]
[null,1996,"SC","Total Electric Industry",22513555,14544887,29184592,"NA",843181,67086215]
[null,1996,"SD","Total Electric Industry",3426185,2179182,1784753,"NA",346042,7736162]
[null,1996,"TN","Total Electric Industry",35333276,5548085,45781283,"NA",996370,87659014]
[null,1996,"TX","Total Electric Industry",99656148,70865539,95308450,"NA",12619446,278449583]
[null,1996,"UT","Total Electric Industry",5481283,5911250,7659819,"NA",805717,19858069]
[null,1996,"VA","Total Electric Industry",34650534,24564931,19020734,"NA",9359444,87595643]
[null,1996,"VT","Total Electric Industry",2006213,1648630,1537130,"NA",47519,5239492]
[null,1996,"WA","Total Electric Industry",32012445,21451061,31247488,"NA",3713112,88424106]
[null,1996,"WI","Total Electric Industry",18684891,15433148,23870906,"NA",754683,58743628]
[null,1996,"WV","Total Electric Industry",9276528,5936377,10820337,"NA",93536,26126778]
[null,1996,"WY","Total Electric Industry",2022027,2424519,6890808,"NA",137715,11475069]
[null,1996,"US","Total Electric Industry",1082511751,887445174,1033631379,"NA",97538719,3101127023]
[null,1996,"AK","Full-Service Providers",1766184,2249874,584198,"NA",179306,4779562]
[null,1996,"AL","Full-Service Providers",25634024,13327556,33522650,"NA",620189,73104419]
[null,1996,"AR","Full-Service Providers",12933994,7442490,15139481,"NA",620611,36136576]
[null,1996,"AZ","Full-Service Providers",19746491,17252365,12782917,"NA",2302766,52084539]
[null,1996,"CA","Full-Service Providers",71396104,83391860,57682712,"NA",5641809,218112485]
[null,1996,"CO","Full-Service Providers",11870577,14239275,9947015,"NA",1016108,37072975]
[null,1996,"CT","Full-Service Providers",10942903,11171958,5928241,"NA",373843,28416945]
[null,1996,"DC","Full-Service Providers",1614293,7904611,251644,"NA",366119,10136667]
[null,1996,"DE","Full-Service Providers",3271209,2910775,3399404,"NA",59312,9640700]
[null,1996,"FL","Full-Service Providers",88314752,60988112,17212028,"NA",5317130,171832022]
[null,1996,"GA","Full-Service Providers",37762979,29139733,33175253,"NA",1229171,101307136]
[null,1996,"HI","Full-Service Providers",2675881,2761274,3884280,"NA",57526,9378961]
[null,1996,"IA","Full-Service Providers",11537222,7338062,14788783,"NA",1335349,34999416]
[null,1996,"ID","Full-Service Providers",6507968,5883266,8380114,"NA",347905,21119253]
[null,1996,"IL","Full-Service Providers",37534693,37431971,42050306,"NA",8572154,125589124]
[null,1996,"IN","Full-Service Providers",26860496,18291938,43203154,"NA",545784,88901372]
[null,1996,"KS","Full-Service Providers",10672347,11004916,9230522,"NA",382841,31290626]
[null,1996,"KY","Full-Service Providers",21353214,10658512,41929526,"NA",3077482,77018734]
[null,1996,"LA","Full-Service Providers",24310803,15919843,32544269,"NA",2494180,75269095]
[null,1996,"MA","Full-Service Providers",16255780,20345620,10085167,"NA",607206,47293773]
[null,1996,"MD","Full-Service Providers",22985771,23126093,10098448,"NA",787208,56997520]
[null,1996,"ME","Full-Service Providers",3679190,3211822,4771700,"NA",63719,11726431]
[null,1996,"MI","Full-Service Providers",28901473,32037663,34499412,"NA",863018,96301566]
[null,1996,"MN","Full-Service Providers",17157124,10114971,26934450,"NA",735154,54941699]
[null,1996,"MO","Full-Service Providers",26447604,22522442,14914972,"NA",958225,64843243]
[null,1996,"MS","Full-Service Providers",14964600,7912999,16042796,"NA",701979,39622374]
[null,1996,"MT","Full-Service Providers",3910516,3298600,6305683,"NA",304757,13819556]
[null,1996,"NC","Full-Service Providers",41591843,30662155,34141749,"NA",1900647,108296394]
[null,1996,"ND","Full-Service Providers",3601630,2377747,1835276,"NA",499506,8314159]
[null,1996,"NE","Full-Service Providers",7740905,6271903,6193276,"NA",1291380,21497464]
[null,1996,"NH","Full-Service Providers",3427415,3238893,2334068,"NA",127058,9127434]
[null,1996,"NJ","Full-Service Providers",22632226,30152284,13602503,"NA",502417,66889430]
[null,1996,"NM","Full-Service Providers",4328452,5295854,5920823,"NA",1628264,17173393]
[null,1996,"NV","Full-Service Providers",7526332,5150392,9074624,"NA",822681,22574029]
[null,1996,"NY","Full-Service Providers",40284542,52915305,25947477,"NA",12379862,131527186]
[null,1996,"OH","Full-Service Providers",44573250,36034487,73394154,"NA",4585446,158587337]
[null,1996,"OK","Full-Service Providers",17302792,11552577,12160194,"NA",2275740,43291303]
[null,1996,"OR","Full-Service Providers",17284645,13387964,15804189,"NA",708114,47184912]
[null,1996,"PA","Full-Service Providers",43644620,35396258,47207540,"NA",1374608,127623026]
[null,1996,"RI","Full-Service Providers",2480612,2607368,1350838,"NA",165380,6604198]
[null,1996,"SC","Full-Service Providers",22513555,14544887,29184592,"NA",843181,67086215]
[null,1996,"SD","Full-Service Providers",3426185,2179182,1784753,"NA",346042,7736162]
[null,1996,"TN","Full-Service Providers",35333276,5548085,45781283,"NA",996370,87659014]
[null,1996,"TX","Full-Service Providers",99656148,70865539,95308450,"NA",12619446,278449583]
[null,1996,"UT","Full-Service Providers",5481283,5911250,7659819,"NA",805717,19858069]
[null,1996,"VA","Full-Service Providers",34650534,24564931,19020734,"NA",9359444,87595643]
[null,1996,"VT","Full-Service Providers",2006213,1648630,1537130,"NA",47519,5239492]
[null,1996,"WA","Full-Service Providers",32012445,21446321,30241380,"NA",3713112,87413258]
[null,1996,"WI","Full-Service Providers",18684891,15433148,23870906,"NA",754683,58743628]
[null,1996,"WV","Full-Service Providers",9276528,5936377,10820337,"NA",93536,26126778]
[null,1996,"WY","Full-Service Providers",2022027,2424519,6890808,"NA",137715,11475069]
[null,1996,"US","Full-Service Providers",1082490541,887424657,1030356028,"NA",97538719,3097809945]
[null,1996,"ID","Energy-Only Providers",0,0,662019,"NA",0,662019]
[null,1996,"IL","Energy-Only Providers",19498,8805,372954,"NA",0,401257]
[null,1996,"NH","Energy-Only Providers",1712,6972,9672,"NA",0,18356]
[null,1996,"OR","Energy-Only Providers",0,0,1224598,"NA",0,1224598]
[null,1996,"WA","Energy-Only Providers",0,4740,1006108,"NA",0,1010848]
[null,1996,"US","Energy-Only Providers",21210,20517,3275351,"NA",0,3317078]
[null,1995,"AK","Total Electric Industry",1712906,2200043,546437,"NA",172444,4631830]
[null,1995,"AL","Total Electric Industry",24313900,12284265,32847459,"NA",561140,70006764]
[null,1995,"AR","Total Electric Industry",12416960,7146835,14483009,"NA",624630,34671434]
[null,1995,"AZ","Total Electric Industry",18035537,16289626,11991782,"NA",2272024,48588969]
[null,1995,"CA","Total Electric Industry",68782855,80874224,57367161,"NA",5580484,212604724]
[null,1995,"CO","Total Electric Industry",11306705,13419623,9706459,"NA",884032,35316819]
[null,1995,"CT","Total Electric Industry",10759880,10926399,5913391,"NA",370299,27969969]
[null,1995,"DC","Total Electric Industry",1608442,8079035,262118,"NA",365975,10315570]
[null,1995,"DE","Total Electric Industry",3168325,2842288,3511083,"NA",57837,9579533]
[null,1995,"FL","Total Electric Industry",85769777,60078878,16472743,"NA",5170740,167492138]
[null,1995,"GA","Total Electric Industry",35812315,27741054,31493470,"NA",1145331,96192170]
[null,1995,"HI","Total Electric Industry",2606284,2721151,3802683,"NA",57490,9187608]
[null,1995,"IA","Total Electric Industry",11639680,7606592,13771042,"NA",1283605,34300919]
[null,1995,"ID","Total Electric Industry",6193159,5291053,7843133,"NA",292501,19619846]
[null,1995,"IL","Total Electric Industry",38386140,37217396,42250818,"NA",8376711,126231065]
[null,1995,"IN","Total Electric Industry",26560115,18123180,41776936,"NA",545726,87005957]
[null,1995,"KS","Total Electric Industry",10355800,10273412,9356007,"NA",371663,30356882]
[null,1995,"KY","Total Electric Industry",20537145,10524271,40490216,"NA",2996566,74548198]
[null,1995,"LA","Total Electric Industry",24116405,15575389,30691823,"NA",2443573,72827190]
[null,1995,"MA","Total Electric Industry",15992797,19893756,10026006,"NA",597725,46510284]
[null,1995,"MD","Total Electric Industry",22233806,23096404,10057219,"NA",770616,56158045]
[null,1995,"ME","Total Electric Industry",3628879,2835160,4959345,"NA",137918,11561302]
[null,1995,"MI","Total Electric Industry",28622895,31305837,33920578,"NA",851824,94701134]
[null,1995,"MN","Total Electric Industry",16974435,9699907,26577059,"NA",707370,53958771]
[null,1995,"MO","Total Electric Industry",25408756,21606492,14320602,"NA",923117,62258967]
[null,1995,"MS","Total Electric Industry",14181239,7539403,15477114,"NA",670724,37868480]
[null,1995,"MT","Total Electric Industry",3639879,3133252,6367702,"NA",277690,13418523]
[null,1995,"NC","Total Electric Industry",39506250,29194750,34062921,"NA",1908835,104672756]
[null,1995,"ND","Total Electric Industry",3383623,2237223,1771328,"NA",490462,7882636]
[null,1995,"NE","Total Electric Industry",7596719,5986221,5801512,"NA",1508027,20892479]
[null,1995,"NH","Total Electric Industry",3364430,3225628,2286339,"NA",130963,9007360]
[null,1995,"NJ","Total Electric Industry",22469707,29791577,13988821,"NA",503680,66753785]
[null,1995,"NM","Total Electric Industry",4124028,5094369,5650560,"NA",1546589,16415546]
[null,1995,"NV","Total Electric Industry",6655122,4731450,8495716,"NA",777109,20659397]
[null,1995,"NY","Total Electric Industry",39887485,52751202,25317222,"NA",12514808,130470717]
[null,1995,"OH","Total Electric Industry",44010400,35549248,74473401,"NA",4592497,158625546]
[null,1995,"OK","Total Electric Industry",16319162,11114527,11714291,"NA",2244472,41392452]
[null,1995,"OR","Total Electric Industry",16314688,12899706,15839121,"NA",671792,45725307]
[null,1995,"PA","Total Electric Industry",42801877,34543587,47527881,"NA",1377252,126250597]
[null,1995,"RI","Total Electric Industry",2471630,2625223,1373804,"NA",165020,6635677]
[null,1995,"SC","Total Electric Industry",21392287,14020035,28818612,"NA",843461,65074395]
[null,1995,"SD","Total Electric Industry",3268121,2088316,1721838,"NA",335267,7413542]
[null,1995,"TN","Total Electric Industry",30966826,5176066,44827805,"NA",1059632,82030329]
[null,1995,"TX","Total Electric Industry",92831137,68579803,90093116,"NA",11774536,263278592]
[null,1995,"UT","Total Electric Industry",5040743,5642481,6957294,"NA",819722,18460240]
[null,1995,"VA","Total Electric Industry",33471693,24027876,18554114,"NA",9108802,85162485]
[null,1995,"VT","Total Electric Industry",1973274,1604646,1484095,"NA",42087,5104102]
[null,1995,"WA","Total Electric Industry",30147253,20401343,34276432,"NA",3528386,88353414]
[null,1995,"WI","Total Electric Industry",18634995,14893291,23690037,"NA",748581,57966904]
[null,1995,"WV","Total Electric Industry",9165753,5851560,10867084,"NA",92308,25976705]
[null,1995,"WY","Total Electric Industry",1939252,2329722,6816611,"NA",112950,11198535]
[null,1995,"US","Total Electric Industry",1042501471,862684775,1012693350,"NA",95406993,3013286589]
[null,1995,"AK","Full-Service Providers",1712906,2200043,546437,"NA",172444,4631830]
[null,1995,"AL","Full-Service Providers",24313900,12284265,32847459,"NA",561140,70006764]
[null,1995,"AR","Full-Service Providers",12416960,7146835,14483009,"NA",624630,34671434]
[null,1995,"AZ","Full-Service Providers",18035537,16289626,11991782,"NA",2272024,48588969]
[null,1995,"CA","Full-Service Providers",68782855,80874224,57367161,"NA",5580484,212604724]
[null,1995,"CO","Full-Service Providers",11306705,13419623,9706459,"NA",884032,35316819]
[null,1995,"CT","Full-Service Providers",10759880,10926399,5913391,"NA",370299,27969969]
[null,1995,"DC","Full-Service Providers",1608442,8079035,262118,"NA",365975,10315570]
[null,1995,"DE","Full-Service Providers",3168325,2842288,3511083,"NA",57837,9579533]
[null,1995,"FL","Full-Service Providers",85769777,60078878,16472743,"NA",5170740,167492138]
[null,1995,"GA","Full-Service Providers",35812315,27741054,31493470,"NA",1145331,96192170]
[null,1995,"HI","Full-Service Providers",2606284,2721151,3802683,"NA",57490,9187608]
[null,1995,"IA","Full-Service Providers",11639680,7606592,13771042,"NA",1283605,34300919]
[null,1995,"ID","Full-Service Providers",6193159,5291053,7843133,"NA",292501,19619846]
[null,1995,"IL","Full-Service Providers",38386140,37217396,42250818,"NA",8376711,126231065]
[null,1995,"IN","Full-Service Providers",26560115,18123180,41776936,"NA",545726,87005957]
[null,1995,"KS","Full-Service Providers",10355800,10273412,9356007,"NA",371663,30356882]
[null,1995,"KY","Full-Service Providers",20537145,10524271,40490216,"NA",2996566,74548198]
[null,1995,"LA","Full-Service Providers",24116405,15575389,30691823,"NA",2443573,72827190]
[null,1995,"MA","Full-Service Providers",15992797,19893756,10026006,"NA",597725,46510284]
[null,1995,"MD","Full-Service Providers",22233806,23096404,10057219,"NA",770616,56158045]
[null,1995,"ME","Full-Service Providers",3628879,2835160,4959345,"NA",137918,11561302]
[null,1995,"MI","Full-Service Providers",28622895,31305837,33920578,"NA",851824,94701134]
[null,1995,"MN","Full-Service Providers",16974435,9699907,26577059,"NA",707370,53958771]
[null,1995,"MO","Full-Service Providers",25408756,21606492,14320602,"NA",923117,62258967]
[null,1995,"MS","Full-Service Providers",14181239,7539403,15477114,"NA",670724,37868480]
[null,1995,"MT","Full-Service Providers",3639879,3133252,6367702,"NA",277690,13418523]
[null,1995,"NC","Full-Service Providers",39506250,29194750,34062921,"NA",1908835,104672756]
[null,1995,"ND","Full-Service Providers",3383623,2237223,1771328,"NA",490462,7882636]
[null,1995,"NE","Full-Service Providers",7596719,5986221,5801512,"NA",1508027,20892479]
[null,1995,"NH","Full-Service Providers",3364430,3225628,2286339,"NA",130963,9007360]
[null,1995,"NJ","Full-Service Providers",22469707,29791577,13988821,"NA",503680,66753785]
[null,1995,"NM","Full-Service Providers",4124028,5094369,5650560,"NA",1546589,16415546]
[null,1995,"NV","Full-Service Providers",6655122,4731450,8495716,"NA",777109,20659397]
[null,1995,"NY","Full-Service Providers",39887485,52751202,25317222,"NA",12514808,130470717]
[null,1995,"OH","Full-Service Providers",44010400,35549248,74473401,"NA",4592497,158625546]
[null,1995,"OK","Full-Service Providers",16319162,11114527,11714291,"NA",2244472,41392452]
[null,1995,"OR","Full-Service Providers",16314688,12899706,15839121,"NA",671792,45725307]
[null,1995,"PA","Full-Service Providers",42801877,34543587,47527881,"NA",1377252,126250597]
[null,1995,"RI","Full-Service Providers",2471630,2625223,1373804,"NA",165020,6635677]
[null,1995,"SC","Full-Service Providers",21392287,14020035,28818612,"NA",843461,65074395]
[null,1995,"SD","Full-Service Providers",3268121,2088316,1721838,"NA",335267,7413542]
[null,1995,"TN","Full-Service Providers",30966826,5176066,44827805,"NA",1059632,82030329]
[null,1995,"TX","Full-Service Providers",92831137,68579803,90093116,"NA",11774536,263278592]
[null,1995,"UT","Full-Service Providers",5040743,5642481,6957294,"NA",819722,18460240]
[null,1995,"VA","Full-Service Providers",33471693,24027876,18554114,"NA",9108802,85162485]
[null,1995,"VT","Full-Service Providers",1973274,1604646,1484095,"NA",42087,5104102]
[null,1995,"WA","Full-Service Providers",30147253,20401343,34276432,"NA",3528386,88353414]
[null,1995,"WI","Full-Service Providers",18634995,14893291,23690037,"NA",748581,57966904]
[null,1995,"WV","Full-Service Providers",9165753,5851560,10867084,"NA",92308,25976705]
[null,1995,"WY","Full-Service Providers",1939252,2329722,6816611,"NA",112950,11198535]
[null,1995,"US","Full-Service Providers",1042501471,862684775,1012693350,"NA",95406993,3013286589]
[null,1994,"AK","Total Electric Industry",1688134,2154843,511428,"NA",178974,4533379]
[null,1994,"AL","Total Electric Industry",23158543,11844229,31918985,"NA",658919,67580676]
[null,1994,"AR","Total Electric Industry",11642130,6865634,13525887,"NA",585447,32619098]
[null,1994,"AZ","Total Electric Industry",18212371,15624769,11303258,"NA",2141637,47282035]
[null,1994,"CA","Total Electric Industry",68866355,76924502,59863696,"NA",8029749,213684302]
[null,1994,"CO","Total Electric Industry",10938748,12953194,9620137,"NA",990200,34502279]
[null,1994,"CT","Total Electric Industry",10898426,10844625,5916930,"NA",365690,28025671]
[null,1994,"DC","Total Electric Industry",1571539,8093088,267295,"NA",362753,10294675]
[null,1994,"DE","Total Electric Industry",3107179,2684562,3446827,"NA",60403,9298971]
[null,1994,"FL","Total Electric Industry",80595125,57447392,16512738,"NA",4989045,159544300]
[null,1994,"GA","Total Electric Industry",32734558,26161354,29942276,"NA",1074896,89913084]
[null,1994,"HI","Total Electric Industry",2556879,2542915,3790665,"NA",57963,8948422]
[null,1994,"IA","Total Electric Industry",11061653,7477060,13224138,"NA",1276400,33039251]
[null,1994,"ID","Total Electric Industry",6221886,5637525,7646628,"NA",372576,19878615]
[null,1994,"IL","Total Electric Industry",35705729,35662744,41765360,"NA",8356215,121490048]
[null,1994,"IN","Total Electric Industry",25048144,17462431,40762764,"NA",534204,83807543]
[null,1994,"KS","Total Electric Industry",10130537,10110627,9001458,"NA",371199,29613821]
[null,1994,"KY","Total Electric Industry",19480850,10094521,40048861,"NA",2861135,72485367]
[null,1994,"LA","Total Electric Industry",22628608,15040773,29869646,"NA",2592779,70131806]
[null,1994,"MA","Total Electric Industry",16048966,19371255,9710222,"NA",960911,46091354]
[null,1994,"MD","Total Electric Industry",21666119,13253587,19037490,"NA",794427,54751623]
[null,1994,"ME","Total Electric Industry",3691828,2811591,4951832,"NA",150564,11605815]
[null,1994,"MI","Total Electric Industry",27174208,30411630,32716794,"NA",857355,91159987]
[null,1994,"MN","Total Electric Industry",16006557,8996867,25450840,"NA",700841,51155105]
[null,1994,"MO","Total Electric Industry",24056901,20613575,14106043,"NA",916239,59692758]
[null,1994,"MS","Total Electric Industry",13641721,7093799,15255933,"NA",635116,36626569]
[null,1994,"MT","Total Electric Industry",3566917,3096032,5960540,"NA",560645,13184134]
[null,1994,"NC","Total Electric Industry",37206780,27457860,33307132,"NA",1817410,99789182]
[null,1994,"ND","Total Electric Industry",3242829,1884264,2011279,"NA",542392,7680764]
[null,1994,"NE","Total Electric Industry",7379419,5808823,5344841,"NA",1340065,19873148]
[null,1994,"NH","Total Electric Industry",3430562,3220992,2182353,"NA",122314,8956221]
[null,1994,"NJ","Total Electric Industry",22153557,29357664,14251230,"NA",495142,66257593]
[null,1994,"NM","Total Electric Industry",4079696,4969552,5184192,"NA",1625354,15858794]
[null,1994,"NV","Total Electric Industry",6844708,4611836,7774863,"NA",804864,20036271]
[null,1994,"NY","Total Electric Industry",40104842,48827585,29466764,"NA",12777380,131176571]
[null,1994,"OH","Total Electric Industry",41791275,34053066,74010054,"NA",4522314,154376709]
[null,1994,"OK","Total Electric Industry",16127874,11120787,11721409,"NA",2173373,41143443]
[null,1994,"OR","Total Electric Industry",16462155,12659575,15071945,"NA",777067,44970742]
[null,1994,"PA","Total Electric Industry",42238893,33394877,46075599,"NA",1335680,123045049]
[null,1994,"RI","Total Electric Industry",2456722,2562933,1378453,"NA",173738,6571846]
[null,1994,"SC","Total Electric Industry",19903087,13392964,27760265,"NA",801642,61857958]
[null,1994,"SD","Total Electric Industry",3147027,1919411,1762095,"NA",345521,7174054]
[null,1994,"TN","Total Electric Industry",32796716,5153895,43614204,"NA",968477,82533292]
[null,1994,"TX","Total Electric Industry",89792702,66467121,90329333,"NA",11590581,258179737]
[null,1994,"UT","Total Electric Industry",5008938,5499542,6497934,"NA",840650,17847064]
[null,1994,"VA","Total Electric Industry",32343035,22947822,18153521,"NA",8765760,82210138]
[null,1994,"VT","Total Electric Industry",2009429,1586168,1434727,"NA",36180,5066504]
[null,1994,"WA","Total Electric Industry",29672858,19752439,34065131,"NA",3642969,87133397]
[null,1994,"WI","Total Electric Industry",17660152,14377866,22714163,"NA",659430,55411611]
[null,1994,"WV","Total Electric Industry",8662897,5539452,10481537,"NA",91822,24775708]
[null,1994,"WY","Total Electric Industry",1864918,2427844,7259550,"NA",144068,11696380]
[null,1994,"US","Total Electric Industry",1008481682,820269462,1007981245,"NA",97830475,2934562864]
[null,1994,"AK","Full-Service Providers",1688134,2154843,511428,"NA",178974,4533379]
[null,1994,"AL","Full-Service Providers",23158543,11844229,31918985,"NA",658919,67580676]
[null,1994,"AR","Full-Service Providers",11642130,6865634,13525887,"NA",585447,32619098]
[null,1994,"AZ","Full-Service Providers",18212371,15624769,11303258,"NA",2141637,47282035]
[null,1994,"CA","Full-Service Providers",68866355,76924502,59863696,"NA",8029749,213684302]
[null,1994,"CO","Full-Service Providers",10938748,12953194,9620137,"NA",990200,34502279]
[null,1994,"CT","Full-Service Providers",10898426,10844625,5916930,"NA",365690,28025671]
[null,1994,"DC","Full-Service Providers",1571539,8093088,267295,"NA",362753,10294675]
[null,1994,"DE","Full-Service Providers",3107179,2684562,3446827,"NA",60403,9298971]
[null,1994,"FL","Full-Service Providers",80595125,57447392,16512738,"NA",4989045,159544300]
[null,1994,"GA","Full-Service Providers",32734558,26161354,29942276,"NA",1074896,89913084]
[null,1994,"HI","Full-Service Providers",2556879,2542915,3790665,"NA",57963,8948422]
[null,1994,"IA","Full-Service Providers",11061653,7477060,13224138,"NA",1276400,33039251]
[null,1994,"ID","Full-Service Providers",6221886,5637525,7646628,"NA",372576,19878615]
[null,1994,"IL","Full-Service Providers",35705729,35662744,41765360,"NA",8356215,121490048]
[null,1994,"IN","Full-Service Providers",25048144,17462431,40762764,"NA",534204,83807543]
[null,1994,"KS","Full-Service Providers",10130537,10110627,9001458,"NA",371199,29613821]
[null,1994,"KY","Full-Service Providers",19480850,10094521,40048861,"NA",2861135,72485367]
[null,1994,"LA","Full-Service Providers",22628608,15040773,29869646,"NA",2592779,70131806]
[null,1994,"MA","Full-Service Providers",16048966,19371255,9710222,"NA",960911,46091354]
[null,1994,"MD","Full-Service Providers",21666119,13253587,19037490,"NA",794427,54751623]
[null,1994,"ME","Full-Service Providers",3691828,2811591,4951832,"NA",150564,11605815]
[null,1994,"MI","Full-Service Providers",27174208,30411630,32716794,"NA",857355,91159987]
[null,1994,"MN","Full-Service Providers",16006557,8996867,25450840,"NA",700841,51155105]
[null,1994,"MO","Full-Service Providers",24056901,20613575,14106043,"NA",916239,59692758]
[null,1994,"MS","Full-Service Providers",13641721,7093799,15255933,"NA",635116,36626569]
[null,1994,"MT","Full-Service Providers",3566917,3096032,5960540,"NA",560645,13184134]
[null,1994,"NC","Full-Service Providers",37206780,27457860,33307132,"NA",1817410,99789182]
[null,1994,"ND","Full-Service Providers",3242829,1884264,2011279,"NA",542392,7680764]
[null,1994,"NE","Full-Service Providers",7379419,5808823,5344841,"NA",1340065,19873148]
[null,1994,"NH","Full-Service Providers",3430562,3220992,2182353,"NA",122314,8956221]
[null,1994,"NJ","Full-Service Providers",22153557,29357664,14251230,"NA",495142,66257593]
[null,1994,"NM","Full-Service Providers",4079696,4969552,5184192,"NA",1625354,15858794]
[null,1994,"NV","Full-Service Providers",6844708,4611836,7774863,"NA",804864,20036271]
[null,1994,"NY","Full-Service Providers",40104842,48827585,29466764,"NA",12777380,131176571]
[null,1994,"OH","Full-Service Providers",41791275,34053066,74010054,"NA",4522314,154376709]
[null,1994,"OK","Full-Service Providers",16127874,11120787,11721409,"NA",2173373,41143443]
[null,1994,"OR","Full-Service Providers",16462155,12659575,15071945,"NA",777067,44970742]
[null,1994,"PA","Full-Service Providers",42238893,33394877,46075599,"NA",1335680,123045049]
[null,1994,"RI","Full-Service Providers",2456722,2562933,1378453,"NA",173738,6571846]
[null,1994,"SC","Full-Service Providers",19903087,13392964,27760265,"NA",801642,61857958]
[null,1994,"SD","Full-Service Providers",3147027,1919411,1762095,"NA",345521,7174054]
[null,1994,"TN","Full-Service Providers",32796716,5153895,43614204,"NA",968477,82533292]
[null,1994,"TX","Full-Service Providers",89792702,66467121,90329333,"NA",11590581,258179737]
[null,1994,"UT","Full-Service Providers",5008938,5499542,6497934,"NA",840650,17847064]
[null,1994,"VA","Full-Service Providers",32343035,22947822,18153521,"NA",8765760,82210138]
[null,1994,"VT","Full-Service Providers",2009429,1586168,1434727,"NA",36180,5066504]
[null,1994,"WA","Full-Service Providers",29672858,19752439,34065131,"NA",3642969,87133397]
[null,1994,"WI","Full-Service Providers",17660152,14377866,22714163,"NA",659430,55411611]
[null,1994,"WV","Full-Service Providers",8662897,5539452,10481537,"NA",91822,24775708]
[null,1994,"WY","Full-Service Providers",1864918,2427844,7259550,"NA",144068,11696380]
[null,1994,"US","Full-Service Providers",1008481682,820269462,1007981245,"NA",97830475,2934562864]
[null,1993,"AK","Total Electric Industry",1629036,2062399,501059,"NA",182133,4374627]
[null,1993,"AL","Total Electric Industry",22627783,11254231,30523625,"NA",652036,65057675]
[null,1993,"AR","Total Electric Industry",11761761,6698105,12609005,"NA",594062,31662933]
[null,1993,"AZ","Total Electric Industry",16705090,14813140,10989057,"NA",1900567,44407854]
[null,1993,"CA","Total Electric Industry",67358692,79058161,56189186,"NA",7893887,210499926]
[null,1993,"CO","Total Electric Industry",10655734,14422396,7024007,"NA",855666,32957803]
[null,1993,"CT","Total Electric Industry",10596641,10676841,5597348,"NA",367657,27238487]
[null,1993,"DC","Total Electric Industry",1634807,5417566,2976390,"NA",345859,10374622]
[null,1993,"DE","Total Electric Industry",3043825,2604586,3416811,"NA",55912,9121134]
[null,1993,"FL","Total Electric Industry",76827417,54875680,16297722,"NA",4747000,152747819]
[null,1993,"GA","Total Electric Industry",33866821,25168564,29084291,"NA",1071365,89191041]
[null,1993,"HI","Total Electric Industry",2468578,2363224,3769876,"NA",56233,8657911]
[null,1993,"IA","Total Electric Industry",11103104,7268933,12465070,"NA",1266803,32103910]
[null,1993,"ID","Total Electric Industry",6245111,4968602,7222067,"NA",284060,18719840]
[null,1993,"IL","Total Electric Industry",35225722,34354863,40249440,"NA",7956350,117786375]
[null,1993,"IN","Total Electric Industry",24978467,17015035,39415340,"NA",522648,81931490]
[null,1993,"KS","Total Electric Industry",9986318,9753228,8702319,"NA",366520,28808385]
[null,1993,"KY","Total Electric Industry",19223127,9828936,36320037,"NA",2777084,68149184]
[null,1993,"LA","Total Electric Industry",22430246,14398302,28439211,"NA",2488066,67755825]
[null,1993,"MA","Total Electric Industry",15785272,18896866,9604594,"NA",994016,45280748]
[null,1993,"MD","Total Electric Industry",21546122,11316965,20200632,"NA",808685,53872404]
[null,1993,"ME","Total Electric Industry",3872293,2868391,5039630,"NA",172042,11952356]
[null,1993,"MI","Total Electric Industry",26770174,28930387,30571544,"NA",1316497,87588602]
[null,1993,"MN","Total Electric Industry",15596985,8535124,24384332,"NA",694229,49210670]
[null,1993,"MO","Total Electric Industry",24182047,19914076,13617994,"NA",907952,58622069]
[null,1993,"MS","Total Electric Industry",13199806,6685014,14229237,"NA",635244,34749301]
[null,1993,"MT","Total Electric Industry",3597987,3026077,5836579,"NA",468584,12929227]
[null,1993,"NC","Total Electric Industry",37742397,26747461,33487659,"NA",1800037,99777554]
[null,1993,"ND","Total Electric Industry",3209081,1830759,1904643,"NA",487475,7431958]
[null,1993,"NE","Total Electric Industry",7226029,5471340,4962540,"NA",1089132,18749041]
[null,1993,"NH","Total Electric Industry",3420322,2122570,3099592,"NA",118485,8760969]
[null,1993,"NJ","Total Electric Industry",22042043,28493042,14595879,"NA",489682,65620646]
[null,1993,"NM","Total Electric Industry",3884263,4759364,4816121,"NA",1467131,14926879]
[null,1993,"NV","Total Electric Industry",6280698,4297615,7180913,"NA",739625,18498851]
[null,1993,"NY","Total Electric Industry",39897465,47728275,30187053,"NA",12357386,130170179]
[null,1993,"OH","Total Electric Industry",41950456,33298608,68831023,"NA",4490578,148570665]
[null,1993,"OK","Total Electric Industry",15901344,10823963,11698989,"NA",2107031,40531327]
[null,1993,"OR","Total Electric Industry",16696260,12205080,15012281,"NA",664281,44577902]
[null,1993,"PA","Total Electric Industry",41455430,32251642,44949311,"NA",1325111,119981494]
[null,1993,"RI","Total Electric Industry",2411808,2532213,1418673,"NA",185744,6548438]
[null,1993,"SC","Total Electric Industry",20686869,13176636,26866871,"NA",802349,61532725]
[null,1993,"SD","Total Electric Industry",3109114,1620793,1847336,"NA",327464,6904707]
[null,1993,"TN","Total Electric Industry",30199490,5174642,43530194,"NA",927855,79832181]
[null,1993,"TX","Total Electric Industry",87685723,64331490,86932759,"NA",11134441,250084413]
[null,1993,"UT","Total Electric Industry",4725974,5019969,6221086,"NA",900100,16867129]
[null,1993,"VA","Total Electric Industry",32472064,22726975,17390106,"NA",8782636,81371781]
[null,1993,"VT","Total Electric Industry",1971082,1569895,1430964,"NA",43617,5015558]
[null,1993,"WA","Total Electric Industry",30932034,19530991,36562815,"NA",3446771,90472611]
[null,1993,"WI","Total Electric Industry",17373396,13710449,21410441,"NA",662116,53156402]
[null,1993,"WV","Total Electric Industry",8682375,5480458,10187147,"NA",91545,24441525]
[null,1993,"WY","Total Electric Industry",1906135,2493448,7363451,"NA",122153,11885187]
[null,1993,"US","Total Electric Industry",994780818,794573370,977164250,"NA",94943902,2861462340]
[null,1993,"AK","Full-Service Providers",1629036,2062399,501059,"NA",182133,4374627]
[null,1993,"AL","Full-Service Providers",22627783,11254231,30523625,"NA",652036,65057675]
[null,1993,"AR","Full-Service Providers",11761761,6698105,12609005,"NA",594062,31662933]
[null,1993,"AZ","Full-Service Providers",16705090,14813140,10989057,"NA",1900567,44407854]
[null,1993,"CA","Full-Service Providers",67358692,79058161,56189186,"NA",7893887,210499926]
[null,1993,"CO","Full-Service Providers",10655734,14422396,7024007,"NA",855666,32957803]
[null,1993,"CT","Full-Service Providers",10596641,10676841,5597348,"NA",367657,27238487]
[null,1993,"DC","Full-Service Providers",1634807,5417566,2976390,"NA",345859,10374622]
[null,1993,"DE","Full-Service Providers",3043825,2604586,3416811,"NA",55912,9121134]
[null,1993,"FL","Full-Service Providers",76827417,54875680,16297722,"NA",4747000,152747819]
[null,1993,"GA","Full-Service Providers",33866821,25168564,29084291,"NA",1071365,89191041]
[null,1993,"HI","Full-Service Providers",2468578,2363224,3769876,"NA",56233,8657911]
[null,1993,"IA","Full-Service Providers",11103104,7268933,12465070,"NA",1266803,32103910]
[null,1993,"ID","Full-Service Providers",6245111,4968602,7222067,"NA",284060,18719840]
[null,1993,"IL","Full-Service Providers",35225722,34354863,40249440,"NA",7956350,117786375]
[null,1993,"IN","Full-Service Providers",24978467,17015035,39415340,"NA",522648,81931490]
[null,1993,"KS","Full-Service Providers",9986318,9753228,8702319,"NA",366520,28808385]
[null,1993,"KY","Full-Service Providers",19223127,9828936,36320037,"NA",2777084,68149184]
[null,1993,"LA","Full-Service Providers",22430246,14398302,28439211,"NA",2488066,67755825]
[null,1993,"MA","Full-Service Providers",15785272,18896866,9604594,"NA",994016,45280748]
[null,1993,"MD","Full-Service Providers",21546122,11316965,20200632,"NA",808685,53872404]
[null,1993,"ME","Full-Service Providers",3872293,2868391,5039630,"NA",172042,11952356]
[null,1993,"MI","Full-Service Providers",26770174,28930387,30571544,"NA",1316497,87588602]
[null,1993,"MN","Full-Service Providers",15596985,8535124,24384332,"NA",694229,49210670]
[null,1993,"MO","Full-Service Providers",24182047,19914076,13617994,"NA",907952,58622069]
[null,1993,"MS","Full-Service Providers",13199806,6685014,14229237,"NA",635244,34749301]
[null,1993,"MT","Full-Service Providers",3597987,3026077,5836579,"NA",468584,12929227]
[null,1993,"NC","Full-Service Providers",37742397,26747461,33487659,"NA",1800037,99777554]
[null,1993,"ND","Full-Service Providers",3209081,1830759,1904643,"NA",487475,7431958]
[null,1993,"NE","Full-Service Providers",7226029,5471340,4962540,"NA",1089132,18749041]
[null,1993,"NH","Full-Service Providers",3420322,2122570,3099592,"NA",118485,8760969]
[null,1993,"NJ","Full-Service Providers",22042043,28493042,14595879,"NA",489682,65620646]
[null,1993,"NM","Full-Service Providers",3884263,4759364,4816121,"NA",1467131,14926879]
[null,1993,"NV","Full-Service Providers",6280698,4297615,7180913,"NA",739625,18498851]
[null,1993,"NY","Full-Service Providers",39897465,47728275,30187053,"NA",12357386,130170179]
[null,1993,"OH","Full-Service Providers",41950456,33298608,68831023,"NA",4490578,148570665]
[null,1993,"OK","Full-Service Providers",15901344,10823963,11698989,"NA",2107031,40531327]
[null,1993,"OR","Full-Service Providers",16696260,12205080,15012281,"NA",664281,44577902]
[null,1993,"PA","Full-Service Providers",41455430,32251642,44949311,"NA",1325111,119981494]
[null,1993,"RI","Full-Service Providers",2411808,2532213,1418673,"NA",185744,6548438]
[null,1993,"SC","Full-Service Providers",20686869,13176636,26866871,"NA",802349,61532725]
[null,1993,"SD","Full-Service Providers",3109114,1620793,1847336,"NA",327464,6904707]
[null,1993,"TN","Full-Service Providers",30199490,5174642,43530194,"NA",927855,79832181]
[null,1993,"TX","Full-Service Providers",87685723,64331490,86932759,"NA",11134441,250084413]
[null,1993,"UT","Full-Service Providers",4725974,5019969,6221086,"NA",900100,16867129]
[null,1993,"VA","Full-Service Providers",32472064,22726975,17390106,"NA",8782636,81371781]
[null,1993,"VT","Full-Service Providers",1971082,1569895,1430964,"NA",43617,5015558]
[null,1993,"WA","Full-Service Providers",30932034,19530991,36562815,"NA",3446771,90472611]
[null,1993,"WI","Full-Service Providers",17373396,13710449,21410441,"NA",662116,53156402]
[null,1993,"WV","Full-Service Providers",8682375,5480458,10187147,"NA",91545,24441525]
[null,1993,"WY","Full-Service Providers",1906135,2493448,7363451,"NA",122153,11885187]
[null,1993,"US","Full-Service Providers",994780818,794573370,977164250,"NA",94943902,2861462340]
[null,1992,"AK","Total Electric Industry",1640136,2034708,504277,"NA",159813,4338934]
[null,1992,"AL","Total Electric Industry",21136706,10916983,29476078,"NA",636894,62166661]
[null,1992,"AR","Total Electric Industry",10440088,6176586,11251478,"NA",582960,28451112]
[null,1992,"AZ","Total Electric Industry",16230297,14467708,11055253,"NA",1898014,43651272]
[null,1992,"CA","Total Electric Industry",68121106,80234568,57089510,"NA",8002057,213447241]
[null,1992,"CO","Total Electric Industry",10215713,13897582,6848997,"NA",859678,31821970]
[null,1992,"CT","Total Electric Industry",10496045,10484811,5779536,"NA",366579,27126971]
[null,1992,"DC","Total Electric Industry",1487974,5226805,2987181,"NA",341061,10043021]
[null,1992,"DE","Total Electric Industry",2786231,2445194,3248213,"NA",52742,8532380]
[null,1992,"FL","Total Electric Industry",73188925,52620260,16497054,"NA",4703701,147009940]
[null,1992,"GA","Total Electric Industry",30527585,23714684,28197008,"NA",952154,83391431]
[null,1992,"HI","Total Electric Industry",2438376,2356265,3811320,"NA",60928,8666889]
[null,1992,"IA","Total Electric Industry",10290462,7018603,12134347,"NA",764660,30208072]
[null,1992,"ID","Total Electric Industry",5738743,5339622,7551048,"NA",378794,19008207]
[null,1992,"IL","Total Electric Industry",32367011,31456853,40898339,"NA",7798316,112520519]
[null,1992,"IN","Total Electric Industry",22837036,16082609,37438599,"NA",618568,76976815]
[null,1992,"KS","Total Electric Industry",8872898,9399895,8450500,"NA",345812,27069105]
[null,1992,"KY","Total Electric Industry",17786738,9575692,37083528,"NA",2621862,67067820]
[null,1992,"LA","Total Electric Industry",21187677,13838871,27466439,"NA",2605343,65098330]
[null,1992,"MA","Total Electric Industry",15560071,18629489,9662902,"NA",1145620,44998082]
[null,1992,"MD","Total Electric Industry",19762032,10769687,19768027,"NA",689042,50988788]
[null,1992,"ME","Total Electric Industry",3829582,2729542,4753028,"NA",170875,11483027]
[null,1992,"MI","Total Electric Industry",25670669,21208468,35656772,"NA",1304316,83840225]
[null,1992,"MN","Total Electric Industry",14847981,8290949,23556855,"NA",716369,47412154]
[null,1992,"MO","Total Electric Industry",21293574,18792385,13440251,"NA",884645,54410855]
[null,1992,"MS","Total Electric Industry",12422486,6732155,13490594,"NA",595955,33241190]
[null,1992,"MT","Total Electric Industry",3286365,2859488,6414379,"NA",536150,13096382]
[null,1992,"NC","Total Electric Industry",34761066,25142413,32521880,"NA",1769972,94195331]
[null,1992,"ND","Total Electric Industry",3020003,1752214,1835482,"NA",520681,7128380]
[null,1992,"NE","Total Electric Industry",6561472,5266040,4752476,"NA",1204341,17784329]
[null,1992,"NH","Total Electric Industry",3428234,2077227,3332745,"NA",116107,8954313]
[null,1992,"NJ","Total Electric Industry",20547017,27403257,14687420,"NA",484663,63122357]
[null,1992,"NM","Total Electric Industry",3791300,4629914,4608808,"NA",1401458,14431480]
[null,1992,"NV","Total Electric Industry",6064333,4174994,6723203,"NA",733722,17696252]
[null,1992,"NY","Total Electric Industry",38719529,46591364,31027286,"NA",12131534,128469688]
[null,1992,"OH","Total Electric Industry",39140657,31818312,69674159,"NA",4383336,145016464]
[null,1992,"OK","Total Electric Industry",14253849,10338403,11598900,"NA",2076055,38267207]
[null,1992,"OR","Total Electric Industry",15202148,11818379,15123151,"NA",766498,42910176]
[null,1992,"PA","Total Electric Industry",39245065,30779060,44869414,"NA",1394079,116287618]
[null,1992,"RI","Total Electric Industry",2363314,2480537,1359067,"NA",189642,6392560]
[null,1992,"SC","Total Electric Industry",18939700,12375104,26304750,"NA",781367,58400921]
[null,1992,"SD","Total Electric Industry",2842524,1517974,1777307,"NA",356041,6493846]
[null,1992,"TN","Total Electric Industry",29498153,6469565,41694780,"NA",921614,78584112]
[null,1992,"TX","Total Electric Industry",81933581,61695680,85421159,"NA",10380618,239431038]
[null,1992,"UT","Total Electric Industry",4505460,4955704,6211696,"NA",894196,16567056]
[null,1992,"VA","Total Electric Industry",29780325,21609574,16713730,"NA",8344797,76448426]
[null,1992,"VT","Total Electric Industry",1927133,1527001,1440227,"NA",46671,4941032]
[null,1992,"WA","Total Electric Industry",28435824,18727289,38331617,"NA",3824586,89319316]
[null,1992,"WI","Total Electric Industry",16614668,13242758,20381550,"NA",686114,50925090]
[null,1992,"WV","Total Electric Industry",8138301,5227517,10369859,"NA",95441,23831118]
[null,1992,"WY","Total Electric Industry",1762625,2349801,7441811,"NA",145709,11699946]
[null,1992,"US","Total Electric Industry",935938788,761270543,972713990,"NA",93442150,2763365449]
[null,1992,"AK","Full-Service Providers",1640136,2034708,504277,"NA",159813,4338934]
[null,1992,"AL","Full-Service Providers",21136706,10916983,29476078,"NA",636894,62166661]
[null,1992,"AR","Full-Service Providers",10440088,6176586,11251478,"NA",582960,28451112]
[null,1992,"AZ","Full-Service Providers",16230297,14467708,11055253,"NA",1898014,43651272]
[null,1992,"CA","Full-Service Providers",68121106,80234568,57089510,"NA",8002057,213447241]
[null,1992,"CO","Full-Service Providers",10215713,13897582,6848997,"NA",859678,31821970]
[null,1992,"CT","Full-Service Providers",10496045,10484811,5779536,"NA",366579,27126971]
[null,1992,"DC","Full-Service Providers",1487974,5226805,2987181,"NA",341061,10043021]
[null,1992,"DE","Full-Service Providers",2786231,2445194,3248213,"NA",52742,8532380]
[null,1992,"FL","Full-Service Providers",73188925,52620260,16497054,"NA",4703701,147009940]
[null,1992,"GA","Full-Service Providers",30527585,23714684,28197008,"NA",952154,83391431]
[null,1992,"HI","Full-Service Providers",2438376,2356265,3811320,"NA",60928,8666889]
[null,1992,"IA","Full-Service Providers",10290462,7018603,12134347,"NA",764660,30208072]
[null,1992,"ID","Full-Service Providers",5738743,5339622,7551048,"NA",378794,19008207]
[null,1992,"IL","Full-Service Providers",32367011,31456853,40898339,"NA",7798316,112520519]
[null,1992,"IN","Full-Service Providers",22837036,16082609,37438599,"NA",618568,76976815]
[null,1992,"KS","Full-Service Providers",8872898,9399895,8450500,"NA",345812,27069105]
[null,1992,"KY","Full-Service Providers",17786738,9575692,37083528,"NA",2621862,67067820]
[null,1992,"LA","Full-Service Providers",21187677,13838871,27466439,"NA",2605343,65098330]
[null,1992,"MA","Full-Service Providers",15560071,18629489,9662902,"NA",1145620,44998082]
[null,1992,"MD","Full-Service Providers",19762032,10769687,19768027,"NA",689042,50988788]
[null,1992,"ME","Full-Service Providers",3829582,2729542,4753028,"NA",170875,11483027]
[null,1992,"MI","Full-Service Providers",25670669,21208468,35656772,"NA",1304316,83840225]
[null,1992,"MN","Full-Service Providers",14847981,8290949,23556855,"NA",716369,47412154]
[null,1992,"MO","Full-Service Providers",21293574,18792385,13440251,"NA",884645,54410855]
[null,1992,"MS","Full-Service Providers",12422486,6732155,13490594,"NA",595955,33241190]
[null,1992,"MT","Full-Service Providers",3286365,2859488,6414379,"NA",536150,13096382]
[null,1992,"NC","Full-Service Providers",34761066,25142413,32521880,"NA",1769972,94195331]
[null,1992,"ND","Full-Service Providers",3020003,1752214,1835482,"NA",520681,7128380]
[null,1992,"NE","Full-Service Providers",6561472,5266040,4752476,"NA",1204341,17784329]
[null,1992,"NH","Full-Service Providers",3428234,2077227,3332745,"NA",116107,8954313]
[null,1992,"NJ","Full-Service Providers",20547017,27403257,14687420,"NA",484663,63122357]
[null,1992,"NM","Full-Service Providers",3791300,4629914,4608808,"NA",1401458,14431480]
[null,1992,"NV","Full-Service Providers",6064333,4174994,6723203,"NA",733722,17696252]
[null,1992,"NY","Full-Service Providers",38719529,46591364,31027286,"NA",12131534,128469688]
[null,1992,"OH","Full-Service Providers",39140657,31818312,69674159,"NA",4383336,145016464]
[null,1992,"OK","Full-Service Providers",14253849,10338403,11598900,"NA",2076055,38267207]
[null,1992,"OR","Full-Service Providers",15202148,11818379,15123151,"NA",766498,42910176]
[null,1992,"PA","Full-Service Providers",39245065,30779060,44869414,"NA",1394079,116287618]
[null,1992,"RI","Full-Service Providers",2363314,2480537,1359067,"NA",189642,6392560]
[null,1992,"SC","Full-Service Providers",18939700,12375104,26304750,"NA",781367,58400921]
[null,1992,"SD","Full-Service Providers",2842524,1517974,1777307,"NA",356041,6493846]
[null,1992,"TN","Full-Service Providers",29498153,6469565,41694780,"NA",921614,78584112]
[null,1992,"TX","Full-Service Providers",81933581,61695680,85421159,"NA",10380618,239431038]
[null,1992,"UT","Full-Service Providers",4505460,4955704,6211696,"NA",894196,16567056]
[null,1992,"VA","Full-Service Providers",29780325,21609574,16713730,"NA",8344797,76448426]
[null,1992,"VT","Full-Service Providers",1927133,1527001,1440227,"NA",46671,4941032]
[null,1992,"WA","Full-Service Providers",28435824,18727289,38331617,"NA",3824586,89319316]
[null,1992,"WI","Full-Service Providers",16614668,13242758,20381550,"NA",686114,50925090]
[null,1992,"WV","Full-Service Providers",8138301,5227517,10369859,"NA",95441,23831118]
[null,1992,"WY","Full-Service Providers",1762625,2349801,7441811,"NA",145709,11699946]
[null,1992,"US","Full-Service Providers",935938788,761270543,972713990,"NA",93442150,2763365449]
[null,1991,"AK","Total Electric Industry",1602777,2005247,465878,"NA",181811,4255713]
[null,1991,"AL","Total Electric Industry",21293428,11349000,27985476,"NA",599421,61227325]
[null,1991,"AR","Total Electric Industry",11000632,6300359,10517510,"NA",621756,28440257]
[null,1991,"AZ","Total Electric Industry",15641499,13982060,10404969,"NA",1819889,41848417]
[null,1991,"CA","Total Electric Industry",66016700,78424653,56191047,"NA",8018089,208650489]
[null,1991,"CO","Total Electric Industry",10099387,13741501,6748179,"NA",867621,31456688]
[null,1991,"CT","Total Electric Industry",10440510,10544097,5822464,"NA",364334,27171405]
[null,1991,"DC","Total Electric Industry",1580079,5238080,3053128,"NA",323876,10195163]
[null,1991,"DE","Total Electric Industry",2824340,2419529,3240945,"NA",51050,8535864]
[null,1991,"FL","Total Electric Industry",72813985,52440505,16482264,"NA",4599487,146336241]
[null,1991,"GA","Total Electric Industry",30186631,23240750,27193100,"NA",918605,81539086]
[null,1991,"HI","Total Electric Industry",2395661,2297841,3773038,"NA",57547,8524087]
[null,1991,"IA","Total Electric Industry",11159190,7123125,11684144,"NA",815003,30781462]
[null,1991,"ID","Total Electric Industry",5971037,4865137,6908837,"NA",300593,18045604]
[null,1991,"IL","Total Electric Industry",35963792,33118784,39712089,"NA",8073893,116868558]
[null,1991,"IN","Total Electric Industry",24220121,16381408,35786821,"NA",645386,77033736]
[null,1991,"KS","Total Electric Industry",9933309,9551120,8283739,"NA",384056,28152224]
[null,1991,"KY","Total Electric Industry",18644458,9899870,32938945,"NA",2710529,64193802]
[null,1991,"LA","Total Electric Industry",21576815,13970340,26583900,"NA",2573244,64704299]
[null,1991,"MA","Total Electric Industry",15379421,18516906,9793513,"NA",1106947,44796787]
[null,1991,"MD","Total Electric Industry",20295448,10667414,19448116,"NA",696831,51107809]
[null,1991,"ME","Total Electric Industry",3817137,2685496,4708841,"NA",171310,11382784]
[null,1991,"MI","Total Electric Industry",26759510,21454734,35006636,"NA",1297663,84518543]
[null,1991,"MN","Total Electric Industry",15655101,8416648,23937844,"NA",745004,48754597]
[null,1991,"MO","Total Electric Industry",23386303,19111774,13113852,"NA",902227,56514156]
[null,1991,"MS","Total Electric Industry",12517521,6831768,13024289,"NA",645805,33019383]
[null,1991,"MT","Total Electric Industry",3458893,2818850,6622098,"NA",506759,13406600]
[null,1991,"NC","Total Electric Industry",34390834,24675721,31514220,"NA",1735708,92316483]
[null,1991,"ND","Total Electric Industry",3096207,1875987,1762080,"NA",520927,7255201]
[null,1991,"NE","Total Electric Industry",7138298,5291350,4689782,"NA",1485762,18605192]
[null,1991,"NH","Total Electric Industry",3356705,2029125,3265025,"NA",110919,8761774]
[null,1991,"NJ","Total Electric Industry",21539103,27627097,15031232,"NA",485119,64682551]
[null,1991,"NM","Total Electric Industry",3665112,4532876,4546441,"NA",1339515,14083944]
[null,1991,"NV","Total Electric Industry",5781827,3986737,6172512,"NA",684343,16625419]
[null,1991,"NY","Total Electric Industry",39177425,46981962,31111530,"NA",12140050,129410967]
[null,1991,"OH","Total Electric Industry",40942449,32325493,67856138,"NA",4534240,145658320]
[null,1991,"OK","Total Electric Industry",15324941,10586713,11414862,"NA",2077881,39404397]
[null,1991,"OR","Total Electric Industry",15949119,11614083,15296762,"NA",790787,43650751]
[null,1991,"PA","Total Electric Industry",39597640,30552517,44728178,"NA",1458663,116336998]
[null,1991,"RI","Total Electric Industry",2368833,2474170,1363158,"NA",196885,6403046]
[null,1991,"SC","Total Electric Industry",18706762,12208945,25360811,"NA",792813,57069331]
[null,1991,"SD","Total Electric Industry",3039891,1521975,1726158,"NA",397116,6685140]
[null,1991,"TN","Total Electric Industry",29605275,12096992,35667296,"NA",1020578,78390141]
[null,1991,"TX","Total Electric Industry",84088111,61447400,84122423,"NA",10693853,240351787]
[null,1991,"UT","Total Electric Industry",4460042,4733977,5875925,"NA",837460,15907404]
[null,1991,"VA","Total Electric Industry",29607347,21230493,16028804,"NA",8244504,75111148]
[null,1991,"VT","Total Electric Industry",1783451,1491488,1389670,"NA",39848,4704457]
[null,1991,"WA","Total Electric Industry",29889138,18143350,40838988,"NA",3842033,92713509]
[null,1991,"WI","Total Electric Industry",17349467,13308794,19685677,"NA",688270,51032208]
[null,1991,"WV","Total Electric Industry",8106273,5218905,10205954,"NA",93813,23624945]
[null,1991,"WY","Total Electric Industry",1819415,2310467,7498103,"NA",128863,11756848]
[null,1991,"US","Total Electric Industry",955417350,765663613,946583391,"NA",94338686,2762003040]
[null,1991,"AK","Full-Service Providers",1602777,2005247,465878,"NA",181811,4255713]
[null,1991,"AL","Full-Service Providers",21293428,11349000,27985476,"NA",599421,61227325]
[null,1991,"AR","Full-Service Providers",11000632,6300359,10517510,"NA",621756,28440257]
[null,1991,"AZ","Full-Service Providers",15641499,13982060,10404969,"NA",1819889,41848417]
[null,1991,"CA","Full-Service Providers",66016700,78424653,56191047,"NA",8018089,208650489]
[null,1991,"CO","Full-Service Providers",10099387,13741501,6748179,"NA",867621,31456688]
[null,1991,"CT","Full-Service Providers",10440510,10544097,5822464,"NA",364334,27171405]
[null,1991,"DC","Full-Service Providers",1580079,5238080,3053128,"NA",323876,10195163]
[null,1991,"DE","Full-Service Providers",2824340,2419529,3240945,"NA",51050,8535864]
[null,1991,"FL","Full-Service Providers",72813985,52440505,16482264,"NA",4599487,146336241]
[null,1991,"GA","Full-Service Providers",30186631,23240750,27193100,"NA",918605,81539086]
[null,1991,"HI","Full-Service Providers",2395661,2297841,3773038,"NA",57547,8524087]
[null,1991,"IA","Full-Service Providers",11159190,7123125,11684144,"NA",815003,30781462]
[null,1991,"ID","Full-Service Providers",5971037,4865137,6908837,"NA",300593,18045604]
[null,1991,"IL","Full-Service Providers",35963792,33118784,39712089,"NA",8073893,116868558]
[null,1991,"IN","Full-Service Providers",24220121,16381408,35786821,"NA",645386,77033736]
[null,1991,"KS","Full-Service Providers",9933309,9551120,8283739,"NA",384056,28152224]
[null,1991,"KY","Full-Service Providers",18644458,9899870,32938945,"NA",2710529,64193802]
[null,1991,"LA","Full-Service Providers",21576815,13970340,26583900,"NA",2573244,64704299]
[null,1991,"MA","Full-Service Providers",15379421,18516906,9793513,"NA",1106947,44796787]
[null,1991,"MD","Full-Service Providers",20295448,10667414,19448116,"NA",696831,51107809]
[null,1991,"ME","Full-Service Providers",3817137,2685496,4708841,"NA",171310,11382784]
[null,1991,"MI","Full-Service Providers",26759510,21454734,35006636,"NA",1297663,84518543]
[null,1991,"MN","Full-Service Providers",15655101,8416648,23937844,"NA",745004,48754597]
[null,1991,"MO","Full-Service Providers",23386303,19111774,13113852,"NA",902227,56514156]
[null,1991,"MS","Full-Service Providers",12517521,6831768,13024289,"NA",645805,33019383]
[null,1991,"MT","Full-Service Providers",3458893,2818850,6622098,"NA",506759,13406600]
[null,1991,"NC","Full-Service Providers",34390834,24675721,31514220,"NA",1735708,92316483]
[null,1991,"ND","Full-Service Providers",3096207,1875987,1762080,"NA",520927,7255201]
[null,1991,"NE","Full-Service Providers",7138298,5291350,4689782,"NA",1485762,18605192]
[null,1991,"NH","Full-Service Providers",3356705,2029125,3265025,"NA",110919,8761774]
[null,1991,"NJ","Full-Service Providers",21539103,27627097,15031232,"NA",485119,64682551]
[null,1991,"NM","Full-Service Providers",3665112,4532876,4546441,"NA",1339515,14083944]
[null,1991,"NV","Full-Service Providers",5781827,3986737,6172512,"NA",684343,16625419]
[null,1991,"NY","Full-Service Providers",39177425,46981962,31111530,"NA",12140050,129410967]
[null,1991,"OH","Full-Service Providers",40942449,32325493,67856138,"NA",4534240,145658320]
[null,1991,"OK","Full-Service Providers",15324941,10586713,11414862,"NA",2077881,39404397]
[null,1991,"OR","Full-Service Providers",15949119,11614083,15296762,"NA",790787,43650751]
[null,1991,"PA","Full-Service Providers",39597640,30552517,44728178,"NA",1458663,116336998]
[null,1991,"RI","Full-Service Providers",2368833,2474170,1363158,"NA",196885,6403046]
[null,1991,"SC","Full-Service Providers",18706762,12208945,25360811,"NA",792813,57069331]
[null,1991,"SD","Full-Service Providers",3039891,1521975,1726158,"NA",397116,6685140]
[null,1991,"TN","Full-Service Providers",29605275,12096992,35667296,"NA",1020578,78390141]
[null,1991,"TX","Full-Service Providers",84088111,61447400,84122423,"NA",10693853,240351787]
[null,1991,"UT","Full-Service Providers",4460042,4733977,5875925,"NA",837460,15907404]
[null,1991,"VA","Full-Service Providers",29607347,21230493,16028804,"NA",8244504,75111148]
[null,1991,"VT","Full-Service Providers",1783451,1491488,1389670,"NA",39848,4704457]
[null,1991,"WA","Full-Service Providers",29889138,18143350,40838988,"NA",3842033,92713509]
[null,1991,"WI","Full-Service Providers",17349467,13308794,19685677,"NA",688270,51032208]
[null,1991,"WV","Full-Service Providers",8106273,5218905,10205954,"NA",93813,23624945]
[null,1991,"WY","Full-Service Providers",1819415,2310467,7498103,"NA",128863,11756848]
[null,1991,"US","Full-Service Providers",955417350,765663613,946583391,"NA",94338686,2762003040]
[null,1990,"AK","Total Electric Industry",1661311,1972116,459282,"NA",161131,4253840]
[null,1990,"AL","Total Electric Industry",20718677,10978790,27617687,"NA",610459,59925613]
[null,1990,"AR","Total Electric Industry",10557866,6075079,10126208,"NA",606143,27365296]
[null,1990,"AZ","Total Electric Industry",15377684,13731290,10033740,"NA",2326871,41469585]
[null,1990,"CA","Total Electric Industry",66574670,79691297,55891513,"NA",8935442,211092922]
[null,1990,"CO","Total Electric Industry",9787280,13553026,6586859,"NA",867423,30794588]
[null,1990,"CT","Total Electric Industry",10375882,10342476,6099933,"NA",368947,27187238]
[null,1990,"DC","Total Electric Industry",1480356,5073157,2976219,"NA",318713,9848445]
[null,1990,"DE","Total Electric Industry",2651448,2310713,3271592,"NA",50114,8283867]
[null,1990,"FL","Total Electric Industry",71114670,51342236,16604579,"NA",4473393,143534878]
[null,1990,"GA","Total Electric Industry",29932837,22867547,26717324,"NA",922408,80440116]
[null,1990,"HI","Total Electric Industry",2323950,2194416,3733752,"NA",58419,8310537]
[null,1990,"IA","Total Electric Industry",10513101,6727381,11392481,"NA",804416,29437379]
[null,1990,"ID","Total Electric Industry",5626311,4894064,7165289,"NA",317758,18003422]
[null,1990,"IL","Total Electric Industry",32871442,31734447,39298519,"NA",7672368,111576776]
[null,1990,"IN","Total Electric Industry",22110951,15501743,35743096,"NA",626429,73982219]
[null,1990,"KS","Total Electric Industry",9514696,9169287,8087146,"NA",377638,27148767]
[null,1990,"KY","Total Electric Industry",16813546,9252216,32543259,"NA",2487853,61096874]
[null,1990,"LA","Total Electric Industry",21433523,13814112,25861967,"NA",2716288,63825890]
[null,1990,"MA","Total Electric Industry",15581197,18565266,10156905,"NA",1138304,45441672]
[null,1990,"MD","Total Electric Industry",19101665,10452013,19308301,"NA",671751,49533730]
[null,1990,"ME","Total Electric Industry",3932266,2672723,4750044,"NA",173942,11528975]
[null,1990,"MI","Total Electric Industry",25318849,20609561,35062022,"NA",1376437,82366869]
[null,1990,"MN","Total Electric Industry",14857556,8085873,23496827,"NA",726659,47166915]
[null,1990,"MO","Total Electric Industry",21652354,18468962,12937381,"NA",865940,53924637]
[null,1990,"MS","Total Electric Industry",12265641,6746134,12454453,"NA",660849,32127077]
[null,1990,"MT","Total Electric Industry",3358385,2737526,6529326,"NA",499346,13124583]
[null,1990,"NC","Total Electric Industry",33144040,23834909,31264700,"NA",1680838,89924487]
[null,1990,"ND","Total Electric Industry",2954024,1794510,1759711,"NA",505605,7013850]
[null,1990,"NE","Total Electric Industry",6799606,5086141,4618083,"NA",1364422,17868252]
[null,1990,"NH","Total Electric Industry",3444195,2010427,3418391,"NA",106601,8979614]
[null,1990,"NJ","Total Electric Industry",20497980,26838617,15040847,"NA",479243,62856687]
[null,1990,"NM","Total Electric Industry",3565532,4464122,4412883,"NA",1378223,13820760]
[null,1990,"NV","Total Electric Industry",5539534,3865557,6262803,"NA",684000,16351894]
[null,1990,"NY","Total Electric Industry",38574310,46921092,31929350,"NA",11899687,129324439]
[null,1990,"OH","Total Electric Industry",37889450,30540857,69681659,"NA",4353506,142465472]
[null,1990,"OK","Total Electric Industry",17077366,11633983,11763696,"NA",2029175,42504220]
[null,1990,"OR","Total Electric Industry",15379614,11319208,15498134,"NA",780487,42977443]
[null,1990,"PA","Total Electric Industry",38164153,29159185,45991878,"NA",1435443,114750659]
[null,1990,"RI","Total Electric Industry",2376295,2492124,1354202,"NA",196357,6418978]
[null,1990,"SC","Total Electric Industry",18257716,11926737,24701257,"NA",766081,55651791]
[null,1990,"SD","Total Electric Industry",2866175,1450044,1656961,"NA",360713,6333893]
[null,1990,"TN","Total Electric Industry",28756837,12127834,35312603,"NA",947495,77144769]
[null,1990,"TX","Total Electric Industry",82547572,62238153,84086943,"NA",8542459,237415127]
[null,1990,"UT","Total Electric Industry",4246106,4514613,5766212,"NA",874743,15401674]
[null,1990,"VA","Total Electric Industry",28129556,20213040,16398544,"NA",7955129,72696269]
[null,1990,"VT","Total Electric Industry",1808617,1484125,1381171,"NA",42315,4716228]
[null,1990,"WA","Total Electric Industry",28808844,17682979,40711980,"NA",3842348,91046151]
[null,1990,"WI","Total Electric Industry",16385266,12697935,19405054,"NA",709773,49198028]
[null,1990,"WV","Total Electric Industry",7577864,4991118,10469459,"NA",93990,23132431]
[null,1990,"WY","Total Electric Industry",1719933,2175801,7729470,"NA",143635,11768839]
[null,1990,"US","Total Electric Industry",924018699,751026562,945521695,"NA",91987709,2712554665]
[null,1990,"AK","Full-Service Providers",1661311,1972116,459282,"NA",161131,4253840]
[null,1990,"AL","Full-Service Providers",20718677,10978790,27617687,"NA",610459,59925613]
[null,1990,"AR","Full-Service Providers",10557866,6075079,10126208,"NA",606143,27365296]
[null,1990,"AZ","Full-Service Providers",15377684,13731290,10033740,"NA",2326871,41469585]
[null,1990,"CA","Full-Service Providers",66574670,79691297,55891513,"NA",8935442,211092922]
[null,1990,"CO","Full-Service Providers",9787280,13553026,6586859,"NA",867423,30794588]
[null,1990,"CT","Full-Service Providers",10375882,10342476,6099933,"NA",368947,27187238]
[null,1990,"DC","Full-Service Providers",1480356,5073157,2976219,"NA",318713,9848445]
[null,1990,"DE","Full-Service Providers",2651448,2310713,3271592,"NA",50114,8283867]
[null,1990,"FL","Full-Service Providers",71114670,51342236,16604579,"NA",4473393,143534878]
[null,1990,"GA","Full-Service Providers",29932837,22867547,26717324,"NA",922408,80440116]
[null,1990,"HI","Full-Service Providers",2323950,2194416,3733752,"NA",58419,8310537]
[null,1990,"IA","Full-Service Providers",10513101,6727381,11392481,"NA",804416,29437379]
[null,1990,"ID","Full-Service Providers",5626311,4894064,7165289,"NA",317758,18003422]
[null,1990,"IL","Full-Service Providers",32871442,31734447,39298519,"NA",7672368,111576776]
[null,1990,"IN","Full-Service Providers",22110951,15501743,35743096,"NA",626429,73982219]
[null,1990,"KS","Full-Service Providers",9514696,9169287,8087146,"NA",377638,27148767]
[null,1990,"KY","Full-Service Providers",16813546,9252216,32543259,"NA",2487853,61096874]
[null,1990,"LA","Full-Service Providers",21433523,13814112,25861967,"NA",2716288,63825890]
[null,1990,"MA","Full-Service Providers",15581197,18565266,10156905,"NA",1138304,45441672]
[null,1990,"MD","Full-Service Providers",19101665,10452013,19308301,"NA",671751,49533730]
[null,1990,"ME","Full-Service Providers",3932266,2672723,4750044,"NA",173942,11528975]
[null,1990,"MI","Full-Service Providers",25318849,20609561,35062022,"NA",1376437,82366869]
[null,1990,"MN","Full-Service Providers",14857556,8085873,23496827,"NA",726659,47166915]
[null,1990,"MO","Full-Service Providers",21652354,18468962,12937381,"NA",865940,53924637]
[null,1990,"MS","Full-Service Providers",12265641,6746134,12454453,"NA",660849,32127077]
[null,1990,"MT","Full-Service Providers",3358385,2737526,6529326,"NA",499346,13124583]
[null,1990,"NC","Full-Service Providers",33144040,23834909,31264700,"NA",1680838,89924487]
[null,1990,"ND","Full-Service Providers",2954024,1794510,1759711,"NA",505605,7013850]
[null,1990,"NE","Full-Service Providers",6799606,5086141,4618083,"NA",1364422,17868252]
[null,1990,"NH","Full-Service Providers",3444195,2010427,3418391,"NA",106601,8979614]
[null,1990,"NJ","Full-Service Providers",20497980,26838617,15040847,"NA",479243,62856687]
[null,1990,"NM","Full-Service Providers",3565532,4464122,4412883,"NA",1378223,13820760]
[null,1990,"NV","Full-Service Providers",5539534,3865557,6262803,"NA",684000,16351894]
[null,1990,"NY","Full-Service Providers",38574310,46921092,31929350,"NA",11899687,129324439]
[null,1990,"OH","Full-Service Providers",37889450,30540857,69681659,"NA",4353506,142465472]
[null,1990,"OK","Full-Service Providers",17077366,11633983,11763696,"NA",2029175,42504220]
[null,1990,"OR","Full-Service Providers",15379614,11319208,15498134,"NA",780487,42977443]
[null,1990,"PA","Full-Service Providers",38164153,29159185,45991878,"NA",1435443,114750659]
[null,1990,"RI","Full-Service Providers",2376295,2492124,1354202,"NA",196357,6418978]
[null,1990,"SC","Full-Service Providers",18257716,11926737,24701257,"NA",766081,55651791]
[null,1990,"SD","Full-Service Providers",2866175,1450044,1656961,"NA",360713,6333893]
[null,1990,"TN","Full-Service Providers",28756837,12127834,35312603,"NA",947495,77144769]
[null,1990,"TX","Full-Service Providers",82547572,62238153,84086943,"NA",8542459,237415127]
[null,1990,"UT","Full-Service Providers",4246106,4514613,5766212,"NA",874743,15401674]
[null,1990,"VA","Full-Service Providers",28129556,20213040,16398544,"NA",7955129,72696269]
[null,1990,"VT","Full-Service Providers",1808617,1484125,1381171,"NA",42315,4716228]
[null,1990,"WA","Full-Service Providers",28808844,17682979,40711980,"NA",3842348,91046151]
[null,1990,"WI","Full-Service Providers",16385266,12697935,19405054,"NA",709773,49198028]
[null,1990,"WV","Full-Service Providers",7577864,4991118,10469459,"NA",93990,23132431]
[null,1990,"WY","Full-Service Providers",1719933,2175801,7729470,"NA",143635,11768839]
[null,1990,"US","Full-Service Providers",924018699,751026562,945521695,"NA",91987709,2712554665]

{"sheet":"EIA_Units","index":31,"n_rows":22655,"n_cols":63,"rows_kept":1125,"cut":true,"hidden":true,"merged":[[1,1,1,60]],"bounds":{"rows_first":500,"rows_last":125,"rows_between":500,"halvings":2}}
[]
[null,"2012 Form EIA-860 Data - Schedule 3, 'Generator Data' (Operable, Proposed, Retired, and Cancelled Units)"]
[]
[null,"Source:","http://www.eia.gov/electricity/data/eia860/xls/eia8602012.zip"]
[null,"Utility ID","Utility Name","Plant Code","Plant Name","State","County","Generator ID","Prime Mover","Status","Nameplate Capacity (MW)","Summer Capacity (MW)","Winter Capacity (MW)","Unit Code","Operating Month","Operating Year","Energy Source 1","Energy Source 2","Energy Source 3","Energy Source 4","Energy Source 5","Energy Source 6","Multiple Fuels","Deliver Power to Transmission Grid","Synchronized to Transmission Grid","Ownership","Turbines","Cogenerator","Sector Name","Sector","Topping or Bottoming","Duct Burners","Planned Modifications","Planned Uprates Net Summer Capacity","Planned Uprates Net Winter Capacity","Planned Uprate Month","Planned Uprate Year","Planned Derates Net Summer Capacity","Planned Derates Net Winter Capacity","Planned Derates Month","Planned Derates Year","Planned New Prime Mover","Planned Energy Source 1","Planned Repower Month","Planned Repower Year","Other Modifications","Other Modifications Month","Other Modifications Year","Planned Retirement Month","Planned Retirement Year","Solid Fuel Gasification System","Pulverized Coal Technology","Fluidized Bed Technology","Subcritical Technology","Supercritical Technology","Ultrasupercritical Technology","Carbon Capture Technology","Startup Source 1","Startup Source 2","Startup Source 3","Startup Source 4",null,"Synapse: key"]
[null,7,"Tate & Lyle Ingredients Americas Inc",10867,"Tate & Lyle Decatur Plant Cogen","IL","Macon","GEN1","ST","OP",62,58.1,62,"",1,1989,"BIT","","","","","","N","Y","","S","","Y","Industrial CHP",7,"T","","N","","","","","","","","","","","","","","","","","","N","","Y","","","","","NG","","","",null,{"$f":"D6&\"|\"&H6","v":"10867|GEN1"}]
[null,8,"Tate & Lyle Ingredients Americas Inc",50903,"Sagamore Plant Cogeneration","IN","Tippecanoe","GEN1","ST","OP",7.4,7.4,7.4,"",10,1984,"BIT","","","","","","N","N","","S","","Y","Industrial CHP",7,"B","N","N","","","","","","","","","","","","","","","","","","N","Y","","","","","","NG","","","",null,{"$f":"D7&\"|\"&H7","v":"50903|GEN1"}]
[null,21,"AES Shady Point LLC",10671,"AES Shady Point LLC","OK","Leflore","GEN1","ST","OP",175,160,160,"",9,1990,"BIT","SUB","NG","","","","N","Y","","S","","Y","IPP CHP",3,"B","N","N","","","","","","","","","","","","","","","","","","N","","Y","","","","","NG","","","",null,"10671|GEN1"]
[null,21,"AES Shady Point LLC",10671,"AES Shady Point LLC","OK","Leflore","GEN2","ST","OP",175,160,160,"",11,1990,"BIT","SUB","NG","","","","N","Y","","S","","Y","IPP CHP",3,"B","N","N","","","","","","","","","","","","","","","","","","N","","Y","","","","","NG","","","",null,"10671|GEN2"]
[null,25,"GMM Holdings 1 LLC",2527,"GMMGreenidge LLC","NY","Yates","4","ST","OP",112.5,107.5,106.3,"",12,1953,"BIT","WDS","NG","SUB","","","Y","Y","","S","","N","IPP Non-CHP",2,"","N","N","","","","","","","","","","","","","N","","","","","N","Y","","Y","","","","DFO","","","",null,"2527|4"]
[null,34,"City of Abbeville - (SC)",3305,"Rocky River","SC","Anderson","1","HY","OP",1.8,1.8,1.8,"",1,1941,"WAT","","","","","","N","Y","","S","","N","Electric Utility",1,"","N","N","","","","","","","","","","","","","","","","","","N","","","","","","","","","","",null,"3305|1"]
[null,34,"City of Abbeville - (SC)",3305,"Rocky River","SC","Anderson","2","HY","OP",0.8,0.8,0.8,"",1,1941,"WAT","","","","","","N","Y","","S","","N","Electric Utility",1,"","N","N","","","","","","","","","","","","","","","","","","N","","","","","","","","","","",null,"3305|2"]
[null,34,"City of Abbeville - (SC)",3305,"Rocky River","SC","Anderson","IC1","IC","OP",1.1000000000000001,1.1000000000000001,1.1000000000000001,"",11,1946,"DFO","","","","","","N","Y","","S","","N","Electric Utility",1,"","N","Y","","","","","","","","","","","","","","","",1,2013,"N","","","","","","","","","","",null,"3305|IC1"]
[null,35,"AES WR Ltd Partnership",10678,"AES Warrior Run Cogeneration Facility","MD","Allegany","GEN1","ST","OP",229,180,180,"",8,1999,"BIT","DFO","","","","","N","Y","","S","","Y","IPP CHP",3,"T","N","N","","","","","","","","","","","","","","","","","","N","","Y","","","","","DFO","","","",null,"10678|GEN1"]
[null,40,"Hospira Inc",55788,"Hospira Inc","NY","ERIE","GEN1","IC","SB",1.1000000000000001,1.1000000000000001,1.1000000000000001,"",1,1995,"NG","","","","","","N","N","N","S","","N","Industrial Non-CHP",6,"","N","N","","","","","","","","","","","","","","","","","","N","","","","","","","","","","",null,"55788|GEN1"]
[null,40,"Hospira Inc",55788,"Hospira Inc","NY","ERIE","GEN2","IC","SB",1.1000000000000001,1.1000000000000001,1.1000000000000001,"",1,1995,"NG","","","","","","N","N","N","S","","N","Industrial Non-CHP",6,"","N","N","","","","","","","","","","","","","","","","","","N","","","","","","","","","","",null,"55788|GEN2"]
[null,52,"ACE Cogeneration Co",10002,"ACE Cogeneration Facility","CA","San Bernardino","GEN1","ST","OP",108,101.2,101.5,"",9,1990,"BIT","PC","","","","","Y","Y","","J","","Y","IPP CHP",3,"T","","Y","","","","","","","","","","","","","","","",11,2015,"N","","Y","Y","","","","NG","","","",null,"10002|GEN1"]
[null,82,"Ada Cogeneration Ltd Partnership",10819,"Ada Cogeneration LP","MI","Kent","GEN1","CT","OP",23,23,23,"",10,1990,"NG","","","","","","N","Y","","S","","Y","IPP CHP",3,"T","N","N","","","","","","","","","","","","","","","","","","N","","","","","","","","","","",null,"10819|GEN1"]
[null,82,"Ada Cogeneration Ltd Partnership",10819,"Ada Cogeneration LP","MI","Kent","GEN2","CA","OP",10.1,6.4,7,"",10,1990,"NG","","","","","","N","Y","","S","","Y","IPP CHP",3,"T","Y","N","","","","","","","","","","","","","","","","","","N","","","","","","","","","","",null,"10819|GEN2"]
[null,84,"A & N Electric Coop",6390,"Tangier","VA","Accomack","3","IC","OS",0.7,0.6,0.6,"",5,1974,"DFO","","","","","","N","Y","","S","","N","Electric Utility",1,"","N","N","","","","","","","","","","","","","","","","","","N","","","","","","","","","","",null,"6390|3"]
[null,84,"A & N Electric Coop",6390,"Tangier","VA","Accomack","4","IC","OS",1,0.8,0.8,"",9,1974,"DFO","","","","","","N","Y","","S","","N","Electric Utility",1,"","N","N","","","","","","","","","","","","","","","","","","N","","","","","","","","","","",null,"6390|4"]
[null,84,"A & N Electric Coop",6390,"Tangier","VA","Accomack","5","IC","OP",1.2,1.2,1.2,"",12,1993,"DFO","","","","","","N","Y","","S","","N","Electric Utility",1,"","N","N","","","","","","","","","","","","","","","","","","N","","","","","","","","","","",null,"6390|5"]
[null,84,"A & N Electric Coop",6390,"Tangier","VA","Accomack","6","IC","OP",1.2,1.2,1.2,"",12,1993,"DFO","","","","","","N","Y","","S","","N","Electric Utility",1,"","N","N","","","","","","","","","","","","","","","","","","N","","","","","","","","","","",null,"6390|6"]
[null,84,"A & N Electric Coop",6391,"Smith Island","MD","Somerset","2","IC","OP",0.5,0.4,0.4,"",12,1969,"DFO","","","","","","N","Y","","S","","N","Electric Utility",1,"","N","N","","","","","","","","","","","","","","","","","","N","","","","","","","","","","",null,"6391|2"]
[null,84,"A & N Electric Coop",6391,"Smith Island","MD","Somerset","3","IC","OP",1.2,1.2,1.2,"",3,1994,"DFO","","","","","","N","Y","","S","","N","Electric Utility",1,"","N","N","","","","","","","","","","","","","","","","","","N","","","","","","","","","","",null,"6391|3"]
[null,88,"Granite Ridge Energy LLC",55170,"Granite Ridge","NH","Rockingham","CT11","CT","OP",300,222,263,"",3,2003,"NG","","","","","","N","Y","","S","","N","IPP Non-CHP",2,"","N","N","","","","","","","","","","","","","N","","","","","N","","","","","","","","","","",null,"55170|CT11"]
[null,88,"Granite Ridge Energy LLC",55170,"Granite Ridge","NH","Rockingham","CT12","CT","OP",300,222,263,"",3,2003,"NG","","","","","","N","Y","","S","","N","IPP Non-CHP",2,"","N","N","","","","","","","","","","","","","N","","","","","N","","","","","","","","","","",null,"55170|CT12"]
[null,88,"Granite Ridge Energy LLC",55170,"Granite Ridge","NH","Rockingham","STG","CA","OP",300,234,271,"",3,2003,"NG","","","","","","N","Y","","S","","N","IPP Non-CHP",2,"","N","N","","","","","","","","","","","","","N","","","","","N","","","","","","","","","","",null,"55170|STG"]
[null,109,"Ag Processing Inc",10223,"AG Processing Inc","IA","Wright","E.C.","ST","OP",8.5,8.5,8.5,"",1,1982,"SUB","","","","","","N","Y","","S","","Y","Industrial CHP",7,"B","N","N","","","","","","","","","","","","","","","","","","N","","","Y","","","","SUB","","","",null,"10223|E.C."]
[null,135,"Agrilectric Power Partners Ltd",10593,"Agrilectric Power Partners Ltd","LA","Calcasieu","GEN1","ST","OP",12.1,10.9,10.9,"",7,1984,"AB","NG","","","","","N","Y","Y","S","","N","IPP Non-CHP",2,"","N","N","","","","","","","","","","","","","","","","","","N","","","","","","","NG","","","",null,"10593|GEN1"]
[null,142,"AES Beaver Valley",10676,"AES Beaver Valley Partners Beaver Valley","PA","Beaver","GEN2","ST","OP",35,32,31.5,"",7,1987,"BIT","PC","","","","","Y","Y","","S","","Y","IPP CHP",3,"T","N","N","","","","","","","","","","","","","","","","","","N","Y","","Y","","","","DFO","","","",null,"10676|GEN2"]
[null,142,"AES Beaver Valley",10676,"AES Beaver Valley Partners Beaver Valley","PA","Beaver","GEN3","ST","OP",114,114,120,"",7,1987,"BIT","PC","","","","","Y","Y","","S","","Y","IPP CHP",3,"B","N","N","","","","","","","","","","","","","","","","","","N","Y","","Y","","","","DFO","","","",null,"10676|GEN3"]
[null,150,"Adrian Public Utilities Comm",1956,"Adrian","MN","NOBLES","5","IC","OP",2,2,2,"",5,2005,"DFO","","","","","","N","Y","","S","","N","Electric Utility",1,"","N","N","","","","","","","","","","","","","","","","","","N","","","","","","","","","","",null,"1956|5"]
[null,156,"AES Deepwater Inc",10670,"AES Deepwater","TX","Harris","GEN1","ST","OA",165.2,138,140,"",6,1986,"PC","","","","","","N","Y","","S","","N","IPP Non-CHP",2,"","","N","","","","","","","","","","","","","","","","","","N","Y","","Y","","","","NG","","","",null,"10670|GEN1"]
[null,156,"AES Deepwater Inc",10670,"AES Deepwater","TX","Harris","REDST","BA","OP",1,1,1,"",8,2010,"MWH","","","","","","N","Y","","W","","N","IPP Non-CHP",2,"","","N","","","","","","","","","","","","","","","","","","N","","","","","","","","","","",null,"10670|REDST"]
[null,164,"AERA Energy LLC",50752,"South Belridge Cogeneration Facility","CA","Kern","GEN1","GT","OP",31.4,19,21,"",12,1985,"NG","","","","","","N","Y","","S","","Y","Industrial CHP",7,"T","N","N","","","","","","","","","","","","","","","","","","N","","","","","","","","","","",null,"50752|GEN1"]
[null,164,"AERA Energy LLC",50752,"South Belridge Cogeneration Facility","CA","Kern","GEN2","GT","OP",31.4,19,21,"",12,1985,"NG","","","","","","N","Y","","S","","Y","Industrial CHP",7,"T","N","N","","","","","","","","","","","","","","","","","","N","","","","","","","","","","",null,"50752|GEN2"]
[null,164,"AERA Energy LLC",50752,"South Belridge Cogeneration Facility","CA","Kern","GEN3","GT","OP",31.4,19,21,"",12,1986,"NG","","","","","","N","Y","","S","","Y","Industrial CHP",7,"T","N","N","","","","","","","","","","","","","","","","","","N","","","","","","","","","","",null,"50752|GEN3"]
[null,164,"AERA Energy LLC",52077,"Lost Hills Cogeneration Plant","CA","Kern","GEN4","GT","OP",3.5,2.7,3,"",10,1985,"NG","","","","","","N","N","","S","","Y","Industrial CHP",7,"T","N","N","","","","","","","","","","","","","","","","","","N","","","","","","","","","","",null,"52077|GEN4"]
[null,164,"AERA Energy LLC",52077,"Lost Hills Cogeneration Plant","CA","Kern","GEN5","GT","OP",3.5,2.7,3,"",10,1985,"NG","","","","","","N","N","","S","","Y","Industrial CHP",7,"T","N","N","","","","","","","","","","","","","","","","","","N","","","","","","","","","","",null,"52077|GEN5"]
[null,164,"AERA Energy LLC",52077,"Lost Hills Cogeneration Plant","CA","Kern","GEN6","GT","OP",3.5,2.7,3,"",10,1985,"NG","","","","","","N","N","","S","","Y","Industrial CHP",7,"T","N","N","","","","","","","","","","","","","","","","","","N","","","","","","","","","","",null,"52077|GEN6"]
[null,177,"AES Hawaii Inc",10673,"AES Hawaii","HI","Honolulu","GEN1","ST","OP",203,180,180,"",5,1992,"BIT","WO","TDF","DFO","SUB","OBS","Y","Y","","S","","Y","IPP CHP",3,"T","N","N","","","","","","","","","","","","","N","","","","","N","","Y","","","","","DFO","","","",null,"10673|GEN1"]
[null,178,"CES Placerita Inc",10677,"CES Placerita Power Plant","CA","Los Angeles","UNT2","CT","OS",60,46,50,"",6,1988,"NG","","","","","","N","N","N","S","","N","IPP Non-CHP",2,"","","N","","","","","","","","","","","","","N","","","","","N","","","","","","","","","","",null,"10677|UNT2"]
[null,178,"CES Placerita Inc",10677,"CES Placerita Power Plant","CA","Los Angeles","UNT3","CA","OS",30,23,25,"",6,1988,"NG","","","","","","N","N","N","S","","N","IPP Non-CHP",2,"","N","N","","","","","","","","","","","","","N","","","","","N","","","","","","","","","","",null,"10677|UNT3"]
[null,179,"Agrium US Inc",54452,"Agrium Kenai Nitrogen Operations","AK","Kenai Peninsula","744A","GT","OS",2.5,2.5,2.5,"",10,1977,"NG","","","","","","N","N","","S","","Y","Industrial CHP",7,"T","N","N","","","","","","","","","","","","","","","","","","","","","","","","","","","","",null,"54452|744A"]
[null,179,"Agrium US Inc",54452,"Agrium Kenai Nitrogen Operations","AK","Kenai Peninsula","744B","GT","OS",2.5,2.5,2.5,"",10,1977,"NG","","","","","","N","N","","S","","Y","Industrial CHP",7,"T","N","N","","","","","","","","","","","","","","","","","","","","","","","","","","","","",null,"54452|744B"]
[null,179,"Agrium US Inc",54452,"Agrium Kenai Nitrogen Operations","AK","Kenai Peninsula","744C","GT","OS",2.5,2.5,2.5,"",10,1977,"NG","","","","","","N","N","","S","","Y","Industrial CHP",7,"T","N","N","","","","","","","","","","","","","","","","","","","","","","","","","","","","",null,"54452|744C"]
[null,179,"Agrium US Inc",54452,"Agrium Kenai Nitrogen Operations","AK","Kenai Peninsula","744D","GT","OS",2.5,2.5,2.5,"",10,1977,"NG","","","","","","N","N","","S","","Y","Industrial CHP",7,"T","N","N","","","","","","","","","","","","","","","","","","","","","","","","","","","","",null,"54452|744D"]
[null,179,"Agrium US Inc",54452,"Agrium Kenai Nitrogen Operations","AK","Kenai Peninsula","744E","GT","OS",2.5,2.5,2.5,"",10,1977,"NG","","","","","","N","N","","S","","Y","Industrial CHP",7,"T","N","N","","","","","","","","","","","","","","","","","","","","","","","","","","","","",null,"54452|744E"]
[null,189,"PowerSouth Energy Cooperative",53,"Gantt","AL","Covington","3","HY","OP",1.2,1,1,"",1,1926,"WAT","","","","","","N","Y","","S",0,"N","Electric Utility",1,"","N","N","","","","","","","","","","","","","","","","","","N","","","","","","","","","","",null,"53|3"]
[null,189,"PowerSouth Energy Cooperative",53,"Gantt","AL","Covington","4","HY","OP",1.8,1.8,1.8,"",2,1985,"WAT","","","","","","N","Y","","S",0,"N","Electric Utility",1,"","N","N","","","","","","","","","","","","","","","","","","N","","","","","","","","","","",null,"53|4"]
[null,189,"PowerSouth Energy Cooperative",55,"Point A","AL","Covington","1","HY","OP",1.6,1.8,1.8,"",1,1925,"WAT","","","","","","N","Y","","S",0,"N","Electric Utility",1,"","N","N","","","","","","","","","","","","","","","","","","N","","","","","","","","","","",null,"55|1"]
[null,189,"PowerSouth Energy Cooperative",55,"Point A","AL","Covington","2","HY","OP",1.6,1.8,1.8,"",1,1925,"WAT","","","","","","N","Y","","S",0,"N","Electric Utility",1,"","N","N","","","","","","","","","","","","","","","","","","N","","","","","","","","","","",null,"55|2"]
[null,189,"PowerSouth Energy Cooperative",55,"Point A","AL","Covington","3","HY","OP",2,1.8,1.8,"",1,1949,"WAT","","","","","","N","Y","","S",0,"N","Electric Utility",1,"","N","N","","","","","","","","","","","","","","","","","","N","","","","","","","","","","",null,"55|3"]
[null,189,"PowerSouth Energy Cooperative",56,"Charles R Lowman","AL","Washington","1","ST","OP",66,80,80,"",6,1969,"BIT","","","","","","N","Y","","S","","N","Electric Utility",1,"","N","N","","","","","","","","","","","","","","","","","","N","Y","","","","","","DFO","","","",null,"56|1"]
[null,189,"PowerSouth Energy Cooperative",56,"Charles R Lowman","AL","Washington","2","ST","OP",236,235,235,"",6,1978,"BIT","","","","","","N","Y","","S","","N","Electric Utility",1,"","N","N","","","","","","","","","","","","","","","","","","N","Y","","","","","","DFO","","","",null,"56|2"]
[null,189,"PowerSouth Energy Cooperative",56,"Charles R Lowman","AL","Washington","3","ST","OP",236,235,235,"",6,1980,"BIT","","","","","","N","Y","","S","","N","Electric Utility",1,"","N","N","","","","","","","","","","","","","","","","","","N","Y","","","","","","DFO","","","",null,"56|3"]
[null,189,"PowerSouth Energy Cooperative",533,"McWilliams","AL","Covington","1","CA","OP",7.5,10,10,"",12,1954,"NG","DFO","","","","","Y","Y","","S","","N","Electric Utility",1,"","Y","N","","","","","","","","","","","","","","","","","","N","","","","","","","","","","",null,"533|1"]
[null,189,"PowerSouth Energy Cooperative",533,"McWilliams","AL","Covington","2","CA","OP",7.5,10,10,"",12,1954,"NG","DFO","","","","","Y","Y","","S","","N","Electric Utility",1,"","Y","N","","","","","","","","","","","","","","","","","","N","","","","","","","","","","",null,"533|2"]
[null,189,"PowerSouth Energy Cooperative",533,"McWilliams","AL","Covington","3","CA","OP",25,20,20,"",8,1959,"NG","DFO","","","","","Y","Y","","S","","N","Electric Utility",1,"","Y","N","","","","","","","","","","","","","","","","","","N","","","","","","","","","","",null,"533|3"]
[null,189,"PowerSouth Energy Cooperative",533,"McWilliams","AL","Covington","4","CT","OP",107,109,119,"",12,1996,"NG","DFO","","","","","Y","Y","","S","","N","Electric Utility",1,"","","N","","","","","","","","","","","","","","","","","","N","","","","","","","","","","",null,"533|4"]
[null,189,"PowerSouth Energy Cooperative",533,"McWilliams","AL","Covington","VAN1","CT","OP",165,163,177,"",1,2002,"NG","","","","","","N","Y","","S","","N","Electric Utility",1,"","N","N","","","","","","","","","","","","","","","","","","","","","","","","","","","","",null,"533|VAN1"]
[null,189,"PowerSouth Energy Cooperative",533,"McWilliams","AL","Covington","VAN2","CT","OP",165,163,177,"",1,2002,"NG","","","","","","N","Y","","S","","N","Electric Utility",1,"","N","N","","","","","","","","","","","","","","","","","","","","","","","","","","","","",null,"533|VAN2"]
[null,189,"PowerSouth Energy Cooperative",533,"McWilliams","AL","Covington","VAN3","CA","OP",177,175,185,"",1,2002,"NG","","","","","","N","Y","","S","","N","Electric Utility",1,"","N","N","","","","","","","","","","","","","","","","","","","","","","","","","","","","",null,"533|VAN3"]
[null,189,"PowerSouth Energy Cooperative",7063,"McIntosh","AL","Washington","1","CE","OP",110,110,110,"",6,1991,"NG","","","","","","N","Y","","S","","N","Electric Utility",1,"","N","N","","","","","","","","","","","","","","","","","","N","","","","","","","","","","",null,"7063|1"]
[null,189,"PowerSouth Energy Cooperative",7063,"McIntosh","AL","Washington","2","GT","OP",113,114,120,"",6,1998,"NG","DFO","","","","","Y","Y","","S","","N","Electric Utility",1,"","N","N","","","","","","","","","","","","","","","","","","N","","","","","","","","","","",null,"7063|2"]
[null,189,"PowerSouth Energy Cooperative",7063,"McIntosh","AL","Washington","3","GT","OP",113,114,120,"",6,1998,"NG","DFO","","","","","Y","Y","","S","","N","Electric Utility",1,"","N","N","","","","","","","","","","","","","","","","","","N","","","","","","","","","","",null,"7063|3"]
[null,189,"PowerSouth Energy Cooperative",7063,"McIntosh","AL","Washington","4","GT","OP",224,170,224,"",12,2010,"NG","","","","","","N","Y","","S","","N","Electric Utility",1,"","N","N","","","","","","","","","","","","","","","","","","N","","","","","","","","","","",null,"7063|4"]
[null,189,"PowerSouth Energy Cooperative",7063,"McIntosh","AL","Washington","5","GT","OP",224,170,224,"",12,2010,"NG","","","","","","N","Y","","S","","N","Electric Utility",1,"","N","N","","","","","","","","","","","","","","","","","","N","","","","","","","","","","",null,"7063|5"]
[null,194,"Albuquerque City of",10339,"Southside Water Reclamation Plant","NM","Bernalillo","GEN1","IC","OP",2.2000000000000002,2.1,2.2000000000000002,"",11,2002,"OBG","NG","","","","","Y","Y","","S","","Y","IPP CHP",3,"T","N","N","","","","","","","","","","","","","","","","","","N","","","","","","","","","","",null,"10339|GEN1"]
[null,194,"Albuquerque City of",10339,"Southside Water Reclamation Plant","NM","Bernalillo","GEN2","IC","OP",2.2000000000000002,2.1,2.2000000000000002,"",11,2002,"OBG","NG","","","","","Y","Y","","S","","Y","IPP CHP",3,"T","N","N","","","","","","","","","","","","","","","","","","N","","","","","","","","","","",null,{"$f":"D71&\"|\"&H71","v":"10339|GEN2"}]
[null,194,"Albuquerque City of",10339,"Southside Water Reclamation Plant","NM","Bernalillo","GEN3","IC","OP",1.1000000000000001,1.1000000000000001,1.1000000000000001,"",2,1987,"OBG","NG","","","","","Y","Y","","S","","Y","IPP CHP",3,"T","N","N","","","","","","","","","","","","","","","","","","N","","","","","","","","","","",null,"10339|GEN3"]
[null,194,"Albuquerque City of",10339,"Southside Water Reclamation Plant","NM","Bernalillo","GEN4","IC","OP",1.1000000000000001,1.1000000000000001,1.1000000000000001,"",2,1987,"OBG","NG","","","","","Y","Y","","S","","Y","IPP CHP",3,"T","N","N","","","","","","","","","","","","","","","","","","N","","","","","","","","","","",null,"10339|GEN4"]
[null,195,"Alabama Power Co",2,"Bankhead Dam","AL","Tuscaloosa","1","HY","OP",45,56,52,"",7,1963,"WAT","","","","","","N","Y","","S",0,"N","Electric Utility",1,"","N","N","","","","","","","","","","","","","","","","","","","","","","","","","","","","",null,"2|1"]
[null,195,"Alabama Power Co",3,"Barry","AL","Mobile","1","ST","OP",153.1,138,138,"",2,1954,"BIT","WC","","","","","N","Y","","S","","N","Electric Utility",1,"","N","Y","","","","","","","","","","","","","","","",12,2019,"","Y","","Y","","","","NG","","","",null,"3|1"]
[null,195,"Alabama Power Co",3,"Barry","AL","Mobile","2","ST","OP",153.1,137,137,"",7,1954,"BIT","WC","","","","","N","Y","","S","","N","Electric Utility",1,"","N","Y","","","","","","","","","","","","","","","",12,2019,"","Y","","Y","","","","NG","","","",null,"3|2"]
[null,195,"Alabama Power Co",3,"Barry","AL","Mobile","3","ST","OP",272,249,249,"",7,1959,"BIT","WC","","","","","N","Y","","S","","N","Electric Utility",1,"","N","N","","","","","","","","","","","","","","","","","","","Y","","Y","","","","NG","","","",null,"3|3"]
[null,195,"Alabama Power Co",3,"Barry","AL","Mobile","4","ST","OP",403.7,362,362,"",12,1969,"BIT","WC","","","","","N","Y","","S","","N","Electric Utility",1,"","N","N","","","","","","","","","","","","","","","","","","","Y","","Y","","","","NG","","","",null,"3|4"]
[null,195,"Alabama Power Co",3,"Barry","AL","Mobile","5","ST","OP",788.8,726.5,726.5,"",10,1971,"BIT","WC","","","","","N","Y","","S","","N","Electric Utility",1,"","N","N","","","","","","","","","","","","","","","","","","","Y","","","Y","","","NG","","","",null,"3|5"]
[null,195,"Alabama Power Co",3,"Barry","AL","Mobile","A1CT","CT","OP",170.1,154,170,"G521",5,2000,"NG","","","","","","N","Y","","S","","N","Electric Utility",1,"","","N","","","","","","","","","","","","","","","","","","","","","","","","","","","","",null,"3|A1CT"]
[null,195,"Alabama Power Co",3,"Barry","AL","Mobile","A1CT2","CT","OP",170.1,154,170,"G521",5,2000,"NG","","","","","","N","Y","","S","","N","Electric Utility",1,"","","N","","","","","","","","","","","","","","","","","","","","","","","","","","","","",null,"3|A1CT2"]
[null,195,"Alabama Power Co",3,"Barry","AL","Mobile","A1ST","CA","OP",195.2,173,192,"G521",5,2000,"NG","","","","","","N","Y","","S","","N","Electric Utility",1,"","Y","N","","","","","","","","","","","","","","","","","","","","","","","","","","","","",null,"3|A1ST"]
[null,195,"Alabama Power Co",3,"Barry","AL","Mobile","A2C1","CT","OP",170.1,154,170,"G522",5,2000,"NG","","","","","","N","Y","","S","","N","Electric Utility",1,"","","N","","","","","","","","","","","","","","","","","","","","","","","","","","","","",null,"3|A2C1"]
[null,195,"Alabama Power Co",3,"Barry","AL","Mobile","A2C2","CT","OP",170.1,154,170,"G522",5,2000,"NG","","","","","","N","Y","","S","","N","Electric Utility",1,"","","N","","","","","","","","","","","","","","","","","","","","","","","","","","","","",null,"3|A2C2"]
[null,195,"Alabama Power Co",3,"Barry","AL","Mobile","A2ST","CA","OP",195.2,173,192,"G522",5,2000,"NG","","","","","","N","Y","","S","","N","Electric Utility",1,"","Y","N","","","","","","","","","","","","","","","","","","","","","","","","","","","","",null,"3|A2ST"]
[null,195,"Alabama Power Co",4,"Walter Bouldin Dam","AL","Elmore","1","HY","OP",75,75.3,76,"",7,1967,"WAT","","","","","","N","Y","","S",0,"N","Electric Utility",1,"","N","N","","","","","","","","","","","","","","","","","","","","","","","","","","","","",null,"4|1"]
[null,195,"Alabama Power Co",4,"Walter Bouldin Dam","AL","Elmore","2","HY","OP",75,75.3,76,"",8,1967,"WAT","","","","","","N","Y","","S",0,"N","Electric Utility",1,"","N","N","","","","","","","","","","","","","","","","","","","","","","","","","","","","",null,"4|2"]
[null,195,"Alabama Power Co",4,"Walter Bouldin Dam","AL","Elmore","3","HY","OP",75,75.3,76,"",8,1967,"WAT","","","","","","N","Y","","S",0,"N","Electric Utility",1,"","N","N","","","","","","","","","","","","","","","","","","","","","","","","","","","","",null,"4|3"]
[null,195,"Alabama Power Co",7,"Gadsden","AL","Etowah","1","ST","OP",69,64,64,"",4,1949,"BIT","NG","","","","","Y","Y","","S","","Y","Electric Utility",1,"B","N","Y","","","","","","","","","","","","","","","",12,2014,"N","Y","","Y","","","","NG","","","",null,"7|1"]
[null,195,"Alabama Power Co",7,"Gadsden","AL","Etowah","2","ST","OP",69,66,66,"",7,1949,"BIT","NG","","","","","Y","Y","","S","","Y","Electric Utility",1,"B","N","Y","","","","","","","","","","","","","","","",12,2014,"N","Y","","Y","","","","NG","","","",null,"7|2"]
[null,195,"Alabama Power Co",8,"Gorgas","AL","Walker","10","ST","OP",788.8,703,703,"",10,1972,"BIT","WC","","","","","N","Y","","S","","N","Electric Utility",1,"","N","N","","","","","","","","","","","","","","","","","","N","Y","","","Y","","","DFO","","","",null,"8|10"]
[null,195,"Alabama Power Co",8,"Gorgas","AL","Walker","6","ST","OP",125,103,103,"",4,1951,"BIT","WC","","","","","N","Y","","S","","N","Electric Utility",1,"","N","Y","","","","","","","","","","","","","","","",12,2016,"N","Y","","Y","","","","DFO","","","",null,"8|6"]
[null,195,"Alabama Power Co",8,"Gorgas","AL","Walker","7","ST","OP",125,104,104,"",7,1952,"BIT","WC","","","","","N","Y","","S","","N","Electric Utility",1,"","N","Y","","","","","","","","","","","","","","","",12,2017,"N","Y","","Y","","","","DFO","","","",null,"8|7"]
[null,195,"Alabama Power Co",8,"Gorgas","AL","Walker","8","ST","OP",187.5,161,161,"",5,1956,"BIT","WC","","","","","N","Y","","S","","N","Electric Utility",1,"","N","N","","","","","","","","","","","","","","","","","","N","Y","","Y","","","","DFO","","","",null,"8|8"]
[null,195,"Alabama Power Co",8,"Gorgas","AL","Walker","9","ST","OP",190.4,170,170,"",6,1958,"BIT","WC","","","","","N","Y","","S","","N","Electric Utility",1,"","N","N","","","","","","","","","","","","","","","","","","N","Y","","Y","","","","DFO","","","",null,"8|9"]
[null,195,"Alabama Power Co",10,"Greene County","AL","Greene","1","ST","OP",299.2,254,254,"",6,1965,"BIT","WC","","","","","N","Y","","J","","N","Electric Utility",1,"","N","N","","","","","","","","","","","","","","","","","","N","Y","","Y","","","","NG","","","",null,"10|1"]
[null,195,"Alabama Power Co",10,"Greene County","AL","Greene","2","ST","OP",269.2,243,243,"",7,1966,"BIT","WC","","","","","N","Y","","J","","N","Electric Utility",1,"","N","N","","","","","","","","","","","","","","","","","","N","Y","","Y","","","","NG","","","",null,"10|2"]
[null,195,"Alabama Power Co",10,"Greene County","AL","Greene","GT10","GT","OP",80,85,101,"",5,1996,"NG","DFO","","","","","Y","Y","","S","","N","Electric Utility",1,"","N","N","","","","","","","","","","","","","","","","","","","","","","","","","","","","",null,"10|GT10"]
[null,195,"Alabama Power Co",10,"Greene County","AL","Greene","GT2","GT","OP",80,84,100,"",5,1996,"NG","DFO","","","","","Y","Y","","S","","N","Electric Utility",1,"","N","N","","","","","","","","","","","","","","","","","","","","","","","","","","","","",null,"10|GT2"]
[null,195,"Alabama Power Co",10,"Greene County","AL","Greene","GT3","GT","OP",80,82,98,"",5,1995,"NG","DFO","","","","","Y","Y","","S","","N","Electric Utility",1,"","N","N","","","","","","","","","","","","","","","","","","","","","","","","","","","","",null,"10|GT3"]
[null,195,"Alabama Power Co",10,"Greene County","AL","Greene","GT4","GT","OP",80,81,97,"",5,1995,"NG","DFO","","","","","Y","Y","","S","","N","Electric Utility",1,"","N","N","","","","","","","","","","","","","","","","","","","","","","","","","","","","",null,"10|GT4"]
[null,195,"Alabama Power Co",10,"Greene County","AL","Greene","GT5","GT","OP",80,82,98,"",5,1995,"NG","DFO","","","","","Y","Y","","S","","N","Electric Utility",1,"","N","N","","","","","","","","","","","","","","","","","","","","","","","","","","","","",null,"10|GT5"]
[null,195,"Alabama Power Co",10,"Greene County","AL","Greene","GT6","GT","OP",80,81,97,"",5,1995,"NG","DFO","","","","","Y","Y","","S","","N","Electric Utility",1,"","N","N","","","","","","","","","","","","","","","","","","","","","","","","","","","","",null,"10|GT6"]
[null,195,"Alabama Power Co",10,"Greene County","AL","Greene","GT7","GT","OP",80,80,96,"",5,1995,"NG","DFO","","","","","Y","Y","","S","","N","Electric Utility",1,"","N","N","","","","","","","","","","","","","","","","","","","","","","","","","","","","",null,"10|GT7"]
[null,195,"Alabama Power Co",10,"Greene County","AL","Greene","GT8","GT","OP",80,83,99,"",5,1996,"NG","DFO","","","","","Y","Y","","S","","N","Electric Utility",1,"","N","N","","","","","","","","","","","","","","","","","","","","","","","","","","","","",null,"10|GT8"]
[null,195,"Alabama Power Co",10,"Greene County","AL","Greene","GT9","GT","OP",80,82,98,"",5,1996,"NG","DFO","","","","","Y","Y","","S","","N","Electric Utility",1,"","N","N","","","","","","","","","","","","","","","","","","","","","","","","","","","","",null,"10|GT9"]
[null,195,"Alabama Power Co",11,"H Neely Henry Dam","AL","Calhoun","1","HY","OP",24.3,23.3,22.3,"",6,1966,"WAT","","","","","","N","Y","","S",0,"N","Electric Utility",1,"","N","N","","","","","","","","","","","","","","","","","","","","","","","","","","","","",null,"11|1"]
[null,195,"Alabama Power Co",11,"H Neely Henry Dam","AL","Calhoun","2","HY","OP",24.3,23.3,22.3,"",6,1966,"WAT","","","","","","N","Y","","S",0,"N","Electric Utility",1,"","N","N","","","","","","","","","","","","","","","","","","","","","","","","","","","","",null,"11|2"]
[null,195,"Alabama Power Co",11,"H Neely Henry Dam","AL","Calhoun","3","HY","OP",24.3,23.4,22.4,"",6,1966,"WAT","","","","","","N","Y","","S",0,"N","Electric Utility",1,"","N","N","","","","","","","","","","","","","","","","","","","","","","","","","","","","",null,"11|3"]
[null,195,"Alabama Power Co",12,"Holt Dam","AL","Tuscaloosa","1","HY","OP",40,45,45,"",8,1968,"WAT","","","","","","N","Y","","S",0,"N","Electric Utility",1,"","N","Y","","","","","","","","","","","","","","","",12,2015,"","","","","","","","","","","",null,"12|1"]
[null,195,"Alabama Power Co",13,"Jordan Dam","AL","Elmore","1","HY","OP",25,25,25,"",1,1929,"WAT","","","","","","N","Y","","S",0,"N","Electric Utility",1,"","N","N","","","","","","","","","","","","","","","","","","","","","","","","","","","","",null,"13|1"]
[null,195,"Alabama Power Co",13,"Jordan Dam","AL","Elmore","2","HY","OP",25,25,25,"",1,1929,"WAT","","","","","","N","Y","","S",0,"N","Electric Utility",1,"","N","N","","","","","","","","","","","","","","","","","","","","","","","","","","","","",null,"13|2"]
[null,195,"Alabama Power Co",13,"Jordan Dam","AL","Elmore","3","HY","OP",25,25,25,"",1,1929,"WAT","","","","","","N","Y","","S",0,"N","Electric Utility",1,"","N","N","","","","","","","","","","","","","","","","","","","","","","","","","","","","",null,"13|3"]
[null,195,"Alabama Power Co",13,"Jordan Dam","AL","Elmore","4","HY","OP",25,25,25,"",1,1929,"WAT","","","","","","N","Y","","S",0,"N","Electric Utility",1,"","N","N","","","","","","","","","","","","","","","","","","","","","","","","","","","","",null,"13|4"]
[null,195,"Alabama Power Co",14,"Logan Martin Dam","AL","Talladega","1","HY","OP",42.7,45,41.6,"",8,1964,"WAT","","","","","","N","Y","","S",0,"N","Electric Utility",1,"","N","N","","","","","","","","","","","","","","","","","","","","","","","","","","","","",null,"14|1"]
[null,195,"Alabama Power Co",14,"Logan Martin Dam","AL","Talladega","2","HY","OP",42.7,45,41.6,"",8,1964,"WAT","","","","","","N","Y","","S",0,"N","Electric Utility",1,"","N","N","","","","","","","","","","","","","","","","","","","","","","","","","","","","",null,"14|2"]
[null,195,"Alabama Power Co",14,"Logan Martin Dam","AL","Talladega","3","HY","OP",42.7,45,41.8,"",8,1964,"WAT","","","","","","N","Y","","S",0,"N","Electric Utility",1,"","N","N","","","","","","","","","","","","","","","","","","","","","","","","","","","","",null,"14|3"]
[null,195,"Alabama Power Co",15,"Lay Dam","AL","Chilton","1","HY","OP",29.5,29.8,30,"",4,1968,"WAT","","","","","","N","Y","","S",0,"N","Electric Utility",1,"","N","N","","","","","","","","","","","","","","","","","","","","","","","","","","","","",null,"15|1"]
[null,195,"Alabama Power Co",15,"Lay Dam","AL","Chilton","2","HY","OP",29.5,29.8,30,"",4,1968,"WAT","","","","","","N","Y","","S",0,"N","Electric Utility",1,"","N","N","","","","","","","","","","","","","","","","","","","","","","","","","","","","",null,"15|2"]
[null,195,"Alabama Power Co",15,"Lay Dam","AL","Chilton","3","HY","OP",29.5,29.8,30,"",12,1967,"WAT","","","","","","N","Y","","S",0,"N","Electric Utility",1,"","N","N","","","","","","","","","","","","","","","","","","","","","","","","","","","","",null,"15|3"]
[null,195,"Alabama Power Co",15,"Lay Dam","AL","Chilton","4","HY","OP",29.5,29.8,30,"",10,1967,"WAT","","","","","","N","Y","","S",0,"N","Electric Utility",1,"","N","N","","","","","","","","","","","","","","","","","","","","","","","","","","","","",null,"15|4"]
[null,195,"Alabama Power Co",15,"Lay Dam","AL","Chilton","5","HY","OP",29.5,29.8,30,"",5,1967,"WAT","","","","","","N","Y","","S",0,"N","Electric Utility",1,"","N","N","","","","","","","","","","","","","","","","","","","","","","","","","","","","",null,"15|5"]
[null,195,"Alabama Power Co",15,"Lay Dam","AL","Chilton","6","HY","OP",29.5,29.8,30,"",2,1967,"WAT","","","","","","N","Y","","S",0,"N","Electric Utility",1,"","N","N","","","","","","","","","","","","","","","","","","","","","","","","","","","","",null,"15|6"]
[null,195,"Alabama Power Co",16,"Martin Dam","AL","Elmore","1","HY","OP",50.2,46.5,40.799999999999997,"",1,1927,"WAT","","","","","","N","Y","","S",0,"N","Electric Utility",1,"","N","N","","","","","","","","","","","","","","","","","","","","","","","","","","","","",null,"16|1"]
[null,195,"Alabama Power Co",16,"Martin Dam","AL","Elmore","2","HY","OP",50.2,46.5,40.799999999999997,"",1,1927,"WAT","","","","","","N","Y","","S",0,"N","Electric Utility",1,"","N","N","","","","","","","","","","","","","","","","","","","","","","","","","","","","",null,"16|2"]
[null,195,"Alabama Power Co",16,"Martin Dam","AL","Elmore","3","HY","OP",50.2,46.5,40.799999999999997,"",1,1927,"WAT","","","","","","N","Y","","S",0,"N","Electric Utility",1,"","N","N","","","","","","","","","","","","","","","","","","","","","","","","","","","","",null,"16|3"]
[null,195,"Alabama Power Co",16,"Martin Dam","AL","Elmore","4","HY","OP",60,46.5,40.799999999999997,"",7,1952,"WAT","","","","","","N","Y","","S",0,"N","Electric Utility",1,"","N","N","","","","","","","","","","","","","","","","","","","","","","","","","","","","",null,"16|4"]
[null,195,"Alabama Power Co",17,"Mitchell Dam","AL","Coosa","4","HY","OP",20,19.5,19.5,"",11,1949,"WAT","","","","","","N","Y","","S",0,"N","Electric Utility",1,"","N","N","","","","","","","","","","","","","","","","","","","","","","","","","","","","",null,"17|4"]
[null,195,"Alabama Power Co",17,"Mitchell Dam","AL","Coosa","5","HY","OP",50,48.8,49.2,"",4,1985,"WAT","","","","","","N","Y","","S",0,"N","Electric Utility",1,"","N","N","","","","","","","","","","","","","","","","","","","","","","","","","","","","",null,"17|5"]
[null,195,"Alabama Power Co",17,"Mitchell Dam","AL","Coosa","6","HY","OP",50,48.8,49.2,"",4,1985,"WAT","","","","","","N","Y","","S",0,"N","Electric Utility",1,"","N","N","","","","","","","","","","","","","","","","","","","","","","","","","","","","",null,"17|6"]
[null,195,"Alabama Power Co",17,"Mitchell Dam","AL","Coosa","7","HY","OP",50,48.8,49.2,"",4,1985,"WAT","","","","","","N","Y","","S",0,"N","Electric Utility",1,"","N","N","","","","","","","","","","","","","","","","","","","","","","","","","","","","",null,"17|7"]
[null,195,"Alabama Power Co",18,"Lewis Smith Dam","AL","Walker","1","HY","OP",78.7,90,83,"",9,1961,"WAT","","","","","","N","Y","","S",0,"N","Electric Utility",1,"","N","N","","","","","","","","","","","","","","","","","","","","","","","","","","","","",null,"18|1"]
[null,195,"Alabama Power Co",18,"Lewis Smith Dam","AL","Walker","2","HY","OP",78.7,90,83,"",7,1962,"WAT","","","","","","N","Y","","S",0,"N","Electric Utility",1,"","N","N","","","","","","","","","","","","","","","","","","","","","","","","","","","","",null,"18|2"]
[null,195,"Alabama Power Co",19,"Thurlow Dam","AL","Elmore","1","HY","OP",40.5,34,34,"",1,1931,"WAT","","","","","","N","Y","","S",0,"N","Electric Utility",1,"","N","N","","","","","","","","","","","","","","","","","","","","","","","","","","","","",null,"19|1"]
[null,195,"Alabama Power Co",19,"Thurlow Dam","AL","Elmore","2","HY","OP",40.5,34,34,"",1,1931,"WAT","","","","","","N","Y","","S",0,"N","Electric Utility",1,"","N","N","","","","","","","","","","","","","","","","","","","","","","","","","","","","",null,{"$f":"D135&\"|\"&H135","v":"19|2"}]
[null,195,"Alabama Power Co",19,"Thurlow Dam","AL","Elmore","3","HY","OP",10,10,10,"",1,1931,"WAT","","","","","","N","Y","","S",0,"N","Electric Utility",1,"","N","N","","","","","","","","","","","","","","","","","","","","","","","","","","","","",null,"19|3"]
[null,195,"Alabama Power Co",20,"Weiss Dam","AL","Cherokee","1","HY","OP",29.2,24.7,22.3,"",7,1962,"WAT","","","","","","N","Y","","S",0,"N","Electric Utility",1,"","N","N","","","","","","","","","","","","","","","","","","","","","","","","","","","","",null,"20|1"]
[null,195,"Alabama Power Co",20,"Weiss Dam","AL","Cherokee","2","HY","OP",29.2,24.7,22.3,"",6,1961,"WAT","","","","","","N","Y","","S",0,"N","Electric Utility",1,"","N","N","","","","","","","","","","","","","","","","","","","","","","","","","","","","",null,"20|2"]
[null,195,"Alabama Power Co",20,"Weiss Dam","AL","Cherokee","3","HY","OP",29.2,24.7,22.3,"",6,1961,"WAT","","","","","","N","Y","","S",0,"N","Electric Utility",1,"","N","N","","","","","","","","","","","","","","","","","","","","","","","","","","","","",null,"20|3"]
[null,195,"Alabama Power Co",21,"Yates Dam","AL","Elmore","1","HY","OP",25.5,23.5,24,"",7,1928,"WAT","","","","","","N","Y","","S",0,"N","Electric Utility",1,"","N","N","","","","","","","","","","","","","","","","","","","","","","","","","","","","",null,"21|1"]
[null,195,"Alabama Power Co",21,"Yates Dam","AL","Elmore","2","HY","OP",25,23.5,24,"",7,1928,"WAT","","","","","","N","Y","","S",0,"N","Electric Utility",1,"","N","N","","","","","","","","","","","","","","","","","","","","","","","","","","","","",null,"21|2"]
[null,195,"Alabama Power Co",26,"E C Gaston","AL","Shelby","1","ST","OP",272,254,254,"",5,1960,"BIT","WC","","","","","N","Y","","J","","N","Electric Utility",1,"","N","N","","","","","","","","","","","","","","","","","","N","Y","","Y","","","","DFO","","","",null,"26|1"]
[null,195,"Alabama Power Co",26,"E C Gaston","AL","Shelby","2","ST","OP",272,256,256,"",7,1960,"BIT","WC","","","","","N","Y","","J","","N","Electric Utility",1,"","N","N","","","","","","","","","","","","","","","","","","N","Y","","Y","","","","DFO","","","",null,"26|2"]
[null,195,"Alabama Power Co",26,"E C Gaston","AL","Shelby","3","ST","OP",272,254,254,"",6,1961,"BIT","WC","","","","","N","Y","","J","","N","Electric Utility",1,"","N","N","","","","","","","","","","","","","","","","","","N","Y","","Y","","","","DFO","","","",null,"26|3"]
[null,195,"Alabama Power Co",26,"E C Gaston","AL","Shelby","5","ST","OP",952,842,842,"",8,1974,"BIT","WC","","","","","N","Y","","S","","N","Electric Utility",1,"","N","N","","","","","","","","","","","","","","","","","","N","Y","","","Y","","","DFO","","","",null,"26|5"]
[null,195,"Alabama Power Co",26,"E C Gaston","AL","Shelby","GT4","GT","OP",21.2,16,20,"",6,1970,"DFO","","","","","","N","Y","","J","","N","Electric Utility",1,"","N","N","","","","","","","","","","","","","","","","","","","","","","","","","","","","",null,"26|GT4"]
[null,195,"Alabama Power Co",26,"E C Gaston","AL","Shelby","ST4","ST","OP",244.8,256,256,"",6,1962,"BIT","","","","","","N","Y","","J","","N","Electric Utility",1,"","N","N","","","","","","","","","","","","","","","","","","N","Y","","Y","","","","DFO","","","",null,"26|ST4"]
[null,195,"Alabama Power Co",6001,"Joseph M Farley","AL","Houston","1","ST","OP",888.2,874,874,"",12,1977,"NUC","","","","","","N","Y","","S","","N","Electric Utility",1,"","N","N","","","","","","","","","","","","","","","","","","","","","","","","","","","","",null,"6001|1"]
[null,195,"Alabama Power Co",6001,"Joseph M Farley","AL","Houston","2","ST","OP",888.2,860,860,"",7,1981,"NUC","","","","","","N","Y","","S","","N","Electric Utility",1,"","N","N","","","","","","","","","","","","","","","","","","","","","","","","","","","","",null,"6001|2"]
[null,195,"Alabama Power Co",6002,"James H Miller Jr","AL","Jefferson","1","ST","OP",705.5,672.6,672.6,"",10,1978,"SUB","WC","","","","","N","Y","","J","","N","Electric Utility",1,"","N","N","","","","","","","","","","","","","","","","","","N","Y","","Y","","","","NG","","","",null,"6002|1"]
[null,195,"Alabama Power Co",6002,"James H Miller Jr","AL","Jefferson","2","ST","OP",705.5,664.6,664.6,"",5,1985,"SUB","WC","","","","","N","Y","","J","","N","Electric Utility",1,"","N","N","","","","","","","","","","","","","","","","","","N","Y","","Y","","","","NG","","","",null,"6002|2"]
[null,195,"Alabama Power Co",6002,"James H Miller Jr","AL","Jefferson","3","ST","OP",705.5,669,669,"",5,1989,"SUB","WC","","","","","N","Y","","S","","N","Electric Utility",1,"","N","N","","","","","","","","","","","","","","","","","","N","Y","","Y","","","","NG","","","",null,"6002|3"]
[null,195,"Alabama Power Co",6002,"James H Miller Jr","AL","Jefferson","4","ST","OP",705.5,669,669,"",3,1991,"SUB","WC","","","","","N","Y","","S","","N","Electric Utility",1,"","N","N","","","","","","","","","","","","","","","","","","N","Y","","Y","","","","NG","","","",null,"6002|4"]
[null,195,"Alabama Power Co",6188,"Harris Dam","AL","Randolph","1","HY","OP",67.5,66,61.5,"",4,1983,"WAT","","","","","","N","Y","","S",0,"N","Electric Utility",1,"","N","N","","","","","","","","","","","","","","","","","","","","","","","","","","","","",null,"6188|1"]
[null,195,"Alabama Power Co",6188,"Harris Dam","AL","Randolph","2","HY","OP",67.5,66,61.5,"",4,1983,"WAT","","","","","","N","Y","","S",0,"N","Electric Utility",1,"","N","N","","","","","","","","","","","","","","","","","","","","","","","","","","","","",null,"6188|2"]
[null,195,"Alabama Power Co",7697,"Washington County Cogeneration Facility","AL","Washington","1","CT","OP",82.6,75,81,"G523",2,1999,"NG","","","","","","N","Y","","S","","Y","Electric Utility",1,"T","","N","","","","","","","","","","","","","","","","","","","","","","","","","","","","",null,"7697|1"]
[null,195,"Alabama Power Co",7697,"Washington County Cogeneration Facility","AL","Washington","2","CA","OP",39.9,25,26,"G523",2,1999,"NG","","","","","","N","Y","","S","","Y","Electric Utility",1,"T","Y","N","","","","","","","","","","","","","","","","","","","","","","","","","","","","",null,"7697|2"]
[null,195,"Alabama Power Co",7698,"General Electric Plastic","AL","Lowndes","1","CT","OP",82.2,85,90,"G524",7,1999,"NG","","","","","","N","Y","","S","","Y","Electric Utility",1,"T","N","N","","","","","","","","","","","","","","","","","","","","","","","","","","","","",null,"7698|1"]
[null,195,"Alabama Power Co",7698,"General Electric Plastic","AL","Lowndes","2","CA","OP",14.8,12,12,"G524",7,1999,"NG","","","","","","N","Y","","S","","Y","Electric Utility",1,"T","Y","N","","","","","","","","","","","","","","","","","","","","","","","","","","","","",null,"7698|2"]
[null,195,"Alabama Power Co",7721,"Theodore Cogen Facility","AL","Mobile","1","CT","OP",229,160,185,"G525",12,2000,"NG","","","","","","N","Y","","S","","Y","Electric Utility",1,"T","","N","","","","","","","","","","","","","","","","","","","","","","","","","","","","",null,"7721|1"]
[null,195,"Alabama Power Co",7721,"Theodore Cogen Facility","AL","Mobile","2","CA","OP",88.4,64.7,64.7,"G525",12,2000,"NG","","","","","","N","Y","","S","","Y","Electric Utility",1,"T","Y","N","","","","","","","","","","","","","","","","","","","","","","","","","","","","",null,"7721|2"]
[null,213,"Alaska Electric Light&Power Co",62,"Annex Creek","AK","Juneau","5","HY","OP",1.8,1.8,1.8,"",12,1915,"WAT","","","","","","N","Y","","S","","N","Electric Utility",1,"","N","N","","","","","","","","","","","","","","","","","","N","","","","","","","","","","",null,"62|5"]
[null,213,"Alaska Electric Light&Power Co",62,"Annex Creek","AK","Juneau","6","HY","OP",2.2000000000000002,1.8,1.8,"",12,1915,"WAT","","","","","","N","Y","","S","","N","Electric Utility",1,"","N","N","","","","","","","","","","","","","","","","","","N","","","","","","","","","","",null,"62|6"]
[null,213,"Alaska Electric Light&Power Co",63,"Gold Creek","AK","Juneau","1","HY","OP",0.8,0.8,0.8,"",9,1951,"WAT","","","","","","N","Y","","S","","N","Electric Utility",1,"","N","N","","","","","","","","","","","","","","","","","","N","","","","","","","","","","",null,"63|1"]
[null,213,"Alaska Electric Light&Power Co",63,"Gold Creek","AK","Juneau","2","HY","OP",0.4,0.4,0.4,"",9,1906,"WAT","","","","","","N","Y","","S","","N","Electric Utility",1,"","N","N","","","","","","","","","","","","","","","","","","N","","","","","","","","","","",null,"63|2"]
[null,213,"Alaska Electric Light&Power Co",63,"Gold Creek","AK","Juneau","3","HY","OP",0.4,0.4,0.4,"",9,1906,"WAT","","","","","","N","Y","","S","","N","Electric Utility",1,"","N","N","","","","","","","","","","","","","","","","","","N","","","","","","","","","","",null,"63|3"]
[null,213,"Alaska Electric Light&Power Co",63,"Gold Creek","AK","Juneau","IC1","IC","SB",1.2,1.2,1.2,"",6,1952,"DFO","","","","","","N","Y","Y","S","","N","Electric Utility",1,"","N","N","","","","","","","","","","","","","","","","","","N","","","","","","","","","","",null,"63|IC1"]
[null,213,"Alaska Electric Light&Power Co",63,"Gold Creek","AK","Juneau","IC2","IC","SB",1.2,1.2,1.2,"",8,1954,"DFO","","","","","","N","Y","Y","S","","N","Electric Utility",1,"","N","N","","","","","","","","","","","","","","","","","","N","","","","","","","","","","",null,"63|IC2"]
[null,213,"Alaska Electric Light&Power Co",63,"Gold Creek","AK","Juneau","IC3","IC","SB",1.1000000000000001,1.1000000000000001,1.1000000000000001,"",8,1961,"DFO","","","","","","N","Y","Y","S","","N","Electric Utility",1,"","N","N","","","","","","","","","","","","","","","","","","N","","","","","","","","","","",null,"63|IC3"]
[null,213,"Alaska Electric Light&Power Co",63,"Gold Creek","AK","Juneau","IC4","IC","SB",3.5,3.5,3.5,"",9,1963,"DFO","","","","","","N","Y","Y","S","","N","Electric Utility",1,"","N","N","","","","","","","","","","","","","","","","","","N","","","","","","","","","","",null,"63|IC4"]
[null,213,"Alaska Electric Light&Power Co",63,"Gold Creek","AK","Juneau","IC5","IC","SB",1.1000000000000001,1.1000000000000001,1.1000000000000001,"",10,1966,"DFO","","","","","","N","Y","Y","S","","N","Electric Utility",1,"","N","N","","","","","","","","","","","","","","","","","","N","","","","","","","","","","",null,"63|IC5"]
[null,213,"Alaska Electric Light&Power Co",64,"Lemon Creek","AK","Juneau","1","IC","SB",2.5,2.5,2.5,"",8,1969,"DFO","","","","","","N","Y","Y","S","","N","Electric Utility",1,"","","N","","","","","","","","","","","","","","","","","","N","","","","","","","","","","",null,"64|1"]
[null,213,"Alaska Electric Light&Power Co",64,"Lemon Creek","AK","Juneau","2","IC","SB",2.6,2.5,2.5,"",9,1969,"DFO","","","","","","N","Y","Y","S","","N","Electric Utility",1,"","","N","","","","","","","","","","","","","","","","","","N","","","","","","","","","","",null,"64|2"]
[null,213,"Alaska Electric Light&Power Co",64,"Lemon Creek","AK","Juneau","3","IC","SB",2.6,2.5,2.5,"",9,1974,"DFO","","","","","","N","Y","Y","S","","N","Electric Utility",1,"","","N","","","","","","","","","","","","","","","","","","N","","","","","","","","","","",null,"64|3"]
[null,213,"Alaska Electric Light&Power Co",64,"Lemon Creek","AK","Juneau","5","GT","SB",18.600000000000001,17.5,17.5,"",9,1980,"DFO","","","","","","N","Y","Y","S","","N","Electric Utility",1,"","","N","","","","","","","","","","","","","","","","","","N","","","","","","","","","","",null,"64|5"]
[null,213,"Alaska Electric Light&Power Co",64,"Lemon Creek","AK","Juneau","6","GT","SB",18.600000000000001,17.5,17.5,"",8,1983,"DFO","","","","","","N","Y","Y","S","","N","Electric Utility",1,"","","N","","","","","","","","","","","","","","","","","","N","","","","","","","","","","",null,"64|6"]
[null,213,"Alaska Electric Light&Power Co",64,"Lemon Creek","AK","Juneau","7","IC","SB",2.8,2.5,2.5,"",8,1983,"DFO","","","","","","N","Y","Y","S","","N","Electric Utility",1,"","","N","","","","","","","","","","","","","","","","","","N","","","","","","","","","","",null,"64|7"]
[null,213,"Alaska Electric Light&Power Co",64,"Lemon Creek","AK","Juneau","IC10","IC","SB",2.8,2.5,2.5,"",9,1984,"DFO","","","","","","N","Y","Y","S","","N","Electric Utility",1,"","","N","","","","","","","","","","","","","","","","","","N","","","","","","","","","","",null,"64|IC10"]
[null,213,"Alaska Electric Light&Power Co",64,"Lemon Creek","AK","Juneau","IC11","IC","SB",2.8,2.5,2.5,"",9,1984,"DFO","","","","","","N","Y","Y","S","","N","Electric Utility",1,"","","N","","","","","","","","","","","","","","","","","","N","","","","","","","","","","",null,"64|IC11"]
[null,213,"Alaska Electric Light&Power Co",64,"Lemon Creek","AK","Juneau","IC12","IC","SB",2.8,2.5,2.5,"",9,1984,"DFO","","","","","","N","Y","Y","S","","N","Electric Utility",1,"","","N","","","","","","","","","","","","","","","","","","N","","","","","","","","","","",null,"64|IC12"]
[null,213,"Alaska Electric Light&Power Co",64,"Lemon Creek","AK","Juneau","IC8","IC","SB",2.8,2.5,2.5,"",8,1985,"DFO","","","","","","N","Y","Y","S","","N","Electric Utility",1,"","","N","","","","","","","","","","","","","","","","","","N","","","","","","","","","","",null,"64|IC8"]
[null,213,"Alaska Electric Light&Power Co",64,"Lemon Creek","AK","Juneau","IC9","IC","SB",2.8,2.5,2.5,"",8,1985,"DFO","","","","","","N","Y","Y","S","","N","Electric Utility",1,"","","N","","","","","","","","","","","","","","","","","","N","","","","","","","","","","",null,"64|IC9"]
[null,213,"Alaska Electric Light&Power Co",65,"Salmon Creek 1","AK","Juneau","HY7","HY","OP",8.5,5.2,5.2,"",12,1984,"WAT","","","","","","N","Y","","S","","N","Electric Utility",1,"","N","N","","","","","","","","","","","","","","","","","","N","","","","","","","","","","",null,"65|HY7"]
[null,213,"Alaska Electric Light&Power Co",78,"Snettisham","AK","Juneau","1","HY","OP",23.6,23.5,23.5,"",11,1973,"WAT","","","","","","N","Y","","W","","N","Electric Utility",1,"","N","N","","","","","","","","","","","","","","","","","","N","","","","","","","","","","",null,"78|1"]
[null,213,"Alaska Electric Light&Power Co",78,"Snettisham","AK","Juneau","2","HY","OP",23.6,23.5,23.5,"",11,1973,"WAT","","","","","","N","Y","","W","","N","Electric Utility",1,"","N","N","","","","","","","","","","","","","","","","","","N","","","","","","","","","","",null,"78|2"]
[null,213,"Alaska Electric Light&Power Co",78,"Snettisham","AK","Juneau","3","HY","OP",31,31,31,"",12,1990,"WAT","","","","","","N","Y","","W","","N","Electric Utility",1,"","N","N","","","","","","","","","","","","","","","","","","N","","","","","","","","","","",null,"78|3"]
[null,213,"Alaska Electric Light&Power Co",7250,"Auke Bay","AK","Juneau","13","GT","SB",2.8,2.8,2.8,"",8,1993,"DFO","","","","","","N","Y","Y","S","","N","Electric Utility",1,"","","N","","","","","","","","","","","","","","","","","","N","","","","","","","","","","",null,"7250|13"]
[null,213,"Alaska Electric Light&Power Co",7250,"Auke Bay","AK","Juneau","14","GT","SB",30.9,23,23,"",12,1994,"DFO","","","","","","N","Y","Y","S","","N","Electric Utility",1,"","","N","","","","","","","","","","","","","","","","","","N","","","","","","","","","","",null,"7250|14"]
[null,213,"Alaska Electric Light&Power Co",7250,"Auke Bay","AK","Juneau","4","IC","SB",2.5,2.5,2.5,"",9,1980,"DFO","","","","","","N","Y","Y","S","","N","Electric Utility",1,"","","N","","","","","","","","","","","","","","","","","","N","","","","","","","","","","",null,"7250|4"]
[null,213,"Alaska Electric Light&Power Co",57085,"Lake Dorothy Hydroelectric Project","AK","JUNEAU","1","HY","OP",14.3,14.3,14.3,"",9,2009,"WAT","","","","","","N","Y","","S","","N","Electric Utility",1,"","","N","","","","","","","","","","","","","","","","","","N","","","","","","","","","","",null,"57085|1"]
[null,219,"Alaska Power and Telephone Co",66,"Skagway","AK","Skagway-Yakutat","1","HY","OP",0.4,0.4,0.4,"",88,1957,"WAT","","","","","","N","Y","","S","","N","Electric Utility",1,"","N","N","","","","","","","","","","","","","","","","","","N","","","","","","","","","","",null,"66|1"]
[null,219,"Alaska Power and Telephone Co",66,"Skagway","AK","Skagway-Yakutat","2","HY","OP",0.1,0.1,0.1,"",88,1909,"WAT","","","","","","N","Y","","S","","N","Electric Utility",1,"","N","N","","","","","","","","","","","","","","","","","","N","","","","","","","","","","",null,"66|2"]
[null,219,"Alaska Power and Telephone Co",66,"Skagway","AK","Skagway-Yakutat","3","HY","OP",0.3,0.3,0.3,"",88,1981,"WAT","","","","","","N","Y","","S","","N","Electric Utility",1,"","N","N","","","","","","","","","","","","","","","","","","N","","","","","","","","","","",null,"66|3"]
[null,219,"Alaska Power and Telephone Co",66,"Skagway","AK","Skagway-Yakutat","4","HY","OP",0.2,0.2,0.2,"",7,1987,"WAT","","","","","","N","Y","","S","","N","Electric Utility",1,"","N","N","","","","","","","","","","","","","","","","","","N","","","","","","","","","","",null,"66|4"]
[null,219,"Alaska Power and Telephone Co",66,"Skagway","AK","Skagway-Yakutat","6A","IC","OP",0.8,0.8,0.8,"",4,1986,"DFO","","","","","","N","Y","","S","","N","Electric Utility",1,"","N","N","","","","","","","","","","","","","","","","","","N","","","","","","","","","","",null,"66|6A"]
[null,219,"Alaska Power and Telephone Co",66,"Skagway","AK","Skagway-Yakutat","7A","IC","OP",1.1000000000000001,1.1000000000000001,1.1000000000000001,"",5,1996,"DFO","","","","","","N","Y","","S","","N","Electric Utility",1,"","N","N","","","","","","","","","","","","","","","","","","N","","","","","","","","","","",null,"66|7A"]
[null,219,"Alaska Power and Telephone Co",66,"Skagway","AK","Skagway-Yakutat","8A","IC","OP",0.5,0.5,0.5,"",9,1991,"DFO","","","","","","N","Y","","S","","N","Electric Utility",1,"","N","N","","","","","","","","","","","","","","","","","","N","","","","","","","","","","",null,"66|8A"]
[null,219,"Alaska Power and Telephone Co",66,"Skagway","AK","Skagway-Yakutat","9","IC","OP",1,1,1,"",4,2009,"DFO","","","","","","N","Y","","S","","N","Electric Utility",1,"","","N","","","","","","","","","","","","","","","","","","N","","","","","","","","","","",null,"66|9"]
[null,219,"Alaska Power and Telephone Co",69,"Haines","AK","Haines","10","IC","OP",1.2,1.2,1.2,"",5,1991,"DFO","","","","","","N","Y","","S","","N","Electric Utility",1,"","N","N","","","","","","","","","","","","","","","","","","N","","","","","","","","","","",null,{"$f":"D199&\"|\"&H199","v":"69|10"}]
[null,219,"Alaska Power and Telephone Co",69,"Haines","AK","Haines","5","IC","OP",0.6,0.6,0.6,"",6,1968,"DFO","","","","","","N","Y","","S","","N","Electric Utility",1,"","N","N","","","","","","","","","","","","","","","","","","N","","","","","","","","","","",null,"69|5"]
[null,219,"Alaska Power and Telephone Co",69,"Haines","AK","Haines","7A","IC","OP",2.8,2.8,2.8,"",12,1995,"DFO","","","","","","N","Y","","S","","N","Electric Utility",1,"","N","N","","","","","","","","","","","","","","","","","","N","","","","","","","","","","",null,"69|7A"]
[null,219,"Alaska Power and Telephone Co",69,"Haines","AK","Haines","IC8A","IC","OP",1.6,1.6,1.6,"",10,1996,"DFO","","","","","","N","Y","","S","","N","Electric Utility",1,"","N","N","","","","","","","","","","","","","","","","","","N","","","","","","","","","","",null,"69|IC8A"]
[null,219,"Alaska Power and Telephone Co",406,"Tok","AK","Southeast Fairbanks","3A","IC","OP",1.3,1.3,1.3,"",11,1999,"DFO","","","","","","N","Y","","S","","N","Electric Utility",1,"","N","N","","","","","","","","","","","","","","","","","","N","","","","","","","","","","",null,"406|3A"]
[null,219,"Alaska Power and Telephone Co",406,"Tok","AK","Southeast Fairbanks","4A","IC","OP",1.1000000000000001,1.1000000000000001,1.1000000000000001,"",12,1989,"DFO","","","","","","N","Y","","S","","N","Electric Utility",1,"","N","N","","","","","","","","","","","","","","","","","","N","","","","","","","","","","",null,"406|4A"]
[null,219,"Alaska Power and Telephone Co",406,"Tok","AK","Southeast Fairbanks","5A","IC","OP",1.1000000000000001,1.1000000000000001,1.1000000000000001,"",1,1996,"DFO","","","","","","N","Y","","S","","N","Electric Utility",1,"","N","N","","","","","","","","","","","","","","","","","","N","","","","","","","","","","",null,"406|5A"]
[null,219,"Alaska Power and Telephone Co",406,"Tok","AK","Southeast Fairbanks","6","IC","OS",0.5,0.5,0.5,"",12,2010,"DFO","","","","","","N","Y","","S","","N","Electric Utility",1,"","N","N","","","","","","","","","","","","","","","","","","N","","","","","","","","","","",null,"406|6"]
[null,219,"Alaska Power and Telephone Co",406,"Tok","AK","Southeast Fairbanks","7a","IC","OP",2.2999999999999998,2.2999999999999998,2.2999999999999998,"",1,2006,"DFO","","","","","","N","Y","","S","","N","Electric Utility",1,"","N","N","","","","","","","","","","","","","","","","","","N","","","","","","","","","","",null,"406|7a"]
[null,219,"Alaska Power and Telephone Co",406,"Tok","AK","Southeast Fairbanks","8","IC","OP",0.4,0.4,0.4,"",10,1985,"DFO","","","","","","N","Y","","S","","N","Electric Utility",1,"","N","N","","","","","","","","","","","","","","","","","","N","","","","","","","","","","",null,"406|8"]
[null,219,"Alaska Power and Telephone Co",406,"Tok","AK","Southeast Fairbanks","9","IC","OP",0.9,0.9,0.9,"",10,1985,"DFO","","","","","","N","Y","","S","","N","Electric Utility",1,"","N","N","","","","","","","","","","","","","","","","","","N","","","","","","","","","","",null,"406|9"]
[null,219,"Alaska Power and Telephone Co",421,"Craig","AK","Prince of Wales","1","IC","OP",0.6,0.6,0.6,"",9,1984,"DFO","","","","","","N","Y","","S","","N","Electric Utility",1,"","N","N","","","","","","","","","","","","","","","","","","N","","","","","","","","","","",null,"421|1"]
[null,219,"Alaska Power and Telephone Co",421,"Craig","AK","Prince of Wales","3A","IC","OP",1.6,1.6,1.6,"",8,1991,"DFO","","","","","","N","Y","","S","","N","Electric Utility",1,"","N","N","","","","","","","","","","","","","","","","","","N","","","","","","","","","","",null,"421|3A"]
[null,219,"Alaska Power and Telephone Co",421,"Craig","AK","Prince of Wales","5","IC","OP",1.1000000000000001,1.1000000000000001,1.1000000000000001,"",9,1983,"DFO","","","","","","N","Y","","S","","N","Electric Utility",1,"","N","N","","","","","","","","","","","","","","","","","","N","","","","","","","","","","",null,"421|5"]
[null,219,"Alaska Power and Telephone Co",421,"Craig","AK","Prince of Wales","6","IC","OP",1.1000000000000001,1.1000000000000001,1.1000000000000001,"",10,1989,"DFO","","","","","","N","Y","","S","","N","Electric Utility",1,"","N","N","","","","","","","","","","","","","","","","","","N","","","","","","","","","","",null,"421|6"]
[null,219,"Alaska Power and Telephone Co",423,"Hydaburg","AK","Prince of Wales","1A","IC","OP",0.4,0.4,0.4,"",10,1990,"DFO","","","","","","N","Y","","S","","N","Electric Utility",1,"","N","N","","","","","","","","","","","","","","","","","","N","","","","","","","","","","",null,"423|1A"]
[null,219,"Alaska Power and Telephone Co",423,"Hydaburg","AK","Prince of Wales","3A","IC","OP",0.3,0.3,0.3,"",10,2001,"DFO","","","","","","N","Y","","S","","N","Electric Utility",1,"","","N","","","","","","","","","","","","","","","","","","N","","","","","","","","","","",null,"423|3A"]
[null,219,"Alaska Power and Telephone Co",423,"Hydaburg","AK","Prince of Wales","5","IC","OP",0.3,0.3,0.3,"",9,1985,"DFO","","","","","","N","Y","","S","","N","Electric Utility",1,"","N","N","","","","","","","","","","","","","","","","","","N","","","","","","","","","","",null,"423|5"]
[null,219,"Alaska Power and Telephone Co",7169,"Northway","AK","Southeast Fairbanks","1A","IC","OP",0.5,0.5,0.5,"",12,1997,"DFO","","","","","","N","Y","","S","","N","Electric Utility",1,"","N","N","","","","","","","","","","","","","","","","","","N","","","","","","","","","","",null,"7169|1A"]
[null,219,"Alaska Power and Telephone Co",7169,"Northway","AK","Southeast Fairbanks","2A","IC","OP",0.2,0.2,0.2,"",12,1997,"DFO","","","","","","N","Y","","S","","N","Electric Utility",1,"","N","N","","","","","","","","","","","","","","","","","","N","","","","","","","","","","",null,"7169|2A"]
[null,219,"Alaska Power and Telephone Co",7169,"Northway","AK","Southeast Fairbanks","5","IC","OP",0.4,0.4,0.4,"",9,2007,"DFO","","","","","","N","Y","","S","","N","Electric Utility",1,"","N","N","","","","","","","","","","","","","","","","","","N","","","","","","","","","","",null,"7169|5"]
[null,219,"Alaska Power and Telephone Co",7414,"Thorne Bay Plant","AK","Prince of Wales","2","IC","OP",0.6,0.6,0.6,"",8,1993,"DFO","","","","","","N","Y","","S","","N","Electric Utility",1,"","N","N","","","","","","","","","","","","","","","","","","N","","","","","","","","","","",null,"7414|2"]
[null,219,"Alaska Power and Telephone Co",7414,"Thorne Bay Plant","AK","Prince of Wales","4","IC","OP",0.4,0.4,0.4,"",1,1996,"DFO","","","","","","N","Y","","S","","N","Electric Utility",1,"","N","N","","","","","","","","","","","","","","","","","","N","","","","","","","","","","",null,"7414|4"]
[null,219,"Alaska Power and Telephone Co",7751,"Goat Lake Hydro","AK","Skagway-Yakutat","1","HY","OP",4,4,4,"",12,1997,"WAT","","","","","","N","Y","","S","","N","Electric Utility",1,"","N","N","","","","","","","","","","","","","","","","","","N","","","","","","","","","","",null,"7751|1"]
[null,219,"Alaska Power and Telephone Co",7752,"Black Bear Lake","AK","Prince of Wales","1","HY","OP",4.5,4.5,4.5,"",3,1995,"WAT","","","","","","N","Y","","S","","N","Electric Utility",1,"","N","N","","","","","","","","","","","","","","","","","","N","","","","","","","","","","",null,"7752|1"]
[null,219,"Alaska Power and Telephone Co",56146,"False Island","AK","Prince of Wales","1","IC","OP",1.3,1.3,1.3,"",11,2003,"DFO","","","","","","N","Y","","S","","N","Electric Utility",1,"","N","N","","","","","","","","","","","","","","","","","","N","","","","","","","","","","",null,"56146|1"]
[null,219,"Alaska Power and Telephone Co",56147,"Viking","AK","Prince of Wales","1","IC","OP",1,1,1,"",2,2003,"DFO","","","","","","N","Y","","S","","N","Electric Utility",1,"","N","N","","","","","","","","","","","","","","","","","","N","","","","","","","","","","",null,"56147|1"]
[null,219,"Alaska Power and Telephone Co",56265,"South Fork","AK","Prince of Wales","1","HY","OP",2,1.9,1.8,"",12,2005,"WAT","","","","","","N","Y","","S","","N","Electric Utility",1,"","N","N","","","","","","","","","","","","","","","","","","N","","","","","","","","","","",null,"56265|1"]
[null,219,"Alaska Power and Telephone Co",56542,"Kasidaya Creek Hydro","AK","Skagway-Yakutat","1","HY","OP",3,3,3,"",10,2008,"WAT","","","","","","N","Y","","S","","N","Electric Utility",1,"","","N","","","","","","","","","","","","","","","","","","N","","","","","","","","","","",null,"56542|1"]
[null,221,"Alaska Village Elec Coop, Inc",6314,"Emmonak","AK","Bethel","2A","IC","OP",0.5,0.5,0.5,"",10,2012,"DFO","","","","","","N","N","","S","","N","Electric Utility",1,"","","","","","","","","","","","","","","","","","","","","N","","","","","","","","","","",null,"6314|2A"]
[null,221,"Alaska Village Elec Coop, Inc",6314,"Emmonak","AK","Bethel","4a","IC","OP",0.5,0.5,0.5,"",4,2005,"DFO","","","","","","N","N","","S","","N","Electric Utility",1,"","","N","","","","","","","","","","","","","","","","","","N","","","","","","","","","","",null,"6314|4a"]
[null,221,"Alaska Village Elec Coop, Inc",6314,"Emmonak","AK","Bethel","5a","IC","OP",0.5,0.5,0.5,"",4,2005,"DFO","","","","","","N","N","","S","","N","Electric Utility",1,"","","N","","","","","","","","","","","","","","","","","","N","","","","","","","","","","",null,"6314|5a"]
[null,221,"Alaska Village Elec Coop, Inc",6314,"Emmonak","AK","Bethel","6","IC","OP",0.9,0.9,0.9,"",4,1995,"DFO","","","","","","N","N","","S","","N","Electric Utility",1,"","N","N","","","","","","","","","","","","","","","","","","N","","","","","","","","","","",null,"6314|6"]
[null,221,"Alaska Village Elec Coop, Inc",6319,"Hooper Bay","AK","Bethel","3A","IC","OP",0.3,0.3,0.3,"",8,1988,"DFO","","","","","","N","N","","S","","N","Electric Utility",1,"","N","N","","","","","","","","","","","","","","","","","","N","","","","","","","","","","",null,"6319|3A"]
[null,221,"Alaska Village Elec Coop, Inc",6319,"Hooper Bay","AK","Bethel","4A","IC","OP",0.3,0.3,0.3,"",8,1987,"DFO","","","","","","N","N","","S","","N","Electric Utility",1,"","N","N","","","","","","","","","","","","","","","","","","N","","","","","","","","","","",null,"6319|4A"]
[null,221,"Alaska Village Elec Coop, Inc",6319,"Hooper Bay","AK","Bethel","5","IC","OP",0.5,0.5,0.5,"",9,1991,"DFO","","","","","","N","N","","S","","N","Electric Utility",1,"","N","N","","","","","","","","","","","","","","","","","","N","","","","","","","","","","",null,"6319|5"]
[null,221,"Alaska Village Elec Coop, Inc",6319,"Hooper Bay","AK","Bethel","6","IC","OP",0.5,0.5,0.5,"",10,1997,"DFO","","","","","","N","N","","S","","N","Electric Utility",1,"","N","N","","","","","","","","","","","","","","","","","","N","","","","","","","","","","",null,"6319|6"]
[null,221,"Alaska Village Elec Coop, Inc",6323,"Kiana","AK","Kobuk","1B","IC","OP",0.3,0.3,0.3,"",9,2001,"DFO","","","","","","N","N","","S","","N","Electric Utility",1,"","N","N","","","","","","","","","","","","","","","","","","N","","","","","","","","","","",null,"6323|1B"]
[null,221,"Alaska Village Elec Coop, Inc",6323,"Kiana","AK","Kobuk","3A","IC","OP",0.3,0.4,0.4,"",7,2000,"DFO","","","","","","N","N","","S","","N","Electric Utility",1,"","N","N","","","","","","","","","","","","","","","","","","N","","","","","","","","","","",null,"6323|3A"]
[null,221,"Alaska Village Elec Coop, Inc",6323,"Kiana","AK","Kobuk","4","IC","OP",0.5,0.5,0.5,"",7,1984,"DFO","","","","","","N","N","","S","","N","Electric Utility",1,"","N","N","","","","","","","","","","","","","","","","","","N","","","","","","","","","","",null,"6323|4"]
[null,221,"Alaska Village Elec Coop, Inc",6329,"Mountain Village","AK","Bethel","1","IC","OP",0.3,0.3,0.3,"",4,1984,"DFO","","","","","","N","N","","S","","N","Electric Utility",1,"","N","N","","","","","","","","","","","","","","","","","","N","","","","","","","","","","",null,"6329|1"]
[null,221,"Alaska Village Elec Coop, Inc",6329,"Mountain Village","AK","Bethel","3A","IC","OP",0.3,0.3,0.3,"",1,1977,"DFO","","","","","","N","N","","S","","N","Electric Utility",1,"","N","N","","","","","","","","","","","","","","","","","","N","","","","","","","","","","",null,"6329|3A"]
[null,221,"Alaska Village Elec Coop, Inc",6329,"Mountain Village","AK","Bethel","4","IC","OP",0.6,0.6,0.6,"",11,1982,"DFO","","","","","","N","N","","S","","N","Electric Utility",1,"","N","N","","","","","","","","","","","","","","","","","","N","","","","","","","","","","",null,"6329|4"]
[null,221,"Alaska Village Elec Coop, Inc",6329,"Mountain Village","AK","Bethel","5","IC","OP",0.5,0.5,0.5,"",9,1988,"DFO","","","","","","N","N","","S","","N","Electric Utility",1,"","N","N","","","","","","","","","","","","","","","","","","N","","","","","","","","","","",null,"6329|5"]
[null,221,"Alaska Village Elec Coop, Inc",6330,"Noorvik","AK","Kobuk","1A","IC","OP",0.3,0.3,0.3,"",9,1997,"DFO","","","","","","N","N","","S","","N","Electric Utility",1,"","N","N","","","","","","","","","","","","","","","","","","N","","","","","","","","","","",null,"6330|1A"]
[null,221,"Alaska Village Elec Coop, Inc",6330,"Noorvik","AK","Kobuk","2A","IC","OP",0.4,0.4,0.4,"",10,1999,"DFO","","","","","","N","N","","S","","N","Electric Utility",1,"","N","N","","","","","","","","","","","","","","","","","","N","","","","","","","","","","",null,"6330|2A"]
[null,221,"Alaska Village Elec Coop, Inc",6330,"Noorvik","AK","Kobuk","3","IC","OP",0.3,0.3,0.3,"",4,1984,"DFO","","","","","","N","N","","S","","N","Electric Utility",1,"","N","N","","","","","","","","","","","","","","","","","","N","","","","","","","","","","",null,"6330|3"]
[null,221,"Alaska Village Elec Coop, Inc",6338,"St Marys","AK","Bethel","1B","IC","OP",5,0.5,0.5,"",12,2006,"DFO","","","","","","N","N","","S","","N","Electric Utility",1,"","","N","","","","","","","","","","","","","","","","","","N","","","","","","","","","","",null,"6338|1B"]
[null,221,"Alaska Village Elec Coop, Inc",6338,"St Marys","AK","Bethel","2","IC","OP",0.6,0.6,0.6,"",11,1980,"DFO","","","","","","N","N","","S","","N","Electric Utility",1,"","N","N","","","","","","","","","","","","","","","","","","N","","","","","","","","","","",null,"6338|2"]
[null,221,"Alaska Village Elec Coop, Inc",6338,"St Marys","AK","Bethel","3","IC","OP",0.9,0.9,0.9,"",11,1974,"DFO","","","","","","N","N","","S","","N","Electric Utility",1,"","N","N","","","","","","","","","","","","","","","","","","N","","","","","","","","","","",null,"6338|3"]
[null,221,"Alaska Village Elec Coop, Inc",6341,"Selawik","AK","Kobuk","1A","IC","OP",0.3,0.3,0.3,"",6,2003,"DFO","","","","","","N","N","","S","","N","Electric Utility",1,"","N","N","","","","","","","","","","","","","","","","","","","","","","","","","","","","",null,"6341|1A"]
[null,221,"Alaska Village Elec Coop, Inc",6341,"Selawik","AK","Kobuk","2A","IC","OP",0.5,0.5,0.5,"",4,2005,"DFO","","","","","","N","N","","S","","N","Electric Utility",1,"","","N","","","","","","","","","","","","","","","","","","","","","","","","","","","","",null,"6341|2A"]
[null,221,"Alaska Village Elec Coop, Inc",6341,"Selawik","AK","Kobuk","3A","IC","OP",0.8,0.8,0.8,"",6,1996,"DFO","","","","","","N","N","","S","","N","Electric Utility",1,"","N","N","","","","","","","","","","","","","","","","","","N","","","","","","","","","","",null,"6341|3A"]
[null,221,"Alaska Village Elec Coop, Inc",6345,"Shishmaref","AK","Nome","1","IC","OP",0.3,0.3,0.3,"",6,2004,"DFO","","","","","","N","N","","S","","N","Electric Utility",1,"","","N","","","","","","","","","","","","","","","","","","N","","","","","","","","","","",null,"6345|1"]
[null,221,"Alaska Village Elec Coop, Inc",6345,"Shishmaref","AK","Nome","2","IC","OP",0.3,0.3,0.3,"",12,1976,"DFO","","","","","","N","N","","S","","N","Electric Utility",1,"","N","N","","","","","","","","","","","","","","","","","","N","","","","","","","","","","",null,"6345|2"]
[null,221,"Alaska Village Elec Coop, Inc",6345,"Shishmaref","AK","Nome","3","IC","OP",0.3,0.3,0.3,"",2,1977,"DFO","","","","","","N","N","","S","","N","Electric Utility",1,"","N","N","","","","","","","","","","","","","","","","","","N","","","","","","","","","","",null,"6345|3"]
[null,221,"Alaska Village Elec Coop, Inc",6345,"Shishmaref","AK","Nome","4","IC","OP",0.5,0.5,0.5,"",2,1988,"DFO","","","","","","N","N","","S","","N","Electric Utility",1,"","N","N","","","","","","","","","","","","","","","","","","N","","","","","","","","","","",null,"6345|4"]
[null,221,"Alaska Village Elec Coop, Inc",6348,"Togiak","AK","Dillingham","2a","IC","OP",0.5,0.5,0.5,"",10,2004,"DFO","","","","","","N","N","","S","","N","Electric Utility",1,"","N","N","","","","","","","","","","","","","","","","","","N","","","","","","","","","","",null,"6348|2a"]
[null,221,"Alaska Village Elec Coop, Inc",6348,"Togiak","AK","Dillingham","4","IC","OP",0.3,0.3,0.3,"",11,1986,"DFO","","","","","","N","N","","S","","N","Electric Utility",1,"","N","N","","","","","","","","","","","","","","","","","","N","","","","","","","","","","",null,"6348|4"]
[null,221,"Alaska Village Elec Coop, Inc",6348,"Togiak","AK","Dillingham","4a","IC","OP",0.5,0.5,0.5,"",9,2004,"DFO","","","","","","N","N","","S","","N","Electric Utility",1,"","N","N","","","","","","","","","","","","","","","","","","N","","","","","","","","","","",null,"6348|4a"]
[null,221,"Alaska Village Elec Coop, Inc",57051,"Noatak","AK","Northwest Arctic","UNIT2","IC","OP",0.3,0.3,0.3,"",12,2008,"JF","","","","","","N","Y","","S","","Y","Electric Utility",1,"T","","N","","","","","","","","","","","","","","","","","","N","","","","","","","","","","",null,"57051|UNIT2"]
[null,221,"Alaska Village Elec Coop, Inc",57051,"Noatak","AK","Northwest Arctic","UNIT4","IC","OP",0.5,0.5,0.5,"",7,2004,"JF","","","","","","N","Y","","S","","Y","Electric Utility",1,"T","","N","","","","","","","","","","","","","","","","","","N","","","","","","","","","","",null,"57051|UNIT4"]
[null,221,"Alaska Village Elec Coop, Inc",57051,"Noatak","AK","Northwest Arctic","UNIT5","IC","OP",0.4,0.4,0.4,"",4,1990,"JF","","","","","","N","Y","","S","","Y","Electric Utility",1,"T","","N","","","","","","","","","","","","","","","","","","N","","","","","","","","","","",null,"57051|UNIT5"]
[null,221,"Alaska Village Elec Coop, Inc",57052,"Savoonga","AK","Nome","UNIT1","IC","OP",0.4,0.4,0.4,"",7,2008,"JF","","","","","","N","Y","","S","","Y","Electric Utility",1,"T","","N","","","","","","","","","","","","","","","","","","N","","","","","","","","","","",null,"57052|UNIT1"]
[null,221,"Alaska Village Elec Coop, Inc",57052,"Savoonga","AK","Nome","UNIT2","IC","OP",0.5,0.5,0.5,"",7,2008,"JF","","","","","","N","Y","","S","","Y","Electric Utility",1,"T","","N","","","","","","","","","","","","","","","","","","N","","","","","","","","","","",null,{"$f":"D263&\"|\"&H263","v":"57052|UNIT2"}]
[null,221,"Alaska Village Elec Coop, Inc",57052,"Savoonga","AK","Nome","UNIT3","IC","OP",0.8,0.8,0.8,"",7,2008,"JF","","","","","","N","Y","","S","","Y","Electric Utility",1,"T","","N","","","","","","","","","","","","","","","","","","N","","","","","","","","","","",null,"57052|UNIT3"]
[null,221,"Alaska Village Elec Coop, Inc",57053,"Alakanuk","AK","WADE HAMPTON","UNIT1","IC","OP",0.4,0.4,0.4,"",1,2008,"JF","","","","","","N","Y","","S","","Y","Electric Utility",1,"T","","N","","","","","","","","","","","","","","","","","","N","","","","","","","","","","",null,"57053|UNIT1"]
[null,221,"Alaska Village Elec Coop, Inc",57053,"Alakanuk","AK","WADE HAMPTON","UNIT2","IC","OP",0.5,0.5,0.5,"",12,1999,"JF","","","","","","N","Y","","S","","Y","Electric Utility",1,"T","","N","","","","","","","","","","","","","","","","","","N","","","","","","","","","","",null,"57053|UNIT2"]
[null,221,"Alaska Village Elec Coop, Inc",57053,"Alakanuk","AK","WADE HAMPTON","UNIT3","IC","OP",0.4,0.4,0.4,"",10,1993,"JF","","","","","","N","Y","","S","","Y","Electric Utility",1,"T","","N","","","","","","","","","","","","","N","","","","","N","","","","","","","","","","",null,"57053|UNIT3"]
[null,221,"Alaska Village Elec Coop, Inc",57054,"Upper Kalskag","AK","Bethel","UNIT1","IC","OP",0.2,0.2,0.2,"",12,2004,"JF","","","","","","N","Y","","S","","Y","Electric Utility",1,"T","","N","","","","","","","","","","","","","","","","","","N","","","","","","","","","","",null,"57054|UNIT1"]
[null,221,"Alaska Village Elec Coop, Inc",57054,"Upper Kalskag","AK","Bethel","UNIT2","IC","OP",0.4,0.4,0.4,"",12,2004,"JF","","","","","","N","Y","","S","","Y","Electric Utility",1,"T","","N","","","","","","","","","","","","","","","","","","N","","","","","","","","","","",null,"57054|UNIT2"]
[null,221,"Alaska Village Elec Coop, Inc",57054,"Upper Kalskag","AK","Bethel","UNIT3","IC","OP",0.5,0.5,0.5,"",12,2004,"JF","","","","","","N","Y","","S","","Y","Electric Utility",1,"T","","N","","","","","","","","","","","","","","","","","","N","","","","","","","","","","",null,"57054|UNIT3"]
[null,221,"Alaska Village Elec Coop, Inc",57055,"Stebbins","AK","Nome","UNIT1","IC","OP",0.5,0.5,0.5,"",10,2007,"JF","","","","","","N","Y","","S","","Y","Electric Utility",1,"T","","Y","","","","","","","","","","","","","","","",12,2013,"N","","","","","","","","","","",null,"57055|UNIT1"]
[null,221,"Alaska Village Elec Coop, Inc",57055,"Stebbins","AK","Nome","UNIT2","IC","OP",0.4,0.4,0.4,"",3,1992,"JF","","","","","","N","Y","","S","","Y","Electric Utility",1,"T","","Y","","","","","","","","","","","","","","","",12,2013,"N","","","","","","","","","","",null,"57055|UNIT2"]
[null,221,"Alaska Village Elec Coop, Inc",57055,"Stebbins","AK","Nome","UNIT3","IC","OP",0.3,0.3,0.3,"",5,1990,"JF","","","","","","N","Y","","S","","Y","Electric Utility",1,"T","","Y","","","","","","","","","","","","","","","",12,2013,"N","","","","","","","","","","",null,"57055|UNIT3"]
[null,221,"Alaska Village Elec Coop, Inc",57056,"Scammon Bay","AK","Wade Hampton","UNIT1","IC","OP",0.4,0.4,0.4,"",5,2004,"JF","","","","","","N","Y","","S","","Y","Electric Utility",1,"T","","N","","","","","","","","","","","","","","","","","","N","","","","","","","","","","",null,"57056|UNIT1"]
[null,221,"Alaska Village Elec Coop, Inc",57056,"Scammon Bay","AK","Wade Hampton","UNIT2","IC","OP",0.4,0.4,0.4,"",9,2001,"JF","","","","","","N","Y","","S","","Y","Electric Utility",1,"T","","N","","","","","","","","","","","","","","","","","","N","","","","","","","","","","",null,"57056|UNIT2"]
[null,221,"Alaska Village Elec Coop, Inc",57056,"Scammon Bay","AK","Wade Hampton","UNIT3","IC","OP",0.5,0.5,0.5,"",1,2007,"JF","","","","","","N","Y","","S","","Y","Electric Utility",1,"T","","N","","","","","","","","","","","","","","","","","","N","","","","","","","","","","",null,"57056|UNIT3"]
[null,221,"Alaska Village Elec Coop, Inc",57057,"Quinhagak","AK","Bethel","UNIT1","IC","OP",0.4,0.4,0.4,"",12,1996,"JF","","","","","","N","Y","","S","","Y","Electric Utility",1,"T","","N","","","","","","","","","","","","","","","","","","N","","","","","","","","","","",null,"57057|UNIT1"]
[null,221,"Alaska Village Elec Coop, Inc",57057,"Quinhagak","AK","Bethel","UNIT2","IC","OP",0.3,0.3,0.3,"",3,2002,"JF","","","","","","N","Y","","S","","Y","Electric Utility",1,"T","","N","","","","","","","","","","","","","","","","","","N","","","","","","","","","","",null,"57057|UNIT2"]
[null,221,"Alaska Village Elec Coop, Inc",57057,"Quinhagak","AK","Bethel","UNIT3","IC","OP",0.4,0.4,0.4,"",12,1986,"JF","","","","","","N","Y","","S","","Y","Electric Utility",1,"T","","N","","","","","","","","","","","","","","","","","","N","","","","","","","","","","",null,"57057|UNIT3"]
[null,221,"Alaska Village Elec Coop, Inc",57058,"Pilot Station","AK","Wade Hampton","UNIT1","IC","OP",0.4,0.4,0.4,"",12,1998,"JF","","","","","","N","Y","","S","","Y","Electric Utility",1,"T","","N","","","","","","","","","","","","","","","","","","N","","","","","","","","","","",null,"57058|UNIT1"]
[null,221,"Alaska Village Elec Coop, Inc",57058,"Pilot Station","AK","Wade Hampton","UNIT2","IC","OP",0.5,0.5,0.5,"",1,2005,"JF","","","","","","N","Y","","S","","Y","Electric Utility",1,"T","","N","","","","","","","","","","","","","","","","","","N","","","","","","","","","","",null,"57058|UNIT2"]
[null,221,"Alaska Village Elec Coop, Inc",57058,"Pilot Station","AK","Wade Hampton","UNIT3","IC","OP",0.3,0.3,0.3,"",1,2002,"JF","","","","","","N","Y","","S","","Y","Electric Utility",1,"T","","N","","","","","","","","","","","","","","","","","","N","","","","","","","","","","",null,"57058|UNIT3"]
[null,221,"Alaska Village Elec Coop, Inc",57059,"Koyuk","AK","Nome","UNIT1","IC","OP",0.2,0.2,0.2,"",2,2005,"JF","","","","","","N","Y","","S","","Y","Electric Utility",1,"T","","N","","","","","","","","","","","","","","","","","","N","","","","","","","","","","",null,"57059|UNIT1"]
[null,221,"Alaska Village Elec Coop, Inc",57059,"Koyuk","AK","Nome","UNIT2","IC","OP",0.4,0.4,0.4,"",2,2005,"JF","","","","","","N","Y","","S","","Y","Electric Utility",1,"T","","N","","","","","","","","","","","","","","","","","","N","","","","","","","","","","",null,"57059|UNIT2"]
[null,221,"Alaska Village Elec Coop, Inc",57059,"Koyuk","AK","Nome","UNIT3","IC","OP",0.5,0.5,0.5,"",2,2005,"JF","","","","","","N","Y","","S","","Y","Electric Utility",1,"T","","N","","","","","","","","","","","","","","","","","","N","","","","","","","","","","",null,"57059|UNIT3"]
[null,221,"Alaska Village Elec Coop, Inc",57060,"Elim","AK","Nome","UNIT1","IC","OP",0.2,0.2,0.2,"",6,2003,"JF","","","","","","N","Y","","S","","Y","Electric Utility",1,"T","","N","","","","","","","","","","","","","","","","","","N","","","","","","","","","","",null,"57060|UNIT1"]
[null,221,"Alaska Village Elec Coop, Inc",57060,"Elim","AK","Nome","UNIT2","IC","OP",0.4,0.4,0.4,"",6,2003,"JF","","","","","","N","Y","","S","","Y","Electric Utility",1,"T","","N","","","","","","","","","","","","","","","","","","N","","","","","","","","","","",null,"57060|UNIT2"]
[null,221,"Alaska Village Elec Coop, Inc",57060,"Elim","AK","Nome","UNIT3","IC","OP",1,0.5,0.5,"",6,2003,"JF","","","","","","N","Y","","S","","Y","Electric Utility",1,"T","","N","","","","","","","","","","","","","","","","","","N","","","","","","","","","","",null,"57060|UNIT3"]
[null,221,"Alaska Village Elec Coop, Inc",57061,"St. Michael","AK","Nome","UNIT1","IC","OP",0.5,0.5,0.5,"",12,2005,"JF","","","","","","N","Y","","S","","Y","Electric Utility",1,"T","","N","","","","","","","","","","","","","","","","","","N","","","","","","","","","","",null,"57061|UNIT1"]
[null,221,"Alaska Village Elec Coop, Inc",57061,"St. Michael","AK","Nome","UNIT2","IC","OP",0.3,0.3,0.3,"",3,2000,"JF","","","","","","N","Y","","S","","Y","Electric Utility",1,"T","","N","","","","","","","","","","","","","","","","","","N","","","","","","","","","","",null,"57061|UNIT2"]
[null,221,"Alaska Village Elec Coop, Inc",57061,"St. Michael","AK","Nome","UNIT3","IC","OP",0.2,0.2,0.2,"",12,1995,"JF","","","","","","N","Y","","S","","Y","Electric Utility",1,"T","","N","","","","","","","","","","","","","","","","","","N","","","","","","","","","","",null,"57061|UNIT3"]
[null,221,"Alaska Village Elec Coop, Inc",57062,"Gambell","AK","Nome","UNIT1","IC","OP",0.3,0.3,0.3,"",12,1985,"JF","","","","","","N","Y","","S","","Y","Electric Utility",1,"T","","N","","","","","","","","","","","","","","","","","","N","","","","","","","","","","",null,"57062|UNIT1"]
[null,221,"Alaska Village Elec Coop, Inc",57062,"Gambell","AK","Nome","UNIT2","IC","OP",0.5,0.5,0.5,"",9,2006,"JF","","","","","","N","Y","","S","","Y","Electric Utility",1,"T","","N","","","","","","","","","","","","","","","","","","N","","","","","","","","","","",null,"57062|UNIT2"]
[null,221,"Alaska Village Elec Coop, Inc",57062,"Gambell","AK","Nome","UNIT3","IC","OP",0.8,0.8,0.8,"",9,2006,"JF","","","","","","N","Y","","S","","Y","Electric Utility",1,"T","","N","","","","","","","","","","","","","","","","","","N","","","","","","","","","","",null,"57062|UNIT3"]
[null,221,"Alaska Village Elec Coop, Inc",57063,"Shungnak","AK","Northwest Arctic","UNIT1","IC","OP",0.2,0.2,0.2,"",3,1991,"JF","","","","","","N","Y","","S","","Y","Electric Utility",1,"T","","N","","","","","","","","","","","","","","","","","","N","","","","","","","","","","",null,"57063|UNIT1"]
[null,221,"Alaska Village Elec Coop, Inc",57063,"Shungnak","AK","Northwest Arctic","UNIT2","IC","OP",0.3,0.3,0.3,"",11,1984,"JF","","","","","","N","Y","","S","","Y","Electric Utility",1,"T","","N","","","","","","","","","","","","","","","","","","N","","","","","","","","","","",null,"57063|UNIT2"]
[null,221,"Alaska Village Elec Coop, Inc",57063,"Shungnak","AK","Northwest Arctic","UNIT3","IC","OP",0.3,0.3,0.3,"",8,1998,"JF","","","","","","N","Y","","S","","Y","Electric Utility",1,"T","","N","","","","","","","","","","","","","","","","","","N","","","","","","","","","","",null,"57063|UNIT3"]
[null,221,"Alaska Village Elec Coop, Inc",57063,"Shungnak","AK","Northwest Arctic","UNIT4","IC","OP",0.4,0.4,0.4,"",3,1991,"JF","","","","","","N","Y","","S","","Y","Electric Utility",1,"T","","N","","","","","","","","","","","","","","","","","","N","","","","","","","","","","",null,"57063|UNIT4"]
[null,221,"Alaska Village Elec Coop, Inc",57064,"Kotlik","AK","Wade Hampton","UNIT1","IC","OP",0.3,0.3,0.3,"",9,2007,"JF","","","","","","N","Y","","S","","Y","Electric Utility",1,"T","","N","","","","","","","","","","","","","","","","","","N","","","","","","","","","","",null,"57064|UNIT1"]
[null,221,"Alaska Village Elec Coop, Inc",57064,"Kotlik","AK","Wade Hampton","UNIT2","IC","OP",0.3,0.3,0.3,"",9,2007,"JF","","","","","","N","Y","","S","","Y","Electric Utility",1,"T","","N","","","","","","","","","","","","","","","","","","N","","","","","","","","","","",null,"57064|UNIT2"]
[null,221,"Alaska Village Elec Coop, Inc",57064,"Kotlik","AK","Wade Hampton","UNIT3","IC","OP",0.4,0.5,0.5,"",9,2007,"JF","","","","","","N","Y","","S","","Y","Electric Utility",1,"T","","N","","","","","","","","","","","","","","","","","","N","","","","","","","","","","",null,"57064|UNIT3"]
[null,221,"Alaska Village Elec Coop, Inc",57064,"Kotlik","AK","Wade Hampton","UNIT4","IC","OP",0.4,0.5,0.5,"",9,2007,"JF","","","","","","N","Y","","S","","Y","Electric Utility",1,"T","","N","","","","","","","","","","","","","","","","","","N","","","","","","","","","","",null,"57064|UNIT4"]
[null,221,"Alaska Village Elec Coop, Inc",57065,"Kivalina","AK","Northwest Arctic","UNIT1","IC","OP",0.2,0.2,0.2,"",4,1996,"JF","","","","","","N","Y","","S","","Y","Electric Utility",1,"T","","N","","","","","","","","","","","","","","","","","","N","","","","","","","","","","",null,"57065|UNIT1"]
[null,221,"Alaska Village Elec Coop, Inc",57065,"Kivalina","AK","Northwest Arctic","UNIT2","IC","OP",0.3,0.3,0.3,"",10,1977,"JF","","","","","","N","Y","","S","","Y","Electric Utility",1,"T","","N","","","","","","","","","","","","","","","","","","N","","","","","","","","","","",null,"57065|UNIT2"]
[null,221,"Alaska Village Elec Coop, Inc",57065,"Kivalina","AK","Northwest Arctic","UNIT3","IC","OP",0.2,0.2,0.2,"",5,1990,"JF","","","","","","N","Y","","S","","Y","Electric Utility",1,"T","","N","","","","","","","","","","","","","","","","","","N","","","","","","","","","","",null,"57065|UNIT3"]
[null,221,"Alaska Village Elec Coop, Inc",57065,"Kivalina","AK","Northwest Arctic","UNIT4","IC","OP",0.4,0.4,0.4,"",12,2004,"JF","","","","","","N","Y","","S","","Y","Electric Utility",1,"T","","N","","","","","","","","","","","","","","","","","","N","","","","","","","","","","",null,"57065|UNIT4"]
[null,221,"Alaska Village Elec Coop, Inc",57066,"Kasigluk","AK","Bethel","5A","IC","OP",0.7,0.7,0.7,"",8,2004,"JF","","","","","","N","Y","","S","","Y","Electric Utility",1,"T","","N","","","","","","","","","","","","","","","","","","N","","","","","","","","","","",null,"57066|5A"]
[null,221,"Alaska Village Elec Coop, Inc",57066,"Kasigluk","AK","Bethel","UNIT1","IC","OP",0.4,0.4,0.4,"",5,2006,"JF","","","","","","N","Y","","S","","Y","Electric Utility",1,"T","","N","","","","","","","","","","","","","","","","","","N","","","","","","","","","","",null,"57066|UNIT1"]
[null,221,"Alaska Village Elec Coop, Inc",57066,"Kasigluk","AK","Bethel","UNIT2","IC","OP",0.5,0.5,0.5,"",2,2006,"JF","","","","","","N","Y","","S","","Y","Electric Utility",1,"T","","N","","","","","","","","","","","","","","","","","","N","","","","","","","","","","",null,"57066|UNIT2"]
[null,221,"Alaska Village Elec Coop, Inc",57067,"Toksook Bay","AK","Bethel","UNIT1","IC","OP",0.4,0.4,0.4,"",8,2005,"JF","","","","","","N","Y","","S","","Y","Electric Utility",1,"T","","N","","","","","","","","","","","","","","","","","","N","","","","","","","","","","",null,"57067|UNIT1"]
[null,221,"Alaska Village Elec Coop, Inc",57067,"Toksook Bay","AK","Bethel","UNIT2","IC","OP",0.5,0.5,0.5,"",8,2005,"JF","","","","","","N","Y","","S","","Y","Electric Utility",1,"T","","N","","","","","","","","","","","","","","","","","","N","","","","","","","","","","",null,"57067|UNIT2"]
[null,221,"Alaska Village Elec Coop, Inc",57067,"Toksook Bay","AK","Bethel","UNIT3","IC","OP",0.8,0.8,0.8,"",8,2005,"JF","","","","","","N","Y","","S","","Y","Electric Utility",1,"T","","N","","","","","","","","","","","","","","","","","","N","","","","","","","","","","",null,"57067|UNIT3"]
[null,222,"Akron City of",54265,"Akron Recycle Energy Plant","OH","Summit","1","ST","OS",2,2,2,"",6,1979,"WDS","TDF","WO","NG","","","Y","N","N","S","","Y","Commercial CHP",5,"T","N","N","","","","","","","","","","","","","","","","","","N","","","","","","","NG","WO","","",null,"54265|1"]
[null,222,"Akron City of",54265,"Akron Recycle Energy Plant","OH","Summit","2","ST","OS",2,2,2,"",6,1979,"WDS","TDF","WO","NG","","","Y","N","N","S","","Y","Commercial CHP",5,"T","N","N","","","","","","","","","","","","","","","","","","N","","","","","","","NG","WO","","",null,"54265|2"]
[null,228,"City of Albany - (MO)",2113,"Albany","MO","GENTRY","1","IC","OP",2.1,2.1,2.1,"",9,1969,"DFO","","","","","","N","Y","","S","","N","Electric Utility",1,"","N","N","","","","","","","","","","","","","","","","","","N","","","","","","","","","","",null,"2113|1"]
[null,228,"City of Albany - (MO)",2113,"Albany","MO","GENTRY","2","IC","OP",1,1,1,"",5,1978,"DFO","","","","","","N","Y","","S","","N","Electric Utility",1,"","N","N","","","","","","","","","","","","","","","","","","N","","","","","","","","","","",null,"2113|2"]
[null,228,"City of Albany - (MO)",2113,"Albany","MO","GENTRY","3","IC","OS",0.7,0.6,0.6,"",6,1954,"DFO","","","","","","N","Y","","S","","N","Electric Utility",1,"","N","N","","","","","","","","","","","","","","","","","","N","","","","","","","","","","",null,"2113|3"]
[null,228,"City of Albany - (MO)",2113,"Albany","MO","GENTRY","IC5","IC","OP",1.2,1.2,1.2,"",5,1983,"DFO","","","","","","N","Y","","S","","N","Electric Utility",1,"","N","N","","","","","","","","","","","","","","","","","","N","","","","","","","","","","",null,"2113|IC5"]
[null,228,"City of Albany - (MO)",2113,"Albany","MO","GENTRY","IC6","IC","OP",1.2,1.2,1.2,"",5,1983,"DFO","","","","","","N","Y","","S","","N","Electric Utility",1,"","N","N","","","","","","","","","","","","","","","","","","N","","","","","","","","","","",null,"2113|IC6"]
[null,261,"AGC Division of APG Inc",6705,"Warrick","IN","Warrick","1","ST","OP",166.6,148,149,"",4,1960,"BIT","NG","","","","","Y","Y","","S","","Y","IPP CHP",3,"T","N","N","","","","","","","","","","","","","","","","","","N","Y","","Y","","","","NG","","","",null,"6705|1"]
[null,261,"AGC Division of APG Inc",6705,"Warrick","IN","Warrick","2","ST","OP",166.6,148,149,"",1,1964,"BIT","NG","","","","","Y","Y","","S","","Y","IPP CHP",3,"T","N","N",0,0,0,0,"","","","","","","","","","","","","","N","Y","N","Y","","","","NG","","","",null,"6705|2"]
[null,261,"AGC Division of APG Inc",6705,"Warrick","IN","Warrick","3","ST","OP",144,139,139,"",10,1965,"BIT","NG","","","","","Y","Y","","S","","Y","IPP CHP",3,"T","N","Y",9,10,6,2013,"","","","","","","","","N","","","","","N","Y","","Y","","","","NG","","","",null,"6705|3"]
[null,261,"AGC Division of APG Inc",6705,"Warrick","IN","Warrick","4","ST","OP",323,301,302.5,"",10,1970,"BIT","NG","","","","","Y","Y","","J","","Y","IPP CHP",3,"T","N","N","","","","","","","","","","","","","","","","","","N","Y","","Y","","","","NG","","","",null,"6705|4"]
[null,291,"Algonquin Windsor Locks LLC",10567,"Algonquin Windsor Locks","CT","HARTFORD","GTG","CT","OP",40,35,45,"",1,1990,"NG","DFO","","","","","Y","Y","","S","","Y","IPP CHP",3,"T","N","N","","","","","","","","","","","","","","","","","","N","","","","","","","","","","",null,"10567|GTG"]
[null,291,"Algonquin Windsor Locks LLC",10567,"Algonquin Windsor Locks","CT","HARTFORD","GTG2","CT","OP",15,13,15,"",7,2012,"NG","","","","","","N","Y","","S",1,"Y","IPP CHP",3,"T","N","N","","","","","","","","","","","","","","","","","","N","","","","","","","","","","",null,"10567|GTG2"]
[null,291,"Algonquin Windsor Locks LLC",10567,"Algonquin Windsor Locks","CT","HARTFORD","STG","CA","OP",16,16,16,"",1,1990,"NG","DFO","","","","","N","Y","","S","","Y","IPP CHP",3,"T","N","N","","","","","","","","","","","","","","","","","","N","","","","","","","","","","",null,"10567|STG"]
[null,295,"City of Alexandria- (MN)",1958,"Alexandria","MN","Douglas","IC1","IC","OP",1.2,1,1,"",1,1948,"DFO","","","","","","N","Y","","S","","N","Electric Utility",1,"","N","N","","","","","","","","","","","","","","","","","","N","","","","","","","","","","",null,{"$f":"D327&\"|\"&H327","v":"1958|IC1"}]
[null,295,"City of Alexandria- (MN)",1958,"Alexandria","MN","Douglas","IC2","IC","OP",4,3.6,3.6,"",1,1967,"DFO","NG","","","","","Y","Y","","S","","N","Electric Utility",1,"","N","N","","","","","","","","","","","","","","","","","","N","","","","","","","","","","",null,"1958|IC2"]
[null,295,"City of Alexandria- (MN)",1958,"Alexandria","MN","Douglas","IC3","IC","OP",4,3.6,3.6,"",1,1967,"DFO","NG","","","","","Y","Y","","S","","N","Electric Utility",1,"","N","N","","","","","","","","","","","","","","","","","","N","","","","","","","","","","",null,"1958|IC3"]
[null,298,"City of Alexandria - (LA)",6558,"D G Hunter","LA","Rapides","3","ST","SB",55,50,50,"",5,1965,"NG","DFO","","","","","Y","Y","Y","S","","N","Electric Utility",1,"","N","N","","","","","","","","","","","","","","","","","","N","","","","","","","NG","","","",null,"6558|3"]
[null,298,"City of Alexandria - (LA)",6558,"D G Hunter","LA","Rapides","4","ST","SB",85,80,80,"",7,1974,"NG","DFO","","","","","Y","Y","Y","S","","N","Electric Utility",1,"","N","N","","","","","","","","","","","","","","","","","","N","","","","","","","NG","","","",null,"6558|4"]
[null,306,"Brookfield Renewable Power",54898,"Santeetlah","NC","Graham","1","HY","OP",22.5,19,19,"",6,1928,"WAT","","","","","","N","Y","","S",0,"N","Industrial Non-CHP",6,"","N","N","","","","","","","","","","","","","N","","","","","N","","","","","","","","","","",null,"54898|1"]
[null,306,"Brookfield Renewable Power",54898,"Santeetlah","NC","Graham","2","HY","OP",22.5,19,19,"",6,1928,"WAT","","","","","","N","Y","","S",0,"N","Industrial Non-CHP",6,"","N","N","","","","","","","","","","","","","N","","","","","N","","","","","","","","","","",null,"54898|2"]
[null,306,"Brookfield Renewable Power",54899,"Cheoah","NC","Graham","1A","HY","OP",27.5,27.5,27.5,"",9,2012,"WAT","","","","","","N","Y","","S","","N","Industrial Non-CHP",6,"","","","","","","","","","","","","","","","","","","","","N","","","","","","","","","","",null,"54899|1A"]
[null,306,"Brookfield Renewable Power",54899,"Cheoah","NC","Graham","2A","HY","OP",27.5,27.5,27.5,"",8,2012,"WAT","","","","","","N","Y","","S","","N","Industrial Non-CHP",6,"","","","","","","","","","","","","","","","","","","","","N","","","","","","","","","","",null,"54899|2A"]
[null,306,"Brookfield Renewable Power",54899,"Cheoah","NC","Graham","4A","HY","OP",27.5,27.5,27.5,"",11,2012,"WAT","","","","","","N","Y","","S","","N","Industrial Non-CHP",6,"","","","","","","","","","","","","","","","","","","","","N","","","","","","","","","","",null,"54899|4A"]
[null,306,"Brookfield Renewable Power",54899,"Cheoah","NC","Graham","5","HY","OP",30,31,31,"",9,1949,"WAT","","","","","","N","Y","","S",0,"N","Industrial Non-CHP",6,"","N","",4.7,4.7,1,2019,"","","","","","","","","N","","","","","N","","","","","","","","","","",null,"54899|5"]
[null,306,"Brookfield Renewable Power",54900,"Calderwood","TN","Blount","1","HY","OP",52.2,52,52,"",4,1930,"WAT","","","","","","N","Y","","S",0,"N","Industrial Non-CHP",6,"","N","N","","","","","","","","","","","","","N","","","","","","","","","","","","","","","",null,"54900|1"]
[null,306,"Brookfield Renewable Power",54900,"Calderwood","TN","Blount","2","HY","OP",52.2,52,52,"",4,1930,"WAT","","","","","","N","Y","","S",0,"N","Industrial Non-CHP",6,"","N","N","","","","","","","","","","","","","N","","","","","","","","","","","","","","","",null,"54900|2"]
[null,306,"Brookfield Renewable Power",54900,"Calderwood","TN","Blount","3","HY","OP",52.2,52,52,"",6,1938,"WAT","","","","","","N","Y","","S",0,"N","Industrial Non-CHP",6,"","N","N","","","","","","","","","","","","","N","","","","","","","","","","","","","","","",null,"54900|3"]
[null,306,"Brookfield Renewable Power",54901,"Chilhowee","TN","Blount","1","HY","OP",16.600000000000001,17,17,"",8,1957,"WAT","","","","","","N","Y","","S",0,"N","Industrial Non-CHP",6,"","N","Y",0.7,0.7,8,2014,"","","","","","","","","N","","","","","N","","","","","","","","","","",null,"54901|1"]
[null,306,"Brookfield Renewable Power",54901,"Chilhowee","TN","Blount","2","HY","OP",16.600000000000001,17,17,"",10,1957,"WAT","","","","","","N","Y","","S",0,"N","Industrial Non-CHP",6,"","N","Y",0.7,0.7,4,2013,"","","","","","","","","N","","","","","N","","","","","","","","","","",null,"54901|2"]
[null,306,"Brookfield Renewable Power",54901,"Chilhowee","TN","Blount","3","HY","OP",16.600000000000001,17,17,"",9,1957,"WAT","","","","","","N","Y","","S",0,"N","Industrial Non-CHP",6,"","N","Y",0.7,0.7,8,2013,"","","","","","","","","N","","","","","N","","","","","","","","","","",null,"54901|3"]
[null,309,"City of Algona - (IA)",1120,"Algona","IA","Kossuth","6","IC","OP",3.2,3.2,3.2,"",12,1965,"DFO","NG","","","","","Y","N","N","S","","N","Electric Utility",1,"","N","N","","","","","","","","","","","","","","","","","","N","","","","","","","","","","",null,"1120|6"]
[null,309,"City of Algona - (IA)",1120,"Algona","IA","Kossuth","7","IC","OP",4.0999999999999996,4.0999999999999996,4.0999999999999996,"",9,1970,"DFO","NG","","","","","Y","N","N","S","","N","Electric Utility",1,"","N","N","","","","","","","","","","","","","","","","","","N","","","","","","","","","","",null,"1120|7"]
[null,309,"City of Algona - (IA)",1120,"Algona","IA","Kossuth","8","IC","OP",4.4000000000000004,4.4000000000000004,4.4000000000000004,"",11,1994,"DFO","","","","","","N","N","N","S","","N","Electric Utility",1,"","N","N","","","","","","","","","","","","","","","","","","N","","","","","","","","","","",null,"1120|8"]
[null,309,"City of Algona - (IA)",1120,"Algona","IA","Kossuth","9","IC","OP",4.4000000000000004,4.4000000000000004,4.4000000000000004,"",11,1994,"DFO","","","","","","N","N","N","S","","N","Electric Utility",1,"","N","N","","","","","","","","","","","","","","","","","","N","","","","","","","","","","",null,"1120|9"]
[null,309,"City of Algona - (IA)",7966,"Iowa Distributed Wind Generation Project","IA","Kossuth","IDWG","WT","OP",2.2999999999999998,2.2999999999999998,2.2999999999999998,"",6,2000,"WND","","","","","","N","N","N","J",3,"N","Electric Utility",1,"","N","N","","","","","","","","","","","","","","","","","","","","","","","","","","","","",null,"7966|IDWG"]
[null,317,"Alcoa Power Generating Inc Yadkin Div",54894,"Narrows","NC","Stanly","YN1","HY","OP",24.7,30,30,"",7,1917,"WAT","","","","","","N","Y","","S",0,"N","Electric Utility",1,"","N","N","","","","","","","","","","","","","","","","","","N","","","","","","","","","","",null,"54894|YN1"]
[null,317,"Alcoa Power Generating Inc Yadkin Div",54894,"Narrows","NC","Stanly","YN2","HY","OP",24.7,30,30,"",7,1917,"WAT","","","","","","N","Y","","S",0,"N","Electric Utility",1,"","N","N","","","","","","","","","","","","","","","","","","N","","","","","","","","","","",null,"54894|YN2"]
[null,317,"Alcoa Power Generating Inc Yadkin Div",54894,"Narrows","NC","Stanly","YN3","HY","OP",29,30,30,"",7,1917,"WAT","","","","","","N","Y","","S",0,"N","Electric Utility",1,"","N","Y","","","","","","","","","","","","","Y","","","","","N","","","","","","","","","","",null,"54894|YN3"]
[null,317,"Alcoa Power Generating Inc Yadkin Div",54894,"Narrows","NC","Stanly","YN4","HY","OP",30.4,29,29,"",12,1924,"WAT","","","","","","N","Y","","S",0,"N","Electric Utility",1,"","N","N","","","","","","","","","","","","","N","","","","","N","","","","","","","","","","",null,"54894|YN4"]
[null,317,"Alcoa Power Generating Inc Yadkin Div",54895,"Falls","NC","Stanly","YF1","HY","OP",9,9,9,"",3,1922,"WAT","","","","","","N","Y","","S",0,"N","Electric Utility",1,"","N","Y",1,1,12,2014,"","","","","","","","","N","","","","","N","","","","","","","","","","",null,"54895|YF1"]
[null,317,"Alcoa Power Generating Inc Yadkin Div",54895,"Falls","NC","Stanly","YF2","HY","OP",11.2,10,10.5,"",9,1919,"WAT","","","","","","N","Y","","S",0,"N","Electric Utility",1,"","N","Y",0.5,0.5,12,2015,"","","","","","","","","N","","","","","N","","","","","","","","","","",null,"54895|YF2"]
[null,317,"Alcoa Power Generating Inc Yadkin Div",54895,"Falls","NC","Stanly","YF3","HY","OP",11.2,11,11,"",9,1919,"WAT","","","","","","N","Y","","S",0,"N","Electric Utility",1,"","N","Y",0.5,0.5,12,2016,"","","","","","","","","N","","","","","N","","","","","","","","","","",null,"54895|YF3"]
[null,317,"Alcoa Power Generating Inc Yadkin Div",54896,"High Rock","NC","Davidson","HR1","HY","OP",11,11,10.1,"",11,1927,"WAT","","","","","","N","Y","","S","","N","Electric Utility",1,"","N","Y",2,2,12,2014,"","","","","","","","","N","","","","","N","","","","","","","","","","",null,"54896|HR1"]
[null,317,"Alcoa Power Generating Inc Yadkin Div",54896,"High Rock","NC","Davidson","HR2","HY","OP",11,11,10.1,"",11,1927,"WAT","","","","","","N","Y","","S","","N","Electric Utility",1,"","N","Y",2,2,12,2013,"","","","","","","","","N","","","","","N","","","","","","","","","","",null,"54896|HR2"]
[null,317,"Alcoa Power Generating Inc Yadkin Div",54896,"High Rock","NC","Davidson","HR3","HY","OP",11,11,10.1,"",11,1927,"WAT","","","","","","N","Y","","S","","N","Electric Utility",1,"","N","N","","","","","","","","","","","","","N","","","","","N","","","","","","","","","","",null,"54896|HR3"]
[null,317,"Alcoa Power Generating Inc Yadkin Div",54897,"Tuckertown","NC","Montgomery","TT1","HY","OP",14,13,13,"",4,1962,"WAT","","","","","","N","Y","","S","","N","Electric Utility",1,"","N","N","","","","","","","","","","","","","","","","","","","","","","","","","","","","",null,"54897|TT1"]
[null,317,"Alcoa Power Generating Inc Yadkin Div",54897,"Tuckertown","NC","Montgomery","TT2","HY","OP",14,13,13,"",4,1962,"WAT","","","","","","N","Y","","S","","N","Electric Utility",1,"","N","N","","","","","","","","","","","","","","","","","","","","","","","","","","","","",null,"54897|TT2"]
[null,317,"Alcoa Power Generating Inc Yadkin Div",54897,"Tuckertown","NC","Montgomery","TT3","HY","OP",14,13,13,"",4,1962,"WAT","","","","","","N","Y","","S","","N","Electric Utility",1,"","N","N","","","","","","","","","","","","","","","","","","","","","","","","","","","","",null,"54897|TT3"]
[null,326,"Alice Falls Corp",54391,"Alice Falls Hydro Project","NY","Clinton","1","HY","OA",1.5,1.5,1.5,"",11,1991,"WAT","","","","","","N","Y","","S",0,"N","IPP Non-CHP",2,"","N","N","","","","","","","","","","","","","","","","","","","","","","","","","","","","",null,"54391|1"]
[null,326,"Alice Falls Corp",54391,"Alice Falls Hydro Project","NY","Clinton","2","HY","OA",0.6,0.7,0.7,"",11,1991,"WAT","","","","","","N","Y","","S",0,"N","IPP Non-CHP",2,"","N","N","","","","","","","","","","","","","","","","","","","","","","","","","","","","",null,"54391|2"]
[null,327,"Air Liquide Large Industries U S LP",10298,"Bayou Cogen Plant","TX","Harris","GEN1","GT","OP",75,65,85,"",12,1984,"NG","OG","","","","","Y","Y","","S","","Y","Industrial CHP",7,"T","N","N","","","","","","","","","","","","","","","","","","N","","","","","","","","","","",null,"10298|GEN1"]
[null,327,"Air Liquide Large Industries U S LP",10298,"Bayou Cogen Plant","TX","Harris","GEN2","GT","OP",75,65,85,"",12,1984,"NG","OG","","","","","Y","Y","","S","","Y","Industrial CHP",7,"T","N","N","","","","","","","","","","","","","","","","","","N","","","","","","","","","","",null,"10298|GEN2"]
[null,327,"Air Liquide Large Industries U S LP",10298,"Bayou Cogen Plant","TX","Harris","GEN3","GT","OP",75,65,85,"",3,1985,"NG","OG","","","","","Y","Y","","S","","Y","Industrial CHP",7,"T","N","N","","","","","","","","","","","","","","","","","","N","","","","","","","","","","",null,"10298|GEN3"]
[null,327,"Air Liquide Large Industries U S LP",10298,"Bayou Cogen Plant","TX","Harris","GEN4","GT","OP",75,65,85,"",3,1985,"NG","OG","","","","","Y","Y","","S","","Y","Industrial CHP",7,"T","N","N","","","","","","","","","","","","","","","","","","N","","","","","","","","","","",null,"10298|GEN4"]
[null,332,"Allegheny Electric Coop Inc",7128,"William F Matson Generating Station","PA","HUNTINGDON","1","HY","OP",7,2.4,7.2,"",6,1988,"WAT","","","","","","N","Y","","S","","N","Electric Utility",1,"","N","N","","","","","","","","","","","","","","","","","","N","","","","","","","","","","",null,"7128|1"]
[null,332,"Allegheny Electric Coop Inc",7128,"William F Matson Generating Station","PA","HUNTINGDON","2","HY","OP",14.7,5.2,14.8,"",6,1988,"WAT","","","","","","N","Y","","S","","N","Electric Utility",1,"","N","N","","","","","","","","","","","","","","","","","","N","","","","","","","","","","",null,"7128|2"]
[null,335,"Air Liquide Large Industries U.S. LP",54748,"Port Neches Plant","TX","Jefferson","G1","GT","OP",38,32,30.5,"",2,1994,"NG","","","","","","N","Y","","S","","Y","Industrial CHP",7,"T","","N","","","","","","","","","","","","","","","","","","N","","","","","","","","","","",null,"54748|G1"]
[null,335,"Air Liquide Large Industries U.S. LP",56787,"Geismar Cogen","LA","Ascension","GTG","GT","OP",83.9,72.5,71.3,"",1,2000,"NG","","","","","","N","Y","","S","","Y","Industrial CHP",7,"T","","N","","","","","","","","","","","","","","","","","","N","","","","","","","","","","",null,"56787|GTG"]
[null,343,"AEP Generating Company",55502,"Lawrenceburg Energy Facility","IN","Dearborn","0100","CA","OP",268,238,253,"G801",6,2004,"NG","","","","","","N","Y","","S","","N","Electric Utility",1,"","Y","N","","","","","","","","","","","","","","","","","","N","","","","","","","","","","",null,"55502|0100"]
[null,343,"AEP Generating Company",55502,"Lawrenceburg Energy Facility","IN","Dearborn","0200","CA","OP",268,238,238,"G801",6,2004,"NG","","","","","","N","Y","","S","","N","Electric Utility",1,"","Y","N","","","","","","","","","","","","","","","","","","N","","","","","","","","","","",null,"55502|0200"]
[null,343,"AEP Generating Company",55502,"Lawrenceburg Energy Facility","IN","Dearborn","1100","CT","OP",174,151,160,"",6,2004,"NG","","","","","","N","Y","","S","","N","Electric Utility",1,"","N","N","","","","","","","","","","","","","","","","","","N","","","","","","","","","","",null,"55502|1100"]
[null,343,"AEP Generating Company",55502,"Lawrenceburg Energy Facility","IN","Dearborn","1200","CT","OP",174,151,151,"",6,2004,"NG","","","","","","N","Y","","S","","N","Electric Utility",1,"","N","N","","","","","","","","","","","","","","","","","","N","","","","","","","","","","",null,"55502|1200"]
[null,343,"AEP Generating Company",55502,"Lawrenceburg Energy Facility","IN","Dearborn","2100","CT","OP",174,151,151,"",6,2004,"NG","","","","","","N","Y","","S","","N","Electric Utility",1,"","N","N","","","","","","","","","","","","","","","","","","N","","","","","","","","","","",null,"55502|2100"]
[null,343,"AEP Generating Company",55502,"Lawrenceburg Energy Facility","IN","Dearborn","2200","CT","OP",174,151,151,"",6,2004,"NG","","","","","","N","Y","","S","","N","Electric Utility",1,"","N","N","","","","","","","","","","","","","","","","","","N","","","","","","","","","","",null,"55502|2200"]
[null,353,"Air Products Energy Enterprises LP",10640,"Stockton Cogen","CA","San Joaquin","GEN1","ST","OP",60,53.7,53.7,"",3,1988,"BIT","PC","TDF","AB","","","Y","Y","","W",1,"Y","IPP CHP",3,"T","N","Y","","","","",45,45,1,2014,"","","","","Y",1,2014,"","","N","","Y","Y","N","","","NG","","","",null,"10640|GEN1"]
[null,361,"Industrial Energy Applications Inc",54710,"Alliant SBD 9205 A Y McDonald","IA","Dubuque","0001","IC","SB",1.5,1.5,1.5,"",7,1993,"DFO","","","","","","N","Y","Y","S","","N","IPP Non-CHP",2,"","N","N","","","","","","","","","","","","","","","","","","N","","","","","","","","","","",null,"54710|0001"]
[null,361,"Industrial Energy Applications Inc",54710,"Alliant SBD 9205 A Y McDonald","IA","Dubuque","0002","IC","SB",1.6,1.6,1.6,"",3,1990,"DFO","","","","","","N","Y","Y","S","","N","IPP Non-CHP",2,"","N","N","","","","","","","","","","","","","","","","","","N","","","","","","","","","","",null,"54710|0002"]
[null,361,"Industrial Energy Applications Inc",54712,"Alliant SBD 9201 Norplex","IA","Allamakee","0044","IC","SB",1.1000000000000001,1.1000000000000001,1.1000000000000001,"",12,1988,"DFO","","","","","","N","N","N","S","","N","IPP Non-CHP",2,"","N","N","","","","","","","","","","","","","","","","","","N","","","","","","","","","","",null,"54712|0044"]
[null,361,"Industrial Energy Applications Inc",54714,"Alliant SBD 8501 Aegon LI","IA","Linn","1265","IC","SB",1,1,1,"",6,1985,"DFO","","","","","","N","Y","Y","S","","N","IPP Non-CHP",2,"","N","N","","","","","","","","","","","","","","","","","","N","","","","","","","","","","",null,"54714|1265"]
[null,361,"Industrial Energy Applications Inc",54714,"Alliant SBD 8501 Aegon LI","IA","Linn","1270","IC","SB",1,1,1,"",6,1985,"DFO","","","","","","N","Y","Y","S","","N","IPP Non-CHP",2,"","N","N","","","","","","","","","","","","","","","","","","N","","","","","","","","","","",null,"54714|1270"]
[null,361,"Industrial Energy Applications Inc",54714,"Alliant SBD 8501 Aegon LI","IA","Linn","1794","IC","SB",1.1000000000000001,1.1000000000000001,1.1000000000000001,"",6,1987,"DFO","","","","","","N","Y","Y","S","","N","IPP Non-CHP",2,"","N","N","","","","","","","","","","","","","","","","","","N","","","","","","","","","","",null,"54714|1794"]
[null,361,"Industrial Energy Applications Inc",54715,"Alliant SBD 9107 JBS USA","IA","Marshall","2665","IC","SB",1.6,1.6,1.6,"",8,1992,"DFO","","","","","","N","Y","Y","S","","N","IPP Non-CHP",2,"","N","N","","","","","","","","","","","","","","","","","","N","","","","","","","","","","",null,"54715|2665"]
[null,361,"Industrial Energy Applications Inc",54715,"Alliant SBD 9107 JBS USA","IA","Marshall","2688","IC","SB",1.6,1.6,1.6,"",8,1992,"DFO","","","","","","N","Y","Y","S","","N","IPP Non-CHP",2,"","N","N","","","","","","","","","","","","","","","","","","N","","","","","","","","","","",null,"54715|2688"]
[null,361,"Industrial Energy Applications Inc",54715,"Alliant SBD 9107 JBS USA","IA","Marshall","2689","IC","SB",1.6,1.6,1.6,"",8,1992,"DFO","","","","","","N","Y","Y","S","","N","IPP Non-CHP",2,"","N","N","","","","","","","","","","","","","","","","","","N","","","","","","","","","","",null,"54715|2689"]
[null,361,"Industrial Energy Applications Inc",54715,"Alliant SBD 9107 JBS USA","IA","Marshall","4644","IC","SB",1.6,1.6,1.6,"",8,1994,"DFO","","","","","","N","Y","Y","S","","N","IPP Non-CHP",2,"","N","N","","","","","","","","","","","","","","","","","","N","","","","","","","","","","",null,"54715|4644"]
[null,361,"Industrial Energy Applications Inc",54715,"Alliant SBD 9107 JBS USA","IA","Marshall","4658","IC","SB",1.6,1.6,1.6,"",6,1996,"DFO","","","","","","N","Y","Y","S","","N","IPP Non-CHP",2,"","N","N","","","","","","","","","","","","","","","","","","N","","","","","","","","","","",null,"54715|4658"]
[null,361,"Industrial Energy Applications Inc",54715,"Alliant SBD 9107 JBS USA","IA","Marshall","4659","IC","SB",1.6,1.6,1.6,"",4,1998,"DFO","","","","","","N","Y","Y","S","","N","IPP Non-CHP",2,"","N","N","","","","","","","","","","","","","","","","","","N","","","","","","","","","","",null,"54715|4659"]
[null,361,"Industrial Energy Applications Inc",54715,"Alliant SBD 9107 JBS USA","IA","Marshall","4660","IC","SB",1.8,1.8,1.8,"",6,2000,"DFO","","","","","","N","Y","Y","S","","N","IPP Non-CHP",2,"","N","N","","","","","","","","","","","","","","","","","","N","","","","","","","","","","",null,{"$f":"D391&\"|\"&H391","v":"54715|4660"}]
[null,361,"Industrial Energy Applications Inc",54716,"Alliant SBD 8602 Marion Sub","IA","Linn","1536","IC","SB",1.5,1.5,1.5,"",8,1986,"DFO","","","","","","N","Y","Y","S","","N","IPP Non-CHP",2,"","N","N","","","","","","","","","","","","","","","","","","N","","","","","","","","","","",null,"54716|1536"]
[null,361,"Industrial Energy Applications Inc",54716,"Alliant SBD 8602 Marion Sub","IA","Linn","2734","IC","SB",1.5,1.5,1.5,"",8,1986,"DFO","","","","","","N","Y","Y","S","","N","IPP Non-CHP",2,"","N","N","","","","","","","","","","","","","","","","","","N","","","","","","","","","","",null,"54716|2734"]
[null,361,"Industrial Energy Applications Inc",54716,"Alliant SBD 8602 Marion Sub","IA","Linn","2741","IC","SB",1.1000000000000001,1.1000000000000001,1.1000000000000001,"",8,1986,"DFO","","","","","","N","Y","Y","S","","N","IPP Non-CHP",2,"","N","N","","","","","","","","","","","","","","","","","","N","","","","","","","","","","",null,"54716|2741"]
[null,361,"Industrial Energy Applications Inc",54716,"Alliant SBD 8602 Marion Sub","IA","Linn","2785","IC","SB",1.5,1.5,1.5,"",8,1986,"DFO","","","","","","N","Y","Y","S","","N","IPP Non-CHP",2,"","N","N","","","","","","","","","","","","","","","","","","N","","","","","","","","","","",null,"54716|2785"]
[null,361,"Industrial Energy Applications Inc",54717,"Alliant SBD 9106 Rockwell CR","IA","Linn","2671","IC","SB",1.6,1.6,1.6,"",6,1992,"DFO","","","","","","N","Y","Y","S","","N","IPP Non-CHP",2,"","N","N","","","","","","","","","","","","","","","","","","N","","","","","","","","","","",null,"54717|2671"]
[null,361,"Industrial Energy Applications Inc",54717,"Alliant SBD 9106 Rockwell CR","IA","Linn","2672","IC","SB",1.6,1.6,1.6,"",6,1992,"DFO","","","","","","N","Y","Y","S","","N","IPP Non-CHP",2,"","N","N","","","","","","","","","","","","","","","","","","N","","","","","","","","","","",null,"54717|2672"]
[null,361,"Industrial Energy Applications Inc",54717,"Alliant SBD 9106 Rockwell CR","IA","Linn","2675","IC","SB",1.6,1.6,1.6,"",6,1992,"DFO","","","","","","N","Y","Y","S","","N","IPP Non-CHP",2,"","N","N","","","","","","","","","","","","","","","","","","N","","","","","","","","","","",null,"54717|2675"]
[null,361,"Industrial Energy Applications Inc",54717,"Alliant SBD 9106 Rockwell CR","IA","Linn","2678","IC","SB",1.6,1.6,1.6,"",6,1992,"DFO","","","","","","N","Y","Y","S","","N","IPP Non-CHP",2,"","N","N","","","","","","","","","","","","","","","","","","N","","","","","","","","","","",null,"54717|2678"]
[null,361,"Industrial Energy Applications Inc",54717,"Alliant SBD 9106 Rockwell CR","IA","Linn","2679","IC","SB",1.6,1.6,1.6,"",6,1992,"DFO","","","","","","N","Y","Y","S","","N","IPP Non-CHP",2,"","N","N","","","","","","","","","","","","","","","","","","N","","","","","","","","","","",null,"54717|2679"]
[null,361,"Industrial Energy Applications Inc",54717,"Alliant SBD 9106 Rockwell CR","IA","Linn","2682","IC","SB",1.6,1.6,1.6,"",6,1992,"DFO","","","","","","N","Y","Y","S","","N","IPP Non-CHP",2,"","N","N","","","","","","","","","","","","","","","","","","N","","","","","","","","","","",null,"54717|2682"]
[null,361,"Industrial Energy Applications Inc",54717,"Alliant SBD 9106 Rockwell CR","IA","Linn","2683","IC","SB",1.6,1.6,1.6,"",6,1992,"DFO","","","","","","N","Y","Y","S","","N","IPP Non-CHP",2,"","N","N","","","","","","","","","","","","","","","","","","N","","","","","","","","","","",null,"54717|2683"]
[null,361,"Industrial Energy Applications Inc",54717,"Alliant SBD 9106 Rockwell CR","IA","Linn","2684","IC","SB",1.6,1.6,1.6,"",6,1992,"DFO","","","","","","N","Y","Y","S","","N","IPP Non-CHP",2,"","N","N","","","","","","","","","","","","","","","","","","N","","","","","","","","","","",null,"54717|2684"]
[null,361,"Industrial Energy Applications Inc",54717,"Alliant SBD 9106 Rockwell CR","IA","Linn","2685","IC","SB",1.6,1.6,1.6,"",6,1992,"DFO","","","","","","N","Y","Y","S","","N","IPP Non-CHP",2,"","N","N","","","","","","","","","","","","","","","","","","N","","","","","","","","","","",null,"54717|2685"]
[null,361,"Industrial Energy Applications Inc",54717,"Alliant SBD 9106 Rockwell CR","IA","Linn","2690","IC","SB",1.6,1.6,1.6,"",6,1992,"DFO","","","","","","N","Y","Y","S","","N","IPP Non-CHP",2,"","N","N","","","","","","","","","","","","","","","","","","N","","","","","","","","","","",null,"54717|2690"]
[null,361,"Industrial Energy Applications Inc",54718,"Alliant SBD 9206 Donaldson","IA","Howard","4632","IC","SB",1.6,1.6,1.6,"",11,1995,"DFO","","","","","","N","Y","N","S","","N","IPP Non-CHP",2,"","N","N","","","","","","","","","","","","","","","","","","N","","","","","","","","","","",null,"54718|4632"]
[null,361,"Industrial Energy Applications Inc",54720,"Alliant SBD 8601 Quad Graphics","IA","Iowa","2736","IC","SB",1.5,1.5,1.5,"",8,1986,"DFO","","","","","","N","Y","Y","S","","N","IPP Non-CHP",2,"","N","N","","","","","","","","","","","","","","","","","","N","","","","","","","","","","",null,"54720|2736"]
[null,361,"Industrial Energy Applications Inc",54720,"Alliant SBD 8601 Quad Graphics","IA","Iowa","3489","IC","SB",1,1,1,"",1,1991,"DFO","","","","","","N","Y","Y","S","","N","IPP Non-CHP",2,"","N","N","","","","","","","","","","","","","","","","","","N","","","","","","","","","","",null,"54720|3489"]
[null,361,"Industrial Energy Applications Inc",54720,"Alliant SBD 8601 Quad Graphics","IA","Iowa","7164","IC","SB",1.1000000000000001,1.1000000000000001,1.1000000000000001,"",5,1996,"DFO","","","","","","N","Y","Y","S","","N","IPP Non-CHP",2,"","N","N","","","","","","","","","","","","","","","","","","N","","","","","","","","","","",null,"54720|7164"]
[null,361,"Industrial Energy Applications Inc",54735,"Alliant SBD 9301 Prairie Farms","IA","Dubuque","0079","IC","SB",1.8,1.8,1.8,"",7,1993,"DFO","","","","","","N","N","Y","S","","N","IPP Non-CHP",2,"","N","N","","","","","","","","","","","","","","","","","","N","","","","","","","","","","",null,"54735|0079"]
[null,361,"Industrial Energy Applications Inc",54735,"Alliant SBD 9301 Prairie Farms","IA","Dubuque","0080","IC","SB",1.1000000000000001,1.1000000000000001,1.1000000000000001,"",11,1998,"DFO","","","","","","N","N","Y","S","","N","IPP Non-CHP",2,"","N","N","","","","","","","","","","","","","","","","","","N","","","","","","","","","","",null,"54735|0080"]
[null,361,"Industrial Energy Applications Inc",54929,"Alliant SBD 9403 Aegon DC","IA","Linn","6111","IC","SB",1.1000000000000001,1.1000000000000001,1.1000000000000001,"",1,1995,"DFO","","","","","","N","N","Y","S","","N","IPP Non-CHP",2,"","N","N","","","","","","","","","","","","","","","","","","N","","","","","","","","","","",null,"54929|6111"]
[null,361,"Industrial Energy Applications Inc",54929,"Alliant SBD 9403 Aegon DC","IA","Linn","6112","IC","SB",1.5,1.5,1.5,"",12,2003,"DFO","","","","","","N","N","Y","S","","N","IPP Non-CHP",2,"","N","N","","","","","","","","","","","","","","","","","","N","","","","","","","","","","",null,"54929|6112"]
[null,361,"Industrial Energy Applications Inc",54929,"Alliant SBD 9403 Aegon DC","IA","Linn","6113","IC","SB",1.5,1.5,1.5,"",9,2007,"DFO","","","","","","N","N","Y","S","","N","IPP Non-CHP",2,"","N","N","","","","","","","","","","","","","","","","","","N","","","","","","","","","","",null,"54929|6113"]
[null,361,"Industrial Energy Applications Inc",54967,"Alliant SBD 9302 Aegon NP","IA","Linn","7906","IC","SB",1.2,1.2,1.2,"",7,1995,"DFO","","","","","","N","N","N","S","","N","IPP Non-CHP",2,"","N","N","","","","","","","","","","","","","","","","","","N","","","","","","","","","","",null,"54967|7906"]
[null,361,"Industrial Energy Applications Inc",54968,"Alliant SBD 9502 Eaton","IA","Wright","0385","IC","SB",1.8,1.8,1.8,"",12,1995,"DFO","","","","","","N","Y","Y","S","","N","IPP Non-CHP",2,"","N","N","","","","","","","","","","","","","","","","","","N","","","","","","","","","","",null,"54968|0385"]
[null,361,"Industrial Energy Applications Inc",54968,"Alliant SBD 9502 Eaton","IA","Wright","0386","IC","SB",1.8,1.8,1.8,"",12,1995,"DFO","","","","","","N","Y","Y","S","","N","IPP Non-CHP",2,"","N","N","","","","","","","","","","","","","","","","","","N","","","","","","","","","","",null,"54968|0386"]
[null,361,"Industrial Energy Applications Inc",54968,"Alliant SBD 9502 Eaton","IA","Wright","5824","IC","SB",1.8,1.8,1.8,"",5,2000,"DFO","","","","","","N","Y","Y","S","","N","IPP Non-CHP",2,"","N","N","","","","","","","","","","","","","","","","","","N","","","","","","","","","","",null,"54968|5824"]
[null,361,"Industrial Energy Applications Inc",55996,"Alliant SBD0201 Penford Produc","IA","Linn","01","IC","SB",1.8,1.8,1.8,"",6,2003,"DFO","","","","","","N","Y","Y","S","","N","IPP Non-CHP",2,"","N","N","","","","","","","","","","","","","","","","","","N","","","","","","","","","","",null,"55996|01"]
[null,361,"Industrial Energy Applications Inc",55996,"Alliant SBD0201 Penford Produc","IA","Linn","02","IC","SB",1.6,1.6,1.6,"",6,2003,"DFO","","","","","","N","Y","Y","S","","N","IPP Non-CHP",2,"","N","N","","","","","","","","","","","","","","","","","","N","","","","","","","","","","",null,"55996|02"]
[null,361,"Industrial Energy Applications Inc",55996,"Alliant SBD0201 Penford Produc","IA","Linn","03","IC","SB",1.6,1.6,1.6,"",6,2003,"DFO","","","","","","N","Y","Y","S","","N","IPP Non-CHP",2,"","N","N","","","","","","","","","","","","","","","","","","N","","","","","","","","","","",null,"55996|03"]
[null,361,"Industrial Energy Applications Inc",55996,"Alliant SBD0201 Penford Produc","IA","Linn","04","IC","SB",1.1000000000000001,1.1000000000000001,1.1000000000000001,"",6,2003,"DFO","","","","","","N","Y","Y","S","","N","IPP Non-CHP",2,"","N","N","","","","","","","","","","","","","","","","","","N","","","","","","","","","","",null,"55996|04"]
[null,361,"Industrial Energy Applications Inc",56073,"Alliant SBG 9802 Toyota","IA","Linn","01","IC","SB",1,1,1,"",12,1998,"NG","","","","","","N","N","N","S","","N","IPP Non-CHP",2,"","N","N","","","","","","","","","","","","","","","","","","N","","","","","","","","","","",null,"56073|01"]
[null,361,"Industrial Energy Applications Inc",56074,"Alliant SBD 9901 GE Capital","IA","Linn","01","IC","SB",1.1000000000000001,1.1000000000000001,1.1000000000000001,"",12,2000,"DFO","","","","","","N","N","N","S","","N","IPP Non-CHP",2,"","N","N","","","","","","","","","","","","","","","","","","N","","","","","","","","","","",null,"56074|01"]
[null,379,"Alon USA LP",10569,"Big Spring Texas Refinery","TX","Howard","GENA","ST","OP",1.5,1.5,1.5,"",1,1986,"PUR","","","","","","N","N","","S","","N","Industrial Non-CHP",6,"","N","N","","","","","","","","","","","","","","","","","","N","","","","","","","NG","","","",null,"10569|GENA"]
[null,405,"City of Alta",1121,"Alta Municipal Utilities","IA","Buena Vista","1","IC","SB",1,0.9,1,"",8,1947,"DFO","","","","","","N","N","Y","S","","N","Electric Utility",1,"","N","N","","","","","","","","","","","","","","","","","","N","","","","","","","","","","",null,"1121|1"]
[null,405,"City of Alta",1121,"Alta Municipal Utilities","IA","Buena Vista","3","IC","SB",1.1000000000000001,1,1.1000000000000001,"",6,1990,"DFO","NG","","","","","N","N","Y","S","","N","Electric Utility",1,"","N","N","","","","","","","","","","","","","","","","","","N","","","","","","","","","","",null,"1121|3"]
[null,406,"City of Altamont - (IL)",7990,"Altamont","IL","Effingham","1","IC","SB",1.8,1.8,1.8,"",1,2002,"DFO","","","","","","N","N","Y","S","","N","Electric Utility",1,"","N","N","","","","","","","","","","","","","","","","","","N","","","","","","","","","","",null,"7990|1"]
[null,406,"City of Altamont - (IL)",7990,"Altamont","IL","Effingham","2","IC","SB",1.8,1.8,1.8,"",1,2002,"DFO","","","","","","N","N","Y","S","","N","Electric Utility",1,"","N","N","","","","","","","","","","","","","","","","","","N","","","","","","","","","","",null,"7990|2"]
[null,406,"City of Altamont - (IL)",7990,"Altamont","IL","Effingham","3","IC","SB",1.8,1.8,1.8,"",1,2002,"DFO","","","","","","N","N","Y","S","","N","Electric Utility",1,"","N","N","","","","","","","","","","","","","","","","","","N","","","","","","","","","","",null,"7990|3"]
[null,406,"City of Altamont - (IL)",7990,"Altamont","IL","Effingham","4","IC","SB",1.8,1.8,1.8,"",11,2006,"DFO","","","","","","N","N","Y","S","","N","Electric Utility",1,"","","N","","","","","","","","","","","","","","","","","","N","","","","","","","","","","",null,"7990|4"]
[null,429,"Occidental Permian Ltd",52122,"Wasson CO2 Removal Plant","TX","Yoakum","GEN1","GT","OP",23.4,13.2,10.8,"",2,1988,"NG","","","","","","N","N","","S","","Y","Industrial CHP",7,"T","N","N","","","","","","","","","","","","","","","","","","N","","","","","","","NG","","","",null,"52122|GEN1"]
[null,450,"The Amalgamated Sugar Co",10504,"Amalgamated Sugar Twin Falls","ID","Twin Falls","1500","ST","OP",1.5,1.2,1.2,"",12,1948,"BIT","NG","SUB","","","","Y","Y","","S","","Y","Industrial CHP",7,"T","N","N","","","","","","","","","","","","","","","","","","N","Y","N","","","","","NG","","","",null,"10504|1500"]
[null,450,"The Amalgamated Sugar Co",10504,"Amalgamated Sugar Twin Falls","ID","Twin Falls","2500","ST","OP",2.5,2.2999999999999998,2.2999999999999998,"",12,1948,"BIT","NG","SUB","","","","Y","Y","","S","","Y","Industrial CHP",7,"T","N","N","","","","","","","","","","","","","","","","","","N","Y","","","","","","NG","","","",null,"10504|2500"]
[null,450,"The Amalgamated Sugar Co",10504,"Amalgamated Sugar Twin Falls","ID","Twin Falls","4000","ST","OP",6.2,5,5,"",9,1994,"BIT","SUB","","","","","N","Y","","S","","Y","Industrial CHP",7,"T","N","N","","","","","","","","","","","","","","","","","","N","","Y","","","","","DFO","","","",null,"10504|4000"]
[null,463,"Ameresco LFG I Inc",10549,"Al Turi","NY","Orange","2","IC","OP",0.8,0.8,0.8,"",7,2011,"LFG","","","","","","N","N","","S","","N","IPP Non-CHP",2,"","N","","","","","","","","","","","","","","","","","","","N","","","","","","","","","","",null,"10549|2"]
[null,463,"Ameresco LFG I Inc",10549,"Al Turi","NY","Orange","3","IC","OP",0.8,0.8,0.8,"",7,2011,"LFG","","","","","","N","N","","S","","N","IPP Non-CHP",2,"","","","","","","","","","","","","","","","","","","","","N","","","","","","","","","","",null,"10549|3"]
[null,463,"Ameresco LFG I Inc",10549,"Al Turi","NY","Orange","3010","IC","OS",0.8,0.8,0.8,"",11,1998,"LFG","","","","","","N","Y","","S","","N","IPP Non-CHP",2,"","N","Y","","","","","","","","","","","","","N","","",12,2017,"N","","","","","","","","","","",null,"10549|3010"]
[null,470,"Covanta Energy of Niagara LP",50472,"Covanta Niagara LP","NY","Niagara","GEN1","ST","OP",25,18,18,"",8,1980,"MSW","WDS","NG","","","","Y","Y","","S","","Y","IPP CHP",3,"B","N","N","","","","","","","","","","","","","","","","","","N","","","","","","","NG","","","",null,"50472|GEN1"]
[null,470,"Covanta Energy of Niagara LP",50472,"Covanta Niagara LP","NY","Niagara","GEN2","ST","OP",25,18,18,"",8,1980,"MSW","WDS","NG","","","","Y","Y","","S","","Y","IPP CHP",3,"B","N","N","","","","","","","","","","","","","","","","","","N","","","","","","","NG","","","",null,"50472|GEN2"]
[null,472,"Amedee Gethrm Venture I LP",50964,"Amedee Geothermal Venture I","CA","Lassen","IND","ST","OP",1.5,1.1000000000000001,0.7,"",8,1988,"GEO","","","","","","N","Y","","S","","N","IPP Non-CHP",2,"","N","N","","","","","","","","","","","","","","","","","","","","","","","","","","","","",null,"50964|IND"]
[null,472,"Amedee Gethrm Venture I LP",50964,"Amedee Geothermal Venture I","CA","Lassen","SYN","ST","OP",1.5,1.1000000000000001,0.7,"",8,1988,"GEO","","","","","","N","Y","","S","","N","IPP Non-CHP",2,"","N","N","","","","","","","","","","","","","","","","","","","","","","","","","","","","",null,"50964|SYN"]
[null,473,"Covanta Hempstead Company",10642,"Covanta Hempstead","NY","Nassau","GEN1","ST","OP",78.599999999999994,71.8,70.8,"",4,1989,"MSW","WDS","DFO","","","","N","Y","","S","","N","IPP Non-CHP",2,"","","N","","","","","","","","","","","","","","","","","","N","","","","","","","DFO","","","",null,"10642|GEN1"]
[null,491,"American Crystal Sugar Co",54210,"American Crystal Sugar Hillsboro","ND","Traill","G1","ST","OP",13.3,13.3,13.3,"",9,1990,"SUB","","","","","","N","N","","S","","Y","Industrial CHP",7,"T","N","N","","","","","","","","","","","","","N","","","","","N","","Y","","","","","SUB","","","",null,"54210|G1"]
[null,491,"American Crystal Sugar Co",54211,"American Crystal Sugar Moorhead","MN","Clay","G1","ST","OP",3,3,3,"",9,1948,"SUB","","","","","","N","N","","S","","Y","Industrial CHP",7,"T","N","N","","","","","","","","","","","","","","","","","","N","","Y","","","","","SUB","","","",null,"54211|G1"]
[null,491,"American Crystal Sugar Co",54211,"American Crystal Sugar Moorhead","MN","Clay","G2","ST","OP",2,2,2,"",9,1961,"SUB","","","","","","N","N","","S","","Y","Industrial CHP",7,"T","N","N","","","","","","","","","","","","","","","","","","N","","Y","","","","","SUB","","","",null,"54211|G2"]
[null,491,"American Crystal Sugar Co",54212,"American Crystal Sugar Crookston","MN","Polk","G1","ST","OP",3.5,3.5,3.5,"",9,1954,"SUB","","","","","","N","N","","S","","Y","Industrial CHP",7,"T","N","N","","","","","","","","","","","","","","","","","","N","","Y","","","","","SUB","","","",null,"54212|G1"]
[null,491,"American Crystal Sugar Co",54212,"American Crystal Sugar Crookston","MN","Polk","G2","ST","OP",3,3,3,"",9,1975,"SUB","","","","","","N","N","","S","","Y","Industrial CHP",7,"T","N","N","","","","","","","","","","","","","","","","","","N","","Y","","","","","SUB","","","",null,"54212|G2"]
[null,491,"American Crystal Sugar Co",54213,"American Crystal Sugar Drayton","ND","Pembina","G1","ST","OP",6,6,6,"",9,1965,"SUB","","","","","","N","N","","S","","Y","Industrial CHP",7,"T","N","N","","","","","","","","","","","","","","","","","","N","","Y","","","","","SUB","","","",null,"54213|G1"]
[null,491,"American Crystal Sugar Co",54214,"American Crystal Sugar East Grand Forks","MN","Polk","G1","ST","OP",2.5,2.5,2.5,"",9,1990,"SUB","","","","","","N","N","","S","","Y","Industrial CHP",7,"T","N","N","","","","","","","","","","","","","","","","","","N","","Y","","","","","SUB","","","",null,"54214|G1"]
[null,491,"American Crystal Sugar Co",54214,"American Crystal Sugar East Grand Forks","MN","Polk","G2","ST","OP",5,5,5,"",9,1990,"SUB","","","","","","N","N","","S","","Y","Industrial CHP",7,"T","N","N","","","","","","","","","","","","","","","","","","N","","Y","","","","","SUB","","","",null,"54214|G2"]
[null,503,"American Hydro Power PLP",10152,"Warrior Ridge Hydro","PA","Huntingdon","L-1","HY","OP",0.7,0.7,0.7,"",12,1985,"WAT","","","","","","N","Y","","S",0,"N","IPP Non-CHP",2,"","N","N","","","","","","","","","","","","","","","","","","","","","","","","","","","","",null,"10152|L-1"]
[null,503,"American Hydro Power PLP",10152,"Warrior Ridge Hydro","PA","Huntingdon","L-2","HY","OP",0.7,0.7,0.7,"",12,1985,"WAT","","","","","","N","Y","","S",0,"N","IPP Non-CHP",2,"","N","N","","","","","","","","","","","","","","","","","","","","","","","","","","","","",null,"10152|L-2"]
[null,503,"American Hydro Power PLP",10152,"Warrior Ridge Hydro","PA","Huntingdon","L-4","HY","OP",0.7,0.7,0.7,"",12,1985,"WAT","","","","","","N","Y","","S",0,"N","IPP Non-CHP",2,"","N","N","","","","","","","","","","","","","","","","","","","","","","","","","","","","",null,"10152|L-4"]
[null,503,"American Hydro Power PLP",10152,"Warrior Ridge Hydro","PA","Huntingdon","L-5","HY","OP",0.7,0.7,0.7,"",12,1985,"WAT","","","","","","N","Y","","S","","N","IPP Non-CHP",2,"","N","N","","","","","","","","","","","","","","","","","","","","","","","","","","","","",null,{"$f":"D455&\"|\"&H455","v":"10152|L-5"}]
[null,520,"Ameren Energy Generating Co",861,"Coffeen","IL","Montgomery","1","ST","OP",388.9,330,335,"",12,1965,"SUB","BIT","","","","","N","Y","Y","S","","N","IPP Non-CHP",2,"","N","N","","","","","","","","","","","","","","","","","","N","Y","","Y","","","","DFO","","","",null,"861|1"]
[null,520,"Ameren Energy Generating Co",861,"Coffeen","IL","Montgomery","2","ST","OP",616.5,565,580,"",9,1972,"SUB","BIT","","","","","N","Y","Y","S","","N","IPP Non-CHP",2,"","N","N","","","","","","","","","","","","","","","","","","N","Y","","Y","","","","DFO","","","",null,"861|2"]
[null,520,"Ameren Energy Generating Co",862,"Grand Tower","IL","Jackson","1","CT","OP",248,162,180,"",6,2001,"NG","","","","","","N","Y","","S","","N","IPP Non-CHP",2,"","N","N","","","","","","","","","","","","","","","","","","N","","","","","","","","","","",null,"862|1"]
[null,520,"Ameren Energy Generating Co",862,"Grand Tower","IL","Jackson","2","CT","OP",200,160,177,"",7,2001,"NG","","","","","","N","Y","","S","","N","IPP Non-CHP",2,"","N","N","","","","","","","","","","","","","","","","","","N","","","","","","","","","","",null,"862|2"]
[null,520,"Ameren Energy Generating Co",862,"Grand Tower","IL","Jackson","3","CA","OP",85.7,86,86,"",3,1951,"NG","","","","","","N","Y","","S","","N","IPP Non-CHP",2,"","N","N","","","","","","","","","","","","","","","","","","N","","","","","","","","","","",null,"862|3"]
[null,520,"Ameren Energy Generating Co",862,"Grand Tower","IL","Jackson","4","CA","OP",113.6,105,105,"",4,1958,"NG","","","","","","N","Y","","S","","N","IPP Non-CHP",2,"","N","N","","","","","","","","","","","","","","","","","","N","","","","","","","","","","",null,"862|4"]
[null,520,"Ameren Energy Generating Co",6017,"Newton","IL","Jasper","1","ST","OP",617.4,598,610,"",11,1977,"SUB","BIT","DFO","","","","N","Y","","S","","N","IPP Non-CHP",2,"","N","N","","","","","","","","","","","","","N","","","","","N","Y","","Y","","","","DFO","","","",null,"6017|1"]
[null,520,"Ameren Energy Generating Co",6017,"Newton","IL","Jasper","2","ST","OP",617.4,599,604,"",12,1982,"SUB","BIT","DFO","","","","N","Y","","S","","N","IPP Non-CHP",2,"","N","N","","","","","","","","","","","","","","","","","","N","Y","","Y","","","","DFO","","","",null,"6017|2"]
[null,520,"Ameren Energy Generating Co",55201,"Gibson City","IL","Ford","1","GT","OP",135,114,116,"",6,2000,"NG","DFO","","","","","Y","Y","","S","","N","IPP Non-CHP",2,"","N","N","","","","","","","","","","","","","","","","","","N","","","","","","","","","","",null,"55201|1"]
[null,520,"Ameren Energy Generating Co",55201,"Gibson City","IL","Ford","2","GT","OP",135,114,116,"",7,2000,"NG","DFO","","","","","Y","Y","","S","","N","IPP Non-CHP",2,"","N","N","","","","","","","","","","","","","","","","","","N","","","","","","","","","","",null,"55201|2"]
[null,520,"Ameren Energy Generating Co",55438,"Elgin Energy Center","IL","Kane","CT01","GT","OP",135,115,114,"",9,2002,"NG","","","","","","N","Y","","S","","N","IPP Non-CHP",2,"","N","N","","","","","","","","","","","","","","","","","","","","","","","","","","","","",null,"55438|CT01"]
[null,520,"Ameren Energy Generating Co",55438,"Elgin Energy Center","IL","Kane","CT02","GT","OP",135,115,114,"",10,2002,"NG","","","","","","N","Y","","S","","N","IPP Non-CHP",2,"","N","N","","","","","","","","","","","","","","","","","","","","","","","","","","","","",null,"55438|CT02"]
[null,520,"Ameren Energy Generating Co",55438,"Elgin Energy Center","IL","Kane","CT03","GT","OP",135,115,114,"",10,2002,"NG","","","","","","N","Y","","S","","N","IPP Non-CHP",2,"","N","N","","","","","","","","","","","","","","","","","","","","","","","","","","","","",null,"55438|CT03"]
[null,520,"Ameren Energy Generating Co",55438,"Elgin Energy Center","IL","Kane","CT04","GT","OP",135,115,114,"",11,2002,"NG","","","","","","N","Y","","S","","N","IPP Non-CHP",2,"","N","N","","","","","","","","","","","","","","","","","","","","","","","","","","","","",null,"55438|CT04"]
[null,528,"Covanta Southeastern Connecticut Company",10646,"Covanta Southeastern Connecticut Company","CT","New London","GEN1","ST","OP",16.899999999999999,12,10,"",12,1991,"MSW","DFO","","","","","N","Y","","S","","N","IPP Non-CHP",2,"","N","N","","","","","","","","","","","","","","","","","","N","","","","","","","DFO","","","",null,"10646|GEN1"]
[null,542,"Covanta Essex Company",10643,"Covanta Essex Company","NJ","Essex","GEN1","ST","OP",34.9,30,30,"",11,1990,"MSW","DFO","","","","","N","Y","","S","","N","IPP Non-CHP",2,"","N","N","","","","","","","","","","","","","","","","","","N","","","","","","","DFO","","","",null,"10643|GEN1"]
[null,542,"Covanta Essex Company",10643,"Covanta Essex Company","NJ","Essex","GEN2","ST","OP",34.9,30,30,"",11,1990,"MSW","DFO","","","","","N","Y","","S","","N","IPP Non-CHP",2,"","N","N","","","","","","","","","","","","","","","","","","N","","","","","","","DFO","","","",null,"10643|GEN2"]
[null,547,"American Sugar Refining Inc.",54512,"Domino Sugar Arabi Plant","LA","SAINT BERNARD","TG1","ST","OP",5,3.6,2.8,"",1,1949,"NG","","","","","","N","N","","S","","Y","Industrial CHP",7,"T","N","N","","","","","","","","","","","","","","","","","","N","","","","","","","NG","","","",null,"54512|TG1"]
[null,547,"American Sugar Refining Inc.",54512,"Domino Sugar Arabi Plant","LA","SAINT BERNARD","TG2","ST","OP",5,2.2999999999999998,2.2999999999999998,"",6,2003,"NG","","","","","","N","N","","S","","Y","Industrial CHP",7,"T","N","N","","","","","","","","","","","","","","","","","","N","","","","","","","NG","","","",null,"54512|TG2"]
[null,547,"American Sugar Refining Inc.",54512,"Domino Sugar Arabi Plant","LA","SAINT BERNARD","TG3","ST","OP",4,1.6,1.4,"",1,1949,"NG","","","","","","N","N","","S","","Y","Industrial CHP",7,"T","N","N","","","","","","","","","","","","","","","","","","N","","","","","","","NG","","","",null,"54512|TG3"]
[null,554,"City of Ames - (IA)",1122,"Ames Electric Services Power Plant","IA","Story","7","ST","OP",37.5,32.6,32.6,"",5,1968,"SUB","OBS","","","","","Y","Y","","S","","N","Electric Utility",1,"","N","N","","","","","","","","","","","","","","","","","","N","Y","","Y","","","","DFO","","","",null,"1122|7"]
[null,554,"City of Ames - (IA)",1122,"Ames Electric Services Power Plant","IA","Story","8","ST","OP",71.3,62.6,62.6,"",6,1982,"SUB","OBS","","","","","Y","Y","","S","","N","Electric Utility",1,"","N","N","","","","","","","","","","","","","","","","","","N","Y","","Y","","","","DFO","","","",null,"1122|8"]
[null,554,"City of Ames - (IA)",6463,"Ames GT","IA","Story","GT1","GT","OP",21.3,14.5,15,"",5,1972,"DFO","","","","","","N","Y","","S","","N","Electric Utility",1,"","N","N","","","","","","","","","","","","","","","","","","N","","","","","","","","","","",null,"6463|GT1"]
[null,554,"City of Ames - (IA)",6463,"Ames GT","IA","Story","GT2","GT","OP",57.4,23,"","",9,2005,"DFO","","","","","","N","Y","","S","","N","Electric Utility",1,"","N","Y",0,30,11,2014,"","","","","","","","","","","","","","N","","","","","","","","","","",null,"6463|GT2"]
[null,563,"American Bituminous Power LP",10151,"Grant Town Power Plant","WV","Marion","GEN1","ST","OP",95.7,80,80,"",7,1992,"WC","NG","BIT","TDF","PC","","N","Y","","S","","N","IPP Non-CHP",2,"","N","N","","","","","","","","","","","","","","","","","","N","","Y","","","","","NG","","","",null,"10151|GEN1"]
[null,570,"Covanta Delaware Valley LP",10746,"Covanta Delaware Valley","PA","Delaware","GEN1","ST","OP",90,80,80,"",4,1991,"MSW","NG","","","","","N","Y","","S","","N","IPP Non-CHP",2,"","N","N","","","","","","","","","","","","","","","","","","N","","","","","","","MSW","","","",null,"10746|GEN1"]
[null,590,"City of Anaheim - (CA)",7693,"Anaheim GT","CA","Orange","1","GT","OP",49.2,44.5,46.5,"",5,1991,"NG","","","","","","N","Y","","S","","N","Electric Utility",1,"","N","N","","","","","","","","","","","","","","","","","","","","","","","","","","","","",null,"7693|1"]
[null,590,"City of Anaheim - (CA)",57027,"Canyon Power Plant","CA","Orange","CPP1","GT","OP",50,49.4,49.4,"",9,2011,"NG","","","","","","N","Y","","W","","N","Electric Utility",1,"","","","","","","","","","","","","","","","","","","","","N","","","","","","","","","","",null,"57027|CPP1"]
[null,590,"City of Anaheim - (CA)",57027,"Canyon Power Plant","CA","Orange","CPP2","GT","OP",50,48,48,"",9,2011,"NG","","","","","","N","Y","","W","","N","Electric Utility",1,"","","","","","","","","","","","","","","","","","","","","N","","","","","","","","","","",null,"57027|CPP2"]
[null,590,"City of Anaheim - (CA)",57027,"Canyon Power Plant","CA","Orange","CPP3","GT","OP",50,48,48,"",8,2011,"NG","","","","","","N","Y","","W","","N","Electric Utility",1,"","","","","","","","","","","","","","","","","","","","","N","","","","","","","","","","",null,"57027|CPP3"]
[null,590,"City of Anaheim - (CA)",57027,"Canyon Power Plant","CA","Orange","CPP4","GT","OP",50,49.4,49.4,"",8,2011,"NG","","","","","","N","Y","","W","","N","Electric Utility",1,"","","","","","","","","","","","","","","","","","","","","N","","","","","","","","","","",null,"57027|CPP4"]
[null,599,"Anchorage Municipal Light and Power",75,"Anchorage 1","AK","Anchorage","1","GT","OP",12.5,14,16.2,"",11,1962,"NG","DFO","","","","","Y","Y","","S","","N","Electric Utility",1,"","N","N","","","","","","","","","","","","","","","","","","N","","","","","","","","","","",null,"75|1"]
[null,599,"Anchorage Municipal Light and Power",75,"Anchorage 1","AK","Anchorage","2","GT","OP",12.5,14,16.2,"",3,1962,"NG","DFO","","","","","Y","Y","","S","","N","Electric Utility",1,"","N","N","","","","","","","","","","","","","","","","","","N","","","","","","","","","","",null,"75|2"]
[null,599,"Anchorage Municipal Light and Power",75,"Anchorage 1","AK","Anchorage","3R","GT","OP",48.9,29.3,32.9,"",8,2007,"NG","","","","","","N","Y","","S","","N","Electric Utility",1,"","","N","","","","","","","","","","","","","","","","","","N","","","","","","","","","","",null,"75|3R"]
[null,599,"Anchorage Municipal Light and Power",75,"Anchorage 1","AK","Anchorage","4","GT","OP",27,31.1,33.200000000000003,"",3,1972,"NG","DFO","","","","","Y","Y","","S","","N","Electric Utility",1,"","N","N","","","","","","","","","","","","","","","","","","N","","","","","","","","","","",null,"75|4"]
[null,599,"Anchorage Municipal Light and Power",75,"Anchorage 1","AK","Anchorage","P1 BS","IC","OP",2,2,2,"",2,2012,"DFO","","","","","","N","Y","","S","","N","Electric Utility",1,"","N","","","","","","","","","","","","","","","","","","","","","","","","","","","","","",null,"75|P1 BS"]
[null,599,"Anchorage Municipal Light and Power",77,"Eklutna Hydro Project","AK","Matanuska-Susitna","1","HY","OP",22.2,22.2,22.2,"",1,1955,"WAT","","","","","","N","Y","N","J","","N","Electric Utility",1,"","N","N","","","","","","","","","","","","","","","","","","N","","","","","","","","","","",null,"77|1"]
[null,599,"Anchorage Municipal Light and Power",77,"Eklutna Hydro Project","AK","Matanuska-Susitna","2","HY","OP",22.2,22.2,22.2,"",4,1955,"WAT","","","","","","N","Y","N","J","","N","Electric Utility",1,"","N","N","","","","","","","","","","","","","","","","","","N","","","","","","","","","","",null,"77|2"]
[null,599,"Anchorage Municipal Light and Power",6559,"George M Sullivan Generation Plant 2","AK","Anchorage","5","CT","OP",38.1,33.799999999999997,37.4,"",1,1975,"NG","DFO","","","","","Y","Y","Y","S","","N","Electric Utility",1,"","N","N","","","","","","","","","","","","","","","","","","N","","","","","","","","","","",null,"6559|5"]
[null,599,"Anchorage Municipal Light and Power",6559,"George M Sullivan Generation Plant 2","AK","Anchorage","6","CA","OP",33,34,37.5,"",3,1979,"NG","","","","","","N","Y","Y","S","","N","Electric Utility",1,"","N","N","","","","","","","","","","","","","","","","","","N","","","","","","","","","","",null,"6559|6"]
[null,599,"Anchorage Municipal Light and Power",6559,"George M Sullivan Generation Plant 2","AK","Anchorage","7","CT","OP",102.6,74.400000000000006,81.8,"",6,1979,"NG","DFO","","","","","Y","Y","Y","S","","N","Electric Utility",1,"","N","N","","","","","","","","","","","","","","","","","","N","","","","","","","","","","",null,"6559|7"]
[null,599,"Anchorage Municipal Light and Power",6559,"George M Sullivan Generation Plant 2","AK","Anchorage","GT8","GT","OP",92.6,77.7,86.5,"",12,1984,"NG","","","","","","N","Y","","S","","N","Electric Utility",1,"","N","N","","","","","","","","","","","","","","","","","","N","","","","","","","","","","",null,"6559|GT8"]
[null,623,"Anheuser-Busch Inc",10430,"Anheuser-Busch St Louis","MO","SAINT LOUIS CITY","GEN1","ST","OP",11,11,11,"",1,1947,"BIT","NG","OBG","WDS","","","Y","Y","","S","","Y","Industrial CHP",7,"B","N","N","","","","","","","","","","","","","","","","","","N","Y","","","","","","OBG","","","",null,"10430|GEN1"]
[null,623,"Anheuser-Busch Inc",10430,"Anheuser-Busch St Louis","MO","SAINT LOUIS CITY","GEN3","ST","OP",11,11,11,"",1,1948,"BIT","NG","OBG","WDS","","","Y","Y","","S","","Y","Industrial CHP",7,"T","N","N","","","","","","","","","","","","","","","","","","N","Y","","","","","","OBG","","","",null,"10430|GEN3"]
[null,623,"Anheuser-Busch Inc",10430,"Anheuser-Busch St Louis","MO","SAINT LOUIS CITY","GEN4","ST","OP",4.0999999999999996,4.0999999999999996,4.0999999999999996,"",1,1939,"BIT","NG","OBG","WDS","","","Y","Y","","S","","Y","Industrial CHP",7,"T","N","N","","","","","","","","","","","","","","","","","","N","Y","","","","","","OBG","","","",null,"10430|GEN4"]
[null,733,"Appalachian Power Co",3774,"Claytor","VA","Pulaski","4","HY","OP",18.7,14.7,28.2,"G882",8,1939,"WAT","","","","","","N","Y","","S",0,"N","Electric Utility",1,"","N","N","","","","","","","","","","","","","","","","","","","","","","","","","","","","",null,"3774|4"]
[null,733,"Appalachian Power Co",3935,"John E Amos","WV","Putnam","2","ST","OP",816.3,800,800,"",6,1972,"BIT","","","","","","N","Y","","S","","N","Electric Utility",1,"","N","N","","","","","","","","","","","","","","","","","","N","Y","","","Y","","","DFO","","","",null,"3935|2"]
[null,772,"Archer Daniels Midland Co",10865,"Archer Daniels Midland Decatur","IL","Macon","GEN5","ST","OP",31,31,31,"",12,1987,"BIT","SUB","TDF","WDS","","","N","Y","","S","","Y","Industrial CHP",7,"T","N","N","","","","","","","","","","","","","","","","","","N","","Y","","","","","NG","","","",null,"10865|GEN5"]
[null,803,"Arizona Public Service Co",120,"Yucca","AZ","Yuma","GT21","GT","OP",25.3,20,22,"",12,1978,"DFO","","","","","","N","Y","","W","","N","Electric Utility",1,"","N","N","","","","","","","","","","","","","","","","","","N","","","","","","","","","","",null,"120|GT21"]
[null,803,"Arizona Public Service Co",55455,"Red Hawk","AZ","Maricopa","CT2B","CT","OP",181.6,148,161,"",7,2002,"NG","","","","","","N","Y","","S","","N","Electric Utility",1,"","N","N","","","","","","","","","","","","","","","","","","N","","","","","","","","","","",null,"55455|CT2B"]
[null,814,"Entergy Arkansas Inc",171,"Mabelvale","AR","Pulaski","3","GT","OP",19.5,14,16,"",12,1970,"NG","DFO","","","","","N","Y","Y","S","","N","Electric Utility",1,"","N","N","","","","","","","","","","","","","","","","","","N","","","","","","","","","","",null,"171|3"]
[null,867,"ARCO Products Co-Watson",50216,"Watson Cogeneration","CA","Los Angeles","GN95","CA","OP",38.5,35,35,"",2,1988,"NG","OG","","","","","N","Y","","J","","Y","Industrial CHP",7,"T","Y","N","","","","","","","","","","","","","","","","","","N","","","","","","","","","","",null,"50216|GN95"]
[null,998,"City of Augusta - (KS)",1261,"Augusta Electric Plant No 1","KS","Butler","6","IC","SB",2.2000000000000002,2.2000000000000002,2.2000000000000002,"",7,1956,"NG","DFO","","","","","Y","Y","Y","S","","N","Electric Utility",1,"","N","N","","","","","","","","","","","","","","","","","","N","","","","","","","","","","",null,"1261|6"]
[null,1015,"Austin Energy",7900,"Sand Hill","TX","Travis","5A","CT","OP",198,161,180,"",9,2004,"NG","","","","","","N","Y","","S","","N","Electric Utility",1,"","N","N","","","","","","","","","","","","","","","","","","","","","","","","","","","","",null,"7900|5A"]
[null,1278,"City of Barron",4102,"Barron","WI","Barron","H2","HY","OP",0.1,0.1,0.1,"",8,1923,"WAT","","","","","","N","Y","","S",1,"N","Electric Utility",1,"","N","N","","","","","","","","","","","","","","","","","","","","","","","","","","","","",null,"4102|H2"]
[null,1415,"SWG Colorado LLC",55207,"Valmont Combustion Turbine Project","CO","BOULDER","UN7","GT","OP",71.099999999999994,39.9,39.9,"",5,2000,"NG","","","","","","N","Y","","S","","N","IPP Non-CHP",2,"","N","N","","","","","","","","","","","","","","","","","","","","","","","","","","","","",null,"55207|UN7"]
[null,1525,"City of Beloit - (KS)",1264,"Beloit","KS","Mitchell","1","IC","OP",1.5,1.1000000000000001,1.1000000000000001,"",7,1951,"DFO","NG","","","","","N","Y","","S","","N","Electric Utility",1,"","N","N","","","","","","","","","","","","","","","","","","","","","","","","","","","","",null,"1264|1"]
[null,1773,"Las Vegas Cogeneration II LLC",55952,"Las Vegas Cogeneration II LLC","NV","Clark","GEN4","CT","OP",60.5,42,46,"",1,2003,"NG","","","","","","N","Y","","W","","N","IPP Non-CHP",2,"","N","N","","","","","","","","","","","","","","","","","","","","","","","","","","","","",null,"55952|GEN4"]
[null,1869,"City of Bloomfield - (IA)",1127,"Bloomfield","IA","Davis","3","IC","OP",2.7,2.2000000000000002,2.2000000000000002,"",12,1964,"NG","DFO","","","","","N","Y","","S","","N","Electric Utility",1,"","N","N","","","","","","","","","","","","","","","","","","N","","","","","","","","","","",null,"1127|3"]
[null,2016,"Boott Hydropower Inc",10556,"Boott Hydropower","MA","Middlesex","GEN1","HY","OP",7.5,7.1,6.9,"",10,1985,"WAT","","","","","","N","Y","Y","S",0,"N","IPP Non-CHP",2,"","N","N","","","","","","","","","","","","","","","","","","N","","","","","","","","","","",null,"10556|GEN1"]
[null,2277,"City of Broken Bow - (NE)",2221,"Broken Bow","NE","Custer","2","IC","OP",3.5,3.5,3.5,"",88,1970,"NG","DFO","","","","","N","Y","","S","","N","Electric Utility",1,"","N","Y","","","","","","","","","","","","","Y",5,2013,"","","N","","","","","","","","","","",null,"2221|2"]
[null,2442,"City of Bryan - (TX)",6243,"Dansby","TX","Brazos","1","ST","OP",105,110,110,"",9,1978,"NG","DFO","","","","","N","Y","","S","","N","Electric Utility",1,"","N","N","","","","","","","","","","","","","","","","","","N","","","","","","","NG","","","",null,"6243|1"]
[null,2518,"U S Bureau of Reclamation",443,"Keswick","CA","Shasta","3","HY","OP",39,39,39,"",10,1949,"WAT","","","","","","N","Y","","S","","N","Electric Utility",1,"","N","N","","","","","","","","","","","","","","","","","","","","","","","","","","","","",null,"443|3"]
[null,2518,"U S Bureau of Reclamation",447,"Parker Dam","CA","San Bernardino","2","HY","OP",30,30,30,"",1,1943,"WAT","","","","","","N","Y","","S","","N","Electric Utility",1,"","N","N","","","","","","","","","","","","","","","","","","","","","","","","","","","","",null,"447|2"]
[null,2518,"U S Bureau of Reclamation",6163,"Grand Coulee","WA","Grant","17","HY","OP",125,125,125,"",7,1949,"WAT","","","","","","N","Y","","S","","N","Electric Utility",1,"","N","N","","","","","","","","","","","","","","","","","","","","","","","","","","","","",null,"6163|17"]
[null,2518,"U S Bureau of Reclamation",6163,"Grand Coulee","WA","Grant","LS2","HY","OP",10,10,10,"",3,1941,"WAT","","","","","","N","Y","","S","","N","Electric Utility",1,"","N","N","","","","","","","","","","","","","","","","","","","","","","","","","","","","",null,"6163|LS2"]
[null,2547,"City of Burlingame - (KS)",1265,"Burlingame","KS","Osage","5","IC","OP",0.9,0.8,0.8,"",1,1980,"NG","DFO","","","","","Y","Y","","S","","N","Electric Utility",1,"","N","Y","","","","","","","","","","","","","Y",12,2013,"","","N","","","","","","","","","","",null,"1265|5"]
[null,2770,"Terra-Gen Operating Co LLC",57293,"Alta Wind Energy Center IV","CA","KERN","AW04","WT","OP",102,102,102,"",4,2011,"WND","","","","","","N","Y","","W",34,"N","IPP Non-CHP",2,"","","N","","","","","","","","","","","","","","","","","","N","","","","","","","","","","",null,"57293|AW04"]
[null,2838,"Baytown Energy Center LLC",55327,"Baytown Energy Center","TX","Chambers","CTG2","CT","OP",214.8,165,190,"",6,2002,"NG","","","","","","N","Y","","S","","Y","IPP CHP",3,"T","N","N","","","","","","","","","","","","","","","","","","","","","","","","","","","","",null,"55327|CTG2"]
[null,3028,"Calpine Gilroy Cogen LP",55810,"Gilroy Peaking Energy Center","CA","Santa Clara","S3","GT","OP",45,45,45,"",11,2001,"NG","","","","","","N","Y","","W","","N","IPP Non-CHP",2,"","N","N","","","","","","","","","","","","","","","","","","N","","","","","","","","","","",null,"55810|S3"]
[null,3040,"City of Carmi - (IL)",937,"Carmi","IL","White","8","IC","OP",1.4,1.2,1.2,"",88,1951,"NG","DFO","","","","","Y","Y","","S","","N","Electric Utility",1,"","N","N","","","","","","","","","","","","","","","","","","","","","","","","","","","","",null,"937|8"]
[null,3046,"Progress Energy Carolinas Inc",6015,"Harris","NC","Wake","1","ST","OP",950.9,928,973,"",5,1987,"NUC","","","","","","N","Y","Y","J","","N","Electric Utility",1,"","N","N","","","","","","","","","","","","","","","","","","","","","","","","","DFO","","","",null,"6015|1"]
[null,3046,"Progress Energy Carolinas Inc",58215,"Lee Combined Cycle Plant","NC","Wayne","ST1","CA","OP",405,377,380,"",12,2012,"NG","DFO","","","","","Y","Y","","S","","Y","Electric Utility",1,"T","Y","N","","","","","","","","","","","","","","","","","","N","","","","","","","","","","",null,"58215|ST1"]
[null,3220,"Central Oregon Irrigation Dist",50980,"Siphon Power Project","OR","Deschutes","GEN1","HY","OP",2.7,2.7,2.7,"",8,1989,"WAT","","","","","","N","Y","","S",1,"N","IPP Non-CHP",2,"","N","N","","","","","","","","","","","","","","","","","","N","","","","","","","","","","",null,"50980|GEN1"]
[null,3265,"Cleco Power LLC",55173,"Acadia Energy Center","LA","Acadia","CT25","CT","OP",212,170.6,204.7,"",8,2002,"NG","","","","","","N","Y","","W","","N","Electric Utility",1,"","N","N","","","","","","","","","","","","","N","","","","","N","","","","","","","","","","",null,"55173|CT25"]
[null,3329,"Borough of Chambersburg",7397,"Falling Spring","PA","FRANKLIN","6","IC","OP",2,2.1,2.1,"",12,1967,"NG","DFO","","","","","Y","Y","","S","","N","Electric Utility",1,"","N","N","","","","","","","","","","","","","","","","","","N","","","","","","","","","","",null,"7397|6"]
[null,3453,"Chevron Refinery-Hawaii",10194,"Hawaii Cogen","HI","Honolulu","GEN4","GT","OP",3.2,3.2,3.2,"",6,2011,"WO","OG","","","","","Y","Y","","W","","Y","Industrial CHP",7,"T","","N","","","","","","","","","","","","","","","","","","N","","","","","","","","","","",null,"10194|GEN4"]
[null,3486,"Chillicothe Municipal Utils",2122,"Chillicothe","MO","Livingston","D5","IC","OP",2,2,2,"",6,2003,"DFO","","","","","","N","Y","","S","","N","Electric Utility",1,"","N","N","","","","","","","","","","","","","","","","","","N","","","","","","","","","","",null,"2122|D5"]
[null,3608,"Puna Geothermal Venture",52028,"Puna Geothermal Venture I","HI","Hawaii","OEC14","ST","OP",3.5,3.1,3.1,"",8,1992,"GEO","","","","","","N","Y","","S","","N","IPP Non-CHP",2,"","N","N","","","","","","","","","","","","","","","","","","N","","","","","","","","","","",null,"52028|OEC14"]
[null,3828,"Cloverland Electric Co-op",1751,"Edison Sault","MI","Chippewa","25","HY","OP",0.6,0.4,0.3,"",7,1963,"WAT","","","","","","N","Y","","S","","N","Electric Utility",1,"","N","N","","","","","","","","","","","","","","","","","","","","","","","","","","","","",null,"1751|25"]
[null,3828,"Cloverland Electric Co-op",1751,"Edison Sault","MI","Chippewa","48","HY","OP",0.6,0.4,0.4,"",88,1963,"WAT","","","","","","N","Y","","S","","N","Electric Utility",1,"","N","N","","","","","","","","","","","","","","","","","","","","","","","","","","","","",null,"1751|48"]
[null,3892,"City of Coffeyville - (KS)",1271,"Coffeyville","KS","Montgomery","1","IC","OP",2,2,2,"",4,2007,"DFO","","","","","","N","Y","","S","","N","Electric Utility",1,"","","N","","","","","","","","","","","","","","","","","","N","","","","","","","","","","",null,"1271|1"]
[null,3989,"City of Colorado Springs - (CO)",493,"George Birdsall","CO","El Paso","2","ST","OP",18.8,16,16,"",3,1954,"NG","DFO","","","","","Y","Y","","S","","N","Electric Utility",1,"","N","N","","","","","","","","","","","","","","","","","","N","","N","N","","","","NG","","","",null,"493|2"]
[null,4161,"Constellation Power Source Gen",1555,"Notch Cliff","MD","Baltimore","GT4","GT","OP",18,14,14,"",6,1969,"NG","","","","","","N","Y","","S","","N","IPP Non-CHP",2,"","N","N","","","","","","","","","","","","","","","","","","N","","","","","","","","","","",null,"1555|GT4"]
[null,4161,"Constellation Power Source Gen",1559,"Riverside","MD","Baltimore","GT8","GT","OP",25,20,20,"",9,1970,"DFO","","","","","","N","Y","","S","","N","IPP Non-CHP",2,"","N","N","","","","","","","","","","","","","","","","","","N","","","","","","","","","","",null,"1559|GT8"]
[null,4247,"Consolidated Water Power Co",3971,"Biron","WI","Wood","9","HY","OP",0.8,0.8,0.8,"",1,1896,"WAT","","","","","","N","Y","","S","","N","Electric Utility",1,"","N","N","","","","","","","","","","","","","","","","","","","","","","","","","","","","",null,"3971|9"]
[null,4254,"Consumers Energy Co",1705,"Foote","MI","Iosco","1","HY","OP",3,1,1.1000000000000001,"",1,1918,"WAT","","","","","","N","Y","","S",0,"N","Electric Utility",1,"","N","N","","","","","","","","","","","","","","","","","","","","","","","","","","","","",null,"1705|1"]
[null,4254,"Consumers Energy Co",1713,"Ludington","MI","Mason","4","PS","OP",329.8,312,293,"",6,1973,"WAT","","","","","","N","Y","","J",0,"N","Electric Utility",1,"","N","N","","","","","","","","","","","","","","","","","","","","","","","","","","","","",null,"1713|4"]
[null,4362,"Corn Belt Energy Corporation",7891,"Gillum","IL","McLean","2","IC","SB",2,1.8,1.8,"",6,2000,"DFO","","","","","","N","Y","Y","S","","N","Electric Utility",1,"","N","N","","","","","","","","","","","","","","","","","","N","","","","","","","","","","",null,"7891|2"]
[null,4383,"Corpus Christi Cogeneration LLC",55206,"Corpus Christi Energy Center","TX","Nueces","ST1","CA","OP",195.5,165,165,"",10,2002,"NG","NG","","","","","Y","Y","","S","","Y","IPP CHP",3,"T","Y","N","","","","","","","","","","","","","","","","","","N","","","","","","","","","","",null,"55206|ST1"]
[null,4527,"City of Crete",2231,"Crete","NE","Saline","2","IC","OP",1.3,1.3,1.3,"",5,1955,"NG","DFO","","","","","Y","Y","","S","","N","Electric Utility",1,"","N","N","","","","","","","","","","","","","","","","","","N","","","","","","","","","","",null,"2231|2"]
[null,4713,"D/R Hydro Co",52036,"Yough Hydro Power","PA","SOMERSET","GEN1","HY","OP",6.1,6.1,5,"",12,1989,"WAT","","","","","","N","Y","","W",0,"N","IPP Non-CHP",2,"","N","N","","","","","","","","","","","","","","","","","","N","","","","","","","","","","",null,"52036|GEN1"]
[null,4716,"Dairyland Power Coop",4142,"Flambeau Hydroelectric Station","WI","RUSK","2","HY","OP",6.2,5.9,5.9,"",1,1951,"WAT","","","","","","N","Y","","S","","N","Electric Utility",1,"","N","N","","","","","","","","","","","","","","","","","","N","","","","","","","","","","",null,"4142|2"]
[null,4922,"Dayton Power & Light Co",2852,"Sidney","OH","Shelby","1","IC","OP",2.7,2.4,2.4,"",7,1968,"DFO","","","","","","N","Y","","S","","N","Electric Utility",1,"","","N","","","","","","","","","","","","","N","","","","","N","","","","","","","","","","",null,"2852|1"]
[null,4922,"Dayton Power & Light Co",2854,"Yankee Street","OH","Montgomery","7","GT","OP",17.5,11,11,"",11,1970,"NG","DFO","","","","","Y","Y","","S","","N","Electric Utility",1,"","","N","","","","","","","","","","","","","N","","","","","N","","","","","","","","","","",null,"2854|7"]
[null,5068,"Denver City & County of",10422,"Williams Fork Hydro Plant","CO","Grand","GEN2","HY","OP",0.5,0.5,0.5,"",9,2012,"WAT","","","","","","N","Y","","S",0,"N","IPP Non-CHP",2,"","N","N","","","","","","","","","","","","","","","","","","","","N","","","","","","","","",null,"10422|GEN2"]
[null,5109,"The DTE Electric Company",1725,"Colfax","MI","Livingston","1","IC","OP",2.7,2.4,2.4,"",11,1969,"DFO","","","","","","N","Y","","S","","N","Electric Utility",1,"","N","N","","","","","","","","","","","","","","","","","","N","","","","","","","","","","",null,"1725|1"]
[null,5109,"The DTE Electric Company",1740,"River Rouge","MI","Wayne","1","ST","OP",282.60000000000002,234,234,"",2,1956,"NG","","","","","","N","Y","Y","W","","N","Electric Utility",1,"","N","N","","","","","","","","","","","","","","","","","","N","","","N","","","","NG","","","",null,"1740|1"]
[null,5178,"Dinwiddie Power Inc",54766,"Boydton Plank Road Cogen Plant","VA","Dinwiddie","GEN2","IC","OP",0.3,0.3,0.3,"",6,1993,"WO","DFO","NG","","","","Y","N","","S","","N","IPP Non-CHP",2,"","N","N","","","","","","","","","","","","","","","","","","N","","","","","","","","","","",null,"54766|GEN2"]
[null,5178,"Dinwiddie Power Inc",54766,"Boydton Plank Road Cogen Plant","VA","Dinwiddie","GEN4","IC","OP",0.3,0.3,0.3,"",6,1993,"WO","DFO","NG","","","","Y","N","","S","","N","IPP Non-CHP",2,"","N","N","","","","","","","","","","","","","","","","","","N","","","","","","","","","","",null,"54766|GEN4"]
[null,5326,"PUD No 1 of Douglas County",3886,"Wells","WA","Douglas","U-6","HY","OP",77.400000000000006,84,84,"",9,1967,"WAT","","","","","","N","Y","Y","S","","N","Electric Utility",1,"","N","N","","","","","","","","","","","","","","","","","","N","","","","","","","","","","",null,"3886|U-6"]
[null,5347,"Dow Chemical Co",52006,"LaO Energy Systems","LA","Iberville","GEN1","CA","OP",57,57,57,"",6,1958,"NG","OG","OTH","","","","N","Y","","S","","Y","Industrial CHP",7,"T","Y","N","","","","","","","","","","","","","N","","","","","N","","","","","","","","","","",null,"52006|GEN1"]
[null,5416,"Duke Energy Carolinas, LLC",2729,"Oxford","NC","Catawba","1","HY","OP",18,20,20,"",4,1928,"WAT","","","","","","N","Y","","S",0,"N","Electric Utility",1,"","N","N","","","","","","","","","","","","","","","","","","N","","","","","","","","","","",null,"2729|1"]
[null,5416,"Duke Energy Carolinas, LLC",2751,"Tuckasegee","NC","Jackson","1","HY","OP",3,2.5,2.5,"",5,1950,"WAT","","","","","","N","Y","","S","","N","Electric Utility",1,"","N","N","","","","","","","","","","","","","","","","","","N","","","","","","","","","","",null,"2751|1"]
[null,5416,"Duke Energy Carolinas, LLC",6038,"McGuire","NC","Mecklenburg","1","ST","OP",1220.3,1100,1156,"",9,1981,"NUC","","","","","","N","Y","","S","","N","Electric Utility",1,"","N","Y",29,10,1,2013,"","","","","","","","","","","","","","N","","","","","","","","","","",null,"6038|1"]
[null,5517,"Dynegy Midwest Generation Inc",894,"Oglesby","IL","La Salle","3","GT","SB",17.5,13.5,15.8,"",10,1970,"NG","DFO","","","","","Y","Y","Y","S","","N","IPP Non-CHP",2,"","N","N","","","","","","","","","","","","","","","",1,2013,"N","","","","","","","","","","",null,"894|3"]
[null,5533,"EF Oxnard,  LLC",10776,"E F Oxnard Energy Facility","CA","Ventura","GTG","GT","OP",48.5,48.5,48.5,"",6,1990,"NG","","","","","","N","Y","","S","","Y","IPP CHP",3,"T","N","N","","","","","","","","","","","","","","","","","","N","","","","","","","","","","",null,"10776|GTG"]
[null,5610,"Eastman Chemical Co-TN Ops",50481,"Tennessee Eastman Operations","TN","Sullivan","TG12","ST","OP",6,6,6,"",2,1953,"BIT","NG","","","","","N","N","","S","","Y","Industrial CHP",7,"B","N","N","","","","","","","","","","","","","","","","","","N","","","Y","","","","","","","",null,"50481|TG12"]
[null,5624,"RED-Rochester, LLC",10025,"RED-Rochester, LLC","NY","Monroe","22TG","ST","OP",12.5,12.5,12.5,"",8,1954,"BIT","RFO","","","","","N","Y","","S","","Y","Industrial CHP",7,"B","N","N","","","","","","","","","","","","","","","","","","N","","","","","","Y","RFO","","","",null,"10025|22TG"]
[null,5773,"City of Elk River",1971,"Elk River City of","MN","SHERBURNE","8","IC","OP",0.8,0.8,0.8,"",7,2006,"LFG","","","","","","N","Y","","S","","N","Electric Utility",1,"","","N","","","","","","","","","","","","","","","","","","N","","","","","","","","","","",null,"1971|8"]
[null,5906,"EDF Renewable Services Inc",56876,"Wapsipinicon Wind Project","MN","Mower","TBD","WT","OP",100.5,100.5,100.5,"",2,2009,"WND","","","","","","N","Y","","S",67,"N","IPP Non-CHP",2,"","","N","","","","","","","","","","","","","","","","","","","","","","","","","","","","",null,"56876|TBD"]
[null,5914,"Erie Boulevard Hydropower LP",2540,"Allens Falls","NY","St Lawrence","1","HY","OP",4,4.9000000000000004,5,"",1,1927,"WAT","","","","","","N","Y","","S","","N","IPP Non-CHP",2,"","N","N","","","","","","","","","","","","","","","","","","","","","","","","","","","","",null,"2540|1"]
[null,5914,"Erie Boulevard Hydropower LP",2579,"Inghams","NY","Fulton","1","HY","OP",3,2.8,2.9,"",1,1912,"WAT","","","","","","N","Y","","S","","N","IPP Non-CHP",2,"","N","N","","","","","","","","","","","","","","","","","","","","","","","","","","","","",null,"2579|1"]
[null,5914,"Erie Boulevard Hydropower LP",2590,"Norfolk","NY","St Lawrence","1","HY","OP",5,4.3,4.3,"",1,1928,"WAT","","","","","","N","Y","","S","","N","IPP Non-CHP",2,"","N","N","","","","","","","","","","","","","","","","","","","","","","","","","","","","",null,"2590|1"]
[null,5914,"Erie Boulevard Hydropower LP",10530,"Feeder Dam Hydro Plant","NY","Saratoga","2","HY","OP",1,0.9,1,"",1,1924,"WAT","","","","","","N","Y","","S","","N","IPP Non-CHP",2,"","N","N","","","","","","","","","","","","","","","","","","","","","","","","","","","","",null,"10530|2"]
[null,5957,"City of Erie (KS)",7766,"Erie Energy Center","KS","Neosho","1","IC","OP",2.5,2.5,2.5,"",10,1999,"DFO","","","","","","N","Y","","S","","N","Electric Utility",1,"","N","N","","","","","","","","","","","","","","","","","","N","","","","","","","","","","",null,"7766|1"]
[null,6035,"Exelon Power",3163,"Moser Generating Station","PA","Montgomery","2","GT","OP",21.2,17,20,"",5,1970,"DFO","","","","","","N","Y","","S","","N","IPP Non-CHP",2,"","N","N","","","","","","","","","","","","","","","","","","","","","","","","","","","","",null,"3163|2"]
[null,6090,"ExxonMobil Oil Corp",50625,"ExxonMobil Beaumont Refinery","TX","Jefferson","TG24","GT","OP",38.6,32,38,"PP",6,1993,"NG","","","","","","N","Y","","S","","Y","Industrial CHP",7,"T","N","N","","","","","","","","","","","","","","","","","","N","","","","","","","","","","",null,"50625|TG24"]
[null,6091,"Exxon Mobil Refining and Supply Co.",10692,"ExxonMobil Baytown Turbine","TX","Harris","GEN4","GT","OP",98.9,85,98,"",1,1997,"NG","","","","","","N","Y","","S","","Y","Industrial CHP",7,"T","N","N","","","","","","","","","","","","","","","","","","","","","","","","","","","","",null,"10692|GEN4"]
[null,6235,"Public Works Comm-City of Fayetteville",1016,"Butler-Warner Generation Plant","NC","Cumberland","6","CT","OP",28.8,20,25,"",6,1978,"NG","DFO","","","","","Y","Y","","S","","N","Electric Utility",1,"","N","N","","","","","","","","","","","","","","","","","","","","","","","","","","","","",null,"1016|6"]
[null,6371,"First National Bank-Commerce",54678,"Sidney A Murray Jr Hydroelectric","LA","Concordia","04","HY","OP",24,24,24,"",5,1990,"WAT","","","","","","N","Y","","S",0,"N","IPP Non-CHP",2,"","N","N","","","","","","","","","","","","","","","","","","N","","","","","","","","","","",null,"54678|04"]
[null,6452,"Florida Power & Light Co",613,"Lauderdale","FL","Broward","5GT2","CT","OP",185,"","","C792",6,1993,"NG","DFO","","","","","Y","Y","Y","S","","N","Electric Utility",1,"","N","N","","","","","","","","","","","","","","","","","","N","","","","","","","","","","",null,"613|5GT2"]
[null,6452,"Florida Power & Light Co",617,"Port Everglades","FL","Broward","GT4","GT","OP",34.200000000000003,35,40,"",8,1971,"NG","DFO","","","","","Y","Y","Y","S","","N","Electric Utility",1,"","N","N","","","","","","","","","","","","","","","","","","N","","","","","","","","","","",null,"617|GT4"]
[null,6452,"Florida Power & Light Co",56407,"West County Energy Center","FL","Palm Beach","2B","CT","OP",298,232,270,"",11,2009,"NG","DFO","","","","","Y","Y","","S","","N","Electric Utility",1,"","","N","","","","","","","","","","","","","","","","","","","","","","","","","","","","",null,"56407|2B"]
[null,6455,"Duke Energy Florida, Inc",7302,"Hines Energy Complex","FL","Polk","4ST","CA","OP",212,170,180,"H400",12,2007,"NG","DFO","","","","","Y","Y","","S","","N","Electric Utility",1,"","N","N","","","","","","","","","","","","","","","","","","","","","","","","","","","","",null,"7302|4ST"]
[null,6455,"Duke Energy Florida, Inc",8049,"Intercession City","FL","Osceola","P7","GT","OP",115,83,94,"",10,1993,"NG","DFO","","","","","Y","Y","","S","","N","Electric Utility",1,"","","N","","","","","","","","","","","","","","","","","","N","","","","","","","","","","",null,"8049|P7"]
[null,6541,"Formosa Plastics Corp",10554,"Formosa Utility Venture Ltd","TX","Calhoun","ST1","CA","OP",33.5,28.5,28.5,"CHP1",3,1994,"NG","OG","","","","","Y","Y","","S","","Y","Industrial CHP",7,"B","Y","N","","","","","","","","","","","","","","","","","","N","","","","","Y","","","","","",null,"10554|ST1"]
[null,6579,"City of Forest City- (IA)",1138,"Forest City Light Plant","IA","WINNEBAGO","1","IC","OP",1.2,1.3,1.3,"",1,1958,"DFO","","","","","","N","Y","","S","","N","Electric Utility",1,"","N","N","","","","","","","","","","","","","","","","","","N","","","","","","","","","","",null,"1138|1"]
[null,6763,"Freestone Power Generation LLC",55226,"Freestone Energy Center","TX","Freestone","ST3","CA","OP",184.6,177,184.6,"",6,2002,"NG","","","","","","N","Y","","J","","N","IPP Non-CHP",2,"","N","N","","","","","","","","","","","","","","","","","","N","","","","","","","","","","",null,"55226|ST3"]
[null,6775,"Village of Freeport",2678,"Plant No 1","NY","Nassau","2","IC","OP",2.9,2.2000000000000002,2.2000000000000002,"",1,1949,"DFO","","","","","","N","N","","S","","N","Electric Utility",1,"","N","N","","","","","","","","","","","","","","","","","","","","","","","","","","","","",null,"2678|2"]
[null,6915,"Galena Electric Utility",7437,"Galena Electric Utility","AK","Yukon-Koyukuk","3A","IC","OP",0.8,0.8,0.8,"",6,2009,"DFO","","","","","","N","Y","","S","","Y","Electric Utility",1,"T","","N","","","","","","","","","","","","","","","","","","N","","","","","","","","","","",null,"7437|3A"]
[null,7067,"Tata Chemicals Partners",54318,"General Chemical","WY","Sweetwater","TG1","ST","OP",15,15,15,"",5,1968,"BIT","NG","","","","","N","Y","","S","","Y","Industrial CHP",7,"T","N","N","","","","","","","","","","","","","","","","","","N","Y","","Y","","","","DFO","NG","","",null,"54318|TG1"]
[null,7100,"Village of Genoa - (OH)",56181,"Genoa Diesel Generating Station","OH","Ottawa","1","IC","OP",2,2,2,"",12,2004,"DFO","","","","","","N","Y","","S","","N","Electric Utility",1,"","N","N","","","","","","","","","","","","","","","","","","N","","","","","","","","","","",null,"56181|1"]
[null,7140,"Georgia Power Co",715,"McManus","GA","Glynn","1","ST","OP",50,43,43,"",11,1952,"RFO","DFO","","","","","N","Y","","S","","N","Electric Utility",1,"","N","Y","","","","","","","","","","","","","","","",4,2015,"N","","","","","","","DFO","","","",null,"715|1"]
[null,7140,"Georgia Power Co",717,"Morgan Falls","GA","Fulton","6","HY","OP",2.4,1.4,1.5,"",12,1903,"WAT","","","","","","N","Y","","S",0,"N","Electric Utility",1,"","N","N","","","","","","","","","","","","","","","","","","N","","","","","","","","","","",null,"717|6"]
[null,7140,"Georgia Power Co",6124,"McIntosh","GA","Effingham","CT7","GT","OP",101.3,82.2,94.5,"",4,1994,"NG","DFO","","","","","Y","Y","","S","","N","Electric Utility",1,"","N","N","","","","","","","","","","","","","","","","","","N","","","","","","","","","","",null,"6124|CT7"]
[null,7209,"The Gillette Company",54225,"Gillette SBMC","MA","Suffolk","DG","IC","SB",0.5,0.5,0.5,"",9,1991,"DFO","","","","","","N","N","N","S","","N","Industrial CHP",7,"","N","N","","","","","","","","","","","","","","","","","","","","","","","","","","","","",null,"54225|DG"]
[null,7294,"City of Glendale",377,"Grayson","CA","Los Angeles","4","ST","OP",50,40,40,"",9,1959,"LFG","NG","","","","","Y","Y","","S","","N","Electric Utility",1,"","","N","","","","","","","","","","","","","","","","","","N","","","","","","","NG","","","",null,"377|4"]
[null,7443,"City of Graettinger",1142,"Graettinger","IA","PALO ALTO","5","IC","OP",1.1000000000000001,1.1000000000000001,1.1000000000000001,"",12,1990,"DFO","","","","","","N","Y","Y","S","","N","Electric Utility",1,"","N","N","","","","","","","","","","","","","","","","","","N","","","","","","","","","","",null,"1142|5"]
[null,7477,"Granger Electric Co",54549,"Granger Electric Generating Station #1","MI","Clinton","1-6","IC","OP",1.6,1.6,1.6,"",12,2008,"LFG","","","","","","N","N","","S","","N","IPP Non-CHP",2,"","","N","","","","","","","","","","","","","","","","","","N","","","","","","","","","","",null,"54549|1-6"]
[null,7538,"Great Falls Hydroelectric",52068,"Great Falls Hydro Project","NJ","Passaic","GEN2","HY","OP",3.6,0.3,0.6,"",12,1985,"WAT","","","","","","N","Y","Y","S","","N","IPP Non-CHP",2,"","N","N","","","","","","","","","","","","","","","","","","","","","","","","","","","","",null,"52068|GEN2"]
[null,7570,"Great River Energy",6824,"St Bonifacius","MN","Carver","1","GT","OP",61.2,60.2,71.7,"",6,1978,"DFO","","","","","","N","Y","","S","","N","Electric Utility",1,"","N","N","","","","","","","","","","","","","","","","","","","","","","","","","","","","",null,"6824|1"]
[null,7597,"Green Country OP Services LLC",55146,"Green Country Energy LLC","OK","Tulsa","CTG3","CT","OP",179.3,155,167,"G843",2,2002,"NG","","","","","","N","Y","","S","","N","IPP Non-CHP",2,"","N","N","","","","","","","","","","","","","","","","","","","","","","","","","","","","",null,"55146|CTG3"]
[null,7601,"Green Mountain Power Corp",7056,"Bolton Falls","VT","Washington","1","HY","OP",4.4000000000000004,3.9,3.9,"",11,1986,"WAT","","","","","","N","Y","","S",0,"N","Electric Utility",1,"","N","N","","","","","","","","","","","","","","","","","","N","","","","","","","","","","",null,"7056|1"]
[null,7651,"Greenwood Utilities Comm",2062,"Henderson","MS","Leflore","H11","IC","OP",1.3,"","","D016",6,2001,"NG","","","","","","N","Y","Y","S","","N","Electric Utility",1,"","N","N","","","","","","","","","","","","","","","","","","N","","","","","","","","","","",null,"2062|H11"]
[null,7833,"Gwitchyaa Zhee Utility Co",7174,"Gwitchyaa Zhee","AK","NOT IN FILE","2A","IC","OP",0.5,0.3,0.4,"",8,2012,"DFO","","","","","","N","N","","S","","N","Electric Utility",1,"","N","N","","","","","","","","","","","","","","","","","","N","","","","","","","","","","",null,"7174|2A"]
[null,7977,"City of Hamilton - (OH)",2917,"Hamilton","OH","Butler","7","ST","OP",25,25,25,"",5,1960,"NG","BIT","NG","BIT","","","Y","Y","","S","","N","Electric Utility",1,"","N","N","","","","","","","","","","","","","","","","","","N","","","","","","","NG","","","",null,"2917|7"]
[null,8287,"Hawaii Electric Light Co Inc",774,"Waiau","HI","Hawaii","1","HY","OP",0.7,0.7,0.7,"",12,1921,"WAT","","","","","","N","Y","","S","","N","Electric Utility",1,"","N","N","","","","","","","","","","","","","","","","","","N","","","","","","","","","","",null,"774|1"]
[null,8365,"Hazelton/Wilson Joint Venture",54558,"Hazelton B Hydro","ID","Jerome","U2","HY","OP",3.8,3.8,3.8,"",4,1993,"WAT","","","","","","N","Y","","J",0,"N","IPP Non-CHP",2,"","N","N","","","","","","","","","","","","","","","","","","N","","","","","","","","","","",null,"54558|U2"]
[null,8631,"Hillsdale Board of Public Wks",1829,"Hillsdale","MI","Hillsdale","4","IC","OP",4.0999999999999996,3.7,3.7,"",6,1960,"NG","DFO","","","","","Y","Y","Y","S","","N","Electric Utility",1,"","N","N","","","","","","","","","","","","","","","","","","N","","","","","","","","","","",null,"1829|4"]
[null,8776,"City of Holyoke Gas and Electric Dept.",1607,"Riverside","MA","Hampden","4","HY","OP",0.8,0.8,0.8,"",1,1906,"WAT","","","","","","N","Y","Y","S",0,"N","Electric Utility",1,"","N","Y","","","","","","","","","","","","","N","","",12,2013,"N","","","","","","","","","","",null,"1607|4"]
[null,8776,"City of Holyoke Gas and Electric Dept.",54981,"Harris Energy Realty","MA","Hampden","TOM","HY","OP",0.5,0.4,0.4,"",1,1982,"WAT","","","","","","N","Y","Y","S","","N","Electric Utility",1,"","N","Y","","","","","","","","","","","","","N","","",12,2013,"","","","","","","","","","","",null,"54981|TOM"]
[null,9130,"Hutchinson Utilities Comm",1980,"Hutchinson Plant #1","MN","McLeod","2","IC","OP",2,2,2,"",1,1958,"NG","DFO","","","","","Y","Y","","S","","N","Electric Utility",1,"","N","N","","","","","","","","","","","","","","","","","","N","","","","","","","","","","",null,"1980|2"]
[null,9191,"Idaho Power Co",809,"American Falls","ID","Power","1","HY","OP",30.8,36.799999999999997,20.3,"",7,1978,"WAT","","","","","","N","Y","","S","","N","Electric Utility",1,"","N","N","","","","","","","","","","","","","","","","","","N","","","","","","","","","","",null,"809|1"]
[null,9205,"Illinois Electricial Gen Partn",55762,"Brickyard Energy Partners LLC","IL","Vermilion","BR2","IC","OP",1.1000000000000001,0.9,0.9,"",9,1999,"LFG","","","","","","N","Y","","S","","N","IPP Non-CHP",2,"","N","N","","","","","","","","","","","","","","","","","","N","","","","","","","","","","",null,"55762|BR2"]
[null,9231,"City of Independence - (MO)",2132,"Blue Valley","MO","Jackson","3","ST","OP",65,51,51,"",8,1965,"BIT","NG","DFO","","","","Y","Y","","S","","N","Electric Utility",1,"","N","N","","","","","","","","","","","","","","","","","","N","Y","","","","","","","","","",null,"2132|3"]
[null,9243,"Indeck-Yerkes Ltd Partnership",50451,"Indeck Yerkes Energy Center","NY","Erie","GEN2","CA","OP",19.3,16.100000000000001,15.5,"",12,1989,"NG","","","","","","N","Y","N","S","","Y","IPP CHP",3,"T","Y","N","","","","","","","","","","","","","","","","","","N","","","","","","","","","","",null,"50451|GEN2"]
[null,9273,"Indianapolis Power & Light Co",994,"AES Petersburg","IN","Pike","ST1","ST","OP",281.60000000000002,222.5,225.1,"",6,1967,"BIT","","","","","","N","Y","","S","","N","Electric Utility",1,"","N","N","","","","","","","","","","","","","","","","","","N","Y","","Y","","","","DFO","","","",null,"994|ST1"]
[null,9303,"Verso Bucksport LLC",50243,"Verso Paper","ME","Hancock","GEN3","ST","OP",72,72,72,"",7,1988,"NG","WDS","BIT","RFO","SLW","TDF","Y","Y","","S","","Y","Industrial CHP",7,"T","","N","","","","","","","","","","","","","","","","","","N","","","","","","","NG","","","",null,"50243|GEN3"]
[null,9335,"Indiana University of Penn",10129,"Indiana University of Pennsylvania","PA","INDIANA","GEN1","IC","OP",6.1,6,6,"",3,1988,"NG","DFO","","","","","Y","Y","Y","S","","Y","Commercial CHP",5,"T","N","N","","","","","","","","","","","","","","","","","","N","","","","","","","DFO","","","",null,"10129|GEN1"]
[null,9350,"IPC-Ticonderoga",54099,"Ticonderoga Mill","NY","Essex","GEN1","ST","OP",42.1,41,39,"",1,1970,"RFO","BLQ","WDS","OG","","","Y","Y","","S","","Y","Industrial CHP",7,"B","N","N","","","","","","","","","","","","","N","","","","","N","","","","","","","PG","RFO","","",null,"54099|GEN1"]
[null,9418,"City of Iola - (KS)",1291,"Iola","KS","Allen","1","IC","OP",5,5,5,"",8,1998,"NG","","","","","","N","Y","Y","S","","N","Electric Utility",1,"","N","N","","","","","","","","","","","","","","","","","","N","","","","","","","","","","",null,"1291|1"]
[null,9603,"City of Jackson - (MO)",2137,"Jackson","MO","Cape Girardeau","9","IC","OP",3,2.7,3,"",7,1983,"DFO","NG","","","","","Y","N","","S","","N","Electric Utility",1,"","N","N","","","","","","","","","","","","","","","","","","N","","","","","","","","","","",null,"2137|9"]
[null,9645,"Jamestown Board of Public Util",2682,"S A Carlson","NY","Chautauqua","5","ST","OP",24.5,22.5,22.5,1,8,1951,"NG","BIT","","","","","Y","Y","","S","","N","Electric Utility",1,"","","N","","","","","","","","","","","","","","","","","","N","N","","N","","","","DFO","","","",null,"2682|5"]
[null,9961,"Kansas Electric Power Coop Inc",7973,"Sharpe","KS","Coffey","9","IC","SB",2,2,2,"",7,2002,"DFO","","","","","","N","Y","Y","S","","N","Electric Utility",1,"","N","N","","","","","","","","","","","","","","","","","","N","","","","","","","","","","",null,"7973|9"]
[null,9996,"City of Kansas City - (KS)",1295,"Quindaro","KS","Wyandotte","GT3","GT","OP",65.7,46,46,"",8,1977,"DFO","","","","","","N","Y","","S","","N","Electric Utility",1,"","N","N","","","","","","","","","","","","","","","","","","N","","","","","","","","","","",null,"1295|GT3"]
[null,10023,"TC Ravenswood LLC",2500,"Ravenswood","NY","Queens","GT8","GT","OS",25,20,24,"",6,1969,"NG","KER","","","","","Y","N","","S","","N","IPP Non-CHP",2,"","N","N","","","","","","","","","","","","","","","","","","N","","","","","","","","","","",null,"2500|GT8"]
[null,10171,"Kentucky Utilities Co",1356,"Ghent","KY","Carroll","4","ST","OP",556.20000000000005,469,491,"",8,1984,"BIT","","","","","","N","Y","","S","","N","Electric Utility",1,"","N","N","","","","","","","","","","","","","N","","","","","N","Y","","Y","","","","DFO","","","",null,"1356|4"]
[null,10210,"Ketchikan Public Utilities",84,"Ketchikan","AK","Ketchikan Gateway","4","HY","OP",1.4,1.4,1.1000000000000001,"",1,1938,"WAT","","","","","","N","Y","","S","","N","Electric Utility",1,"","N","N","","","","","","","","","","","","","","","","","","N","","","","","","","","","","",null,"84|4"]
[null,10362,"Kiowa Power Partners LLC",55501,"Kiamichi Energy Facility","OK","Pittsburg","CTG3","CT","OP",183.9,158.19999999999999,172.9,"",4,2003,"NG","","","","","","N","Y","","J","","N","IPP Non-CHP",2,"","N","N","","","","","","","","","","","","","","","","","","N","","","","","","","","","","",null,"55501|CTG3"]
[null,10393,"PUD No 1 of Klickitat County",7832,"Roosevelt Biogas 1","WA","Klickitat","4","IC","OP",2.1,2.1,2.1,"",6,1999,"LFG","","","","","","N","Y","","S","","N","Electric Utility",1,"","N","N","","","","","","","","","","","","","","","","","","N","","","","","","","","","","",null,"7832|4"]
[null,10545,"Teton Operating Services LLC",54424,"Pasco Cogen Ltd","FL","Pasco","GT1","CT","OP",57.4,48.5,48.5,"",7,1993,"NG","DFO","","","","","Y","Y","","W","","Y","IPP CHP",3,"T","N","N","","","","","","","","","","","","","","","","","","N","","","","","","","","","","",null,"54424|GT1"]
[null,10596,"City of Lake Crystal - (MN)",1985,"Lake Crystal","MN","Blue Earth","5","IC","OP",2,2,2,"",11,1999,"DFO","","","","","","N","Y","Y","S","","N","Electric Utility",1,"","N","N","","","","","","","","","","","","","","","","","","N","","","","","","","","","","",null,"1985|5"]
[null,10650,"City of Lamoni - (IA)",1155,"Lamoni Municipal Utilities","IA","Decatur","1","IC","OP",2.8,2.7,2.8,"",6,1973,"DFO","NG","","","","","Y","Y","Y","S","","N","Electric Utility",1,"","N","N","","","","","","","","","","","","","","","","","","N","","","","","","","","","","",null,"1155|1"]
[null,10944,"PUD No 1 of Lewis County",7427,"Cowlitz Falls","WA","Lewis","U#2","HY","OP",35,35,35,"",6,1994,"WAT","","","","","","N","Y","","S","","N","Electric Utility",1,"","N","N","","","","","","","","","","","","","","","","","","N","","","","","","","","","","",null,"7427|U#2"]
[null,11018,"Lincoln Electric System",7887,"Terry Bundy Generating Station","NE","Lancaster","3","CT","OP",46,40.700000000000003,48.4,"",4,2004,"NG","DFO","","","","","Y","Y","","S","","N","Electric Utility",1,"","N","N","","","","","","","","","","","","","","","","","","N","","","","","","","","","","",null,"7887|3"]
[null,11204,"Los Alamos County",58256,"Los Alamos PV Site","NM","Los Alamos","3","BA","OP",0.8,0.8,0.8,"",9,2012,"MWH","","","","","","N","N","","S","","N","Electric Utility",1,"","","","","","","","","","","","","","","","","","","","","","","","","","","","","","","",null,"58256|3"]
[null,11208,"Los Angeles Department of Water & Power",399,"Harbor","CA","Los Angeles","10B","CT","OP",85.3,79.5,82,"",1,1994,"NG","OBG","DFO","","","","Y","Y","","S","","Y","Electric Utility",1,"T","N","N","","","","","","","","","","","","","","","","","","N","","","","","","","","","","",null,"399|10B"]
[null,11208,"Los Angeles Department of Water & Power",57635,"Linden Wind Energy Project","WA","Klickitat","LW1","WT","OP",50,50,50,"",6,2010,"WND","","","","","","N","Y","","W",25,"N","Electric Utility",1,"","","N","","","","","","","","","","","","","","","","","","","","","","","","","","","","",null,"57635|LW1"]
[null,11241,"Entergy Louisiana Inc",1404,"Sterlington","LA","Ouachita","7C","CA","OP",101,86,42,"",9,1974,"NG","DFO","","","","","Y","Y","","S","","N","Electric Utility",1,"","Y","N","","","","","","","","","","","","","","","","","","N","","","","","","","","","","",null,"1404|7C"]
[null,11269,"Lower Colorado River Authority",3595,"Buchanan","TX","Llano","2","HY","OP",18.3,18,18,"",1,1938,"WAT","","","","","","N","Y","","S","","N","Electric Utility",1,"","N","N","","","","","","","","","","","","","N","","","","","N","","","","","","","","","","",null,"3595|2"]
[null,11372,"City of Lyons - (NE)",2253,"Lyons","NE","Burt","2","IC","OP",0.5,0.2,0.2,"",1,1953,"DFO","","","","","","N","Y","","S","","N","Electric Utility",1,"","N","N","","","","","","","","","","","","","","","","","","N","","","","","","","","","","",null,"2253|2"]
[null,11451,"Madison Paper Industries Inc",10186,"Anson Abenaki Hydros","ME","Somerset","AB2","HY","OP",2.7,2.2000000000000002,2.2000000000000002,"",9,1980,"WAT","","","","","","N","Y","","S",0,"N","Industrial CHP",7,"","N","N","","","","","","","","","","","","","","","","","","","","","","","","","","","","",null,"10186|AB2"]
[null,11556,"Malacha Hydro Ltd Partnership",10458,"Muck Valley Hydroelectric","CA","LASSEN","GEN1","HY","OP",29.9,29.9,29.9,"",12,1988,"WAT","","","","","","N","Y","","S",0,"N","IPP Non-CHP",2,"","N","N","","","","","","","","","","","","","","","","","","N","","","","","","","","","","",null,"10458|GEN1"]
[null,11560,"City of Manassas - (VA)",7441,"VMEA Peaking Gen","VA","Prince William","V12","IC","OP",1.6,1.5,1.5,"",7,1993,"DFO","","","","","","N","Y","","J","","N","Electric Utility",1,"","N","N","","","","","","","","","","","","","","","","","","N","","","","","","","","","","",null,"7441|V12"]
[null,11701,"City of Marquette - (MI)",1840,"Plant Four","MI","Marquette","CT1","GT","SB",24,20,22,"",5,1979,"DFO","","","","","","N","Y","Y","S","","N","Electric Utility",1,"","N","N","","","","","","","","","","","","","","","","","","N","","","","","","","","","","",null,"1840|CT1"]
[null,11820,"Massachusetts Inst of Tech",54907,"Mass Inst Tech Cntrl Utilities/Cogen Plt","MA","Middlesex","CTG1","GT","OP",21.2,19,23,"",6,1995,"NG","DFO","","","","","Y","Y","","S","","Y","Commercial CHP",5,"T","N","N","","","","","","","","","","","","","","","","","","N","","","","","","","","","","",null,"54907|CTG1"]
[null,11843,"Maui Electric Co Ltd",6504,"Maalaea","HI","Maui","15","CA","OP",18,12,12,"",10,1993,"DFO","","","","","","N","Y","","S","","N","Electric Utility",1,"","N","N","","","","","","","","","","","","","","","","","","N","","","","","","","","","","",null,"6504|15"]
[null,12186,"McMinnville Electric System",55928,"McMinnville","TN","Warren","9","IC","OP",2,1.8,1.8,"",6,2001,"DFO","","","","","","N","Y","","S","","N","Electric Utility",1,"","N","N","","","","","","","","","","","","","","","","","","","","","","","","","","","","",null,"55928|9"]
[null,12239,"Mega Renewables",10880,"Bidwell Ditch Project","CA","Shasta","GEN1","HY","OP",1.8,1.8,1.8,"",3,1987,"WAT","","","","","","N","Y","Y","S",0,"N","IPP Non-CHP",2,"","N","N","","","","","","","","","","","","","","","","","","N","","","","","","","","","","",null,"10880|GEN1"]
[null,12341,"MidAmerican Energy Co",899,"Moline","IL","Rock Island","HY2","HY","OP",0.9,0.8,0.8,"",1,1942,"WAT","","","","","","N","Y","","S","","N","Electric Utility",1,"","N","N","","","","","","","","","","","","","","","","","","N","","","","","","","","","","",null,{"$f":"D6919&\"|\"&H6919","v":"899|HY2"}]
[null,12341,"MidAmerican Energy Co",1084,"River Hills","IA","Polk","5","GT","OP",16,14.7,18.8,"",10,1967,"NG","","","","","","N","Y","","S","","N","Electric Utility",1,"","N","N","","","","","","","","","","","","","","","","","","N","","","","","","","","","","",null,"1084|5"]
[null,12341,"MidAmerican Energy Co",57874,"Vienna Wind Farm","IA","Marshall","VIWF","WT","OP",103,103,103,"",11,2012,"WND","","","","","","N","Y","","S",45,"N","Electric Utility",1,"","","N","","","","","","","","","","","","","","","","","","N","","","","","","","","","","",null,"57874|VIWF"]
[null,12397,"Metropolitan Water District of S CA",7942,"Diamond Valley Lake","CA","Riverside","10","HY","OP",3.3,3.3,3.3,"G281",12,2001,"WAT","","","","","","N","Y","","S","","N","Electric Utility",1,"","N","N","","","","","","","","","","","","","","","","","","","","","","","","","","","","",null,"7942|10"]
[null,12492,"Midland Cogeneration Venture",10745,"Midland Cogeneration Venture","MI","Midland","GT3","CT","OP",87.1,88,103,"",6,1989,"NG","","","","","","N","Y","","W","","Y","IPP CHP",3,"T","N","N","","","","","","","","","","","","","","","","","","N","","","","","","","","","","",null,"10745|GT3"]
[null,12541,"City of Milford - (IA)",1164,"Milford","IA","DICKINSON","6","IC","OP",1.8,1.8,1.8,"",5,1997,"DFO","","","","","","N","Y","","S","","N","Electric Utility",1,"","N","N","","","","","","","","","","","","","","","","","","","","","","","","","","","","",null,"1164|6"]
[null,12619,"Milwaukee Metro Sewerage Dist",55525,"MMSD South Shore Wastewater","WI","Milwaukee","2CAT","IC","OP",0.9,0.9,0.9,"",1,2010,"OBG","NG","","","","","Y","Y","","S","","Y","Commercial CHP",5,"T","","N","","","","","","","","","","","","","","","","","","N","","","","","","","","","","",null,"55525|2CAT"]
[null,12647,"Minnesota Power Inc",1901,"Thomson","MN","Carlton","4","HY","OS",10.8,11.9,11.9,"",1,1914,"WAT","","","","","","N","Y","","S","","N","Electric Utility",1,"","N","N","","","","","","","","","","","","","","","","","","N","","","","","","","","","","",null,"1901|4"]
[null,12653,"GenOn Mid-Atlantic LLC",1572,"Dickerson","MD","Montgomery","3","ST","OP",196,179,179,"",3,1962,"BIT","DFO","","","","","N","Y","","S","","N","IPP Non-CHP",2,"","N","N","","","","","","","","","","","","","N","","","","","N","Y","","Y","","","","","","","",null,"1572|3"]
[null,12736,"Exxon Mobil Oil Corporation",50624,"ExxonMobil Oil Torrance Refinery","CA","Los Angeles","EXP1","ST","OP",7.5,7.5,7.5,"",9,1983,"WH","","","","","","N","Y","","S","","N","Industrial CHP",7,"","","Y","","","","","","","","","","","","","Y",12,2015,"","","N","","N","","","","","","","","",null,"50624|EXP1"]
[null,12894,"City of Moorhead - (MN)",1995,"Moorhead","MN","Clay","3","IC","OP",2.2999999999999998,2.1,2.1,"",7,2011,"DFO","","","","","","N","N","","S","","N","Electric Utility",1,"","","","","","","","","","","","","","","","","","","","","","","","","","","","","","","",null,"1995|3"]
[null,12944,"City of Morganton - (NC)",56892,"Silver Creek Lift Station","NC","Burke","1255","IC","OP",0.2,0.2,0.2,"",10,2008,"DFO","","","","","","N","N","","S","","N","Electric Utility",1,"","","N","","","","","","","","","","","","","","","","","","N","","","","","","","","","","",null,"56892|1255"]
[null,13137,"City of Murray - (UT)",6537,"Little Cottonwood","UT","Salt Lake","1","HY","OP",2.4,2.4,2.4,"",4,1983,"WAT","","","","","","N","Y","","S","","N","Electric Utility",1,"","N","N","","","","","","","","","","","","","","","","","","","","","","","","","","","","",null,"6537|1"]
[null,13193,"Naniwa Energy LLC",55494,"Tri Center Naniwa Energy","NV","Storey","CT4","GT","OP",64,50,60,"",6,2001,"NG","","","","","","N","Y","","S","","N","IPP Non-CHP",2,"","N","N","","","","","","","","","","","","","N","","","","","","","","","","","","","","","",null,"55494|CT4"]
[null,13402,"Nevada Irrigation District",412,"Chicago Park","CA","Nevada","2P","HY","OP",44,44,44,"",11,1965,"WAT","","","","","","N","Y","","S",1,"N","IPP Non-CHP",2,"","N","N","","","","","","","","","","","","","N","","","","","N","","","","","","","","","","",null,"412|2P"]
[null,13407,"Nevada Power Co",2322,"Clark","NV","Clark","GT4","GT","OP",72.400000000000006,50,59,"",6,1973,"NG","","","","","","N","Y","","S","","N","Electric Utility",1,"","N","N","","","","","","","","","","","","","","","","","","","","","","","","","","","","",null,"2322|GT4"]
[null,13491,"New York University",54808,"New York University Central Plant","NY","New York","D6","IC","SB",0.8,0.6,0.6,"",1,1984,"DFO","","","","","","N","N","N","S","","Y","Commercial CHP",5,"T","N","N","","","","","","","","","","","","","","","","","","","","","","","","","","","","",null,"54808|D6"]
[null,13582,"NRG Astoria Gas Turbine Operations Inc",55243,"Astoria Gas Turbines","NY","Queens","8","GT","SB",16.3,11.9,15,"",1,1970,"KER","","","","","","N","Y","Y","W","","N","IPP Non-CHP",2,"","N","N","","","","","","","","","","","","","","","","","","N","","","","","","","","","","",null,"55243|8"]
[null,13630,"North Carolina Mun Power Agny #1",56262,"Gastonia, Tulip Drive","NC","Gaston","Unit2","IC","OP",1.8,1.8,1.8,"",8,2005,"DFO","","","","","","N","N","","S","","N","Electric Utility",1,"","N","N","","","","","","","","","","","","","","","","","","N","","","","","","","","","","",null,"56262|Unit2"]
[null,13727,"Northbrook New York LLC",50512,"Glen Park Hydroelectric Project","NY","Jefferson","GEN2","HY","OP",14.5,14.5,14.5,"",10,1999,"WAT","","","","","","N","N","","S","","N","IPP Non-CHP",2,"","N","N","","","","","","","","","","","","","","","","","","N","","","","","","","","","","",null,"50512|GEN2"]
[null,13756,"Northern Indiana Pub Serv Co",55364,"Sugar Creek Power","IN","Vigo","CT02","CT","OP",159,159,162,"",7,2002,"NG","","","","","","N","Y","Y","S","","N","Electric Utility",1,"","","N","","","","","","","","","","","","","","","","","","N","","","","","","","","","","",null,"55364|CT02"]
[null,13781,"Northern States Power Co - Minnesota",1913,"Inver Hills","MN","Dakota","8","GT","SB",1.8,1.8,1.8,"",6,1997,"DFO","","","","","","N","Y","Y","S","","N","Electric Utility",1,"","","N","","","","","","","","","","","","","","","","","","N","","","","","","","","","","",null,"1913|8"]
[null,13781,"Northern States Power Co - Minnesota",6086,"Cornell","WI","Chippewa","4","HY","OP",0.8,0.4,0.4,"",4,1977,"WAT","","","","","","N","Y","","S","","N","Electric Utility",1,"","N","N","","","","","","","","","","","","","","","","","","N","","","","","","","","","","",null,"6086|4"]
[null,13781,"Northern States Power Co - Minnesota",57047,"Nobles Wind Project","MN","NOBLES","1","WT","OP",201,201,201,"",12,2010,"WND","","","","","","N","Y","","S",134,"N","Electric Utility",1,"","","N","","","","","","","","","","","","","","","","","","N","","","","","","","","","","",null,"57047|1"]
[null,13886,"NRG Sterlington Power LLC",55099,"NRG Sterlington Power","LA","Ouachita","03","GT","SB",25,22,22,"",1,2001,"NG","","","","","","N","Y","Y","S","","N","IPP Non-CHP",2,"","","N","","","","","","","","","","","","","","","","","","N","","","","","","","","","","",null,"55099|03"]
[null,13908,"NRG South CentralOperationsInc",55433,"Bayou Cove Peaking Power","LA","Acadia","0004","GT","OP",104,75,80,"",8,2002,"NG","","","","","","N","Y","","S","","N","IPP Non-CHP",2,"","","N","","","","","","","","","","","","","","","","","","N","","","","","","","","","","",null,"55433|0004"]
[null,13989,"Occidental of Elk Hills Inc",55950,"Elk Hills Cogen","CA","KERN","U2","GT","OP",23.3,23.3,24.1,"",11,1994,"NG","","","","","","N","Y","","J","","Y","Industrial CHP",7,"T","N","N","","","","","","","","","","","","","","","","","","N","","","","","","","","","","",null,"55950|U2"]
[null,13994,"Oglethorpe Power Corporation",7916,"Talbot County Energy","GA","Talbot","5","GT","OP",121,96.5,116.4,"",5,2003,"NG","DFO","","","","","Y","Y","","S","","N","Electric Utility",1,"","N","N","","","","","","","","","","","","","","","","","","N","","","","","","","","","","",null,"7916|5"]
[null,14063,"Oklahoma Gas & Electric Co",2953,"Mustang","OK","Canadian","5A","GT","OP",41,32,32,"",6,1971,"NG","DFO","","","","","N","Y","","S","","N","Electric Utility",1,"","","N","","","","","","","","","","","","","","","","","","N","","","","","","","","","","",null,"2953|5A"]
[null,14155,"Orange County Sanitation Dist",52099,"Plant No 2","CA","Orange","GEN6","ST","OP",1,0.9,0.9,"",6,1993,"OBG","NG","","","","","N","Y","","S","","Y","Commercial CHP",5,"B","N","N","","","","","","","","","","","","","","","","","","N","","","","","","","","","","",null,"52099|GEN6"]
[null,14165,"NRG Power Midwest LP",3098,"Elrama Power Plant","PA","Washington","2","ST","OS",100,93,93,"",1,1953,"BIT","","","","","","N","Y","","S","","N","IPP Non-CHP",2,"","","Y","","","","","","","","","","","","","","","",3,2014,"N","Y","","","","","","DFO","","","",null,"3098|2"]
[null,14229,"City of Ottawa - (KS)",1316,"Ottawa","KS","Franklin","IC6","IC","OP",6,5.9,5.9,"",5,1981,"NG","DFO","","","","","Y","Y","Y","S","","N","Electric Utility",1,"","N","N","","","","","","","","","","","","","N","","","","","N","","","","","","","","","","",null,"1316|IC6"]
[null,14232,"Otter Tail Power Co",57031,"Luverne Wind Farm","ND","Steele","1","WT","OP",49.5,4,4,"",9,2009,"WND","","","","","","N","Y","","S",33,"N","Electric Utility",1,"","","N","","","","","","","","","","","","","N","","","","","N","","","","","","","","","","",null,"57031|1"]
[null,14306,"Eagle 2 US LLC",50490,"PPG Plant C Caustic","LA","Calcasieu","TE","ST","OP",3.4,2.7,2.7,"",10,1986,"NG","","","","","","N","N","","S","","Y","Industrial CHP",7,"T","","N","","","","","","","","","","","","","","","","","","N","","","","","","","NG","","","",null,"50490|TE"]
[null,14328,"Pacific Gas & Electric Co",222,"Caribou 1","CA","Plumas","2","HY","OP",25,27.5,27.5,"",6,1921,"WAT","","","","","","N","Y","","S","","N","Electric Utility",1,"","N","N","","","","","","","","","","","","","","","","","","N","","","","","","","","","","",null,"222|2"]
[null,14328,"Pacific Gas & Electric Co",267,"Pit 4","CA","Shasta","2","HY","OP",51.7,47,47,"",7,1955,"WAT","","","","","","N","Y","","S","","N","Electric Utility",1,"","N","N","","","","","","","","","","","","","","","","","","N","","","","","","","","","","",null,"267|2"]
[null,14354,"PacifiCorp",294,"Copco 1","CA","Siskiyou","2","HY","OP",10,13.2,13.2,"",11,1918,"WAT","","","","","","N","Y","","S","","N","Electric Utility",1,"","N","N","","","","","","","","","","","","","","","","","","N","","","","","","","","","","",null,"294|2"]
[null,14354,"PacifiCorp",829,"Oneida","ID","Franklin","3","HY","OP",10,9.3000000000000007,9.3000000000000007,"",7,1920,"WAT","","","","","","N","Y","","S","","N","Electric Utility",1,"","N","N","","","","","","","","","","","","","","","","","","N","","","","","","","","","","",null,"829|3"]
[null,14354,"PacifiCorp",4162,"Naughton","WY","Lincoln","3","ST","OP",326.39999999999998,330,330,"",10,1971,"SUB","NG","","","","","N","Y","","S","","N","Electric Utility",1,"","N","N","","","","","","","","","","","","","","","","","","N","Y","","","","","","","","","",null,"4162|3"]
[null,14354,"PacifiCorp",56102,"Currant Creek","UT","Juab","CT1B","CT","OP",146.19999999999999,135,143,"",6,2005,"NG","","","","","","N","Y","","S","","N","Electric Utility",1,"","N","N","","","","","","","","","","","","","","","","","","N","","","","","","","","","","",null,"56102|CT1B"]
[null,14412,"Gila River Power Station LP",55306,"Gila River Power Station","AZ","Maricopa","CTG7","CT","OP",174,146,163,"",5,2003,"NG","","","","","","N","Y","","W","","N","IPP Non-CHP",2,"","N","N","","","","","","","","","","","","","","","","","","N","","","","","","","","","","",null,"55306|CTG7"]
[null,14610,"Orlando Utilities Comm",564,"Stanton Energy Center","FL","Orange","2","ST","OP",464.5,446,446,"",6,1996,"BIT","LFG","NG","RFO","","","Y","Y","","J","","N","Electric Utility",1,"","","Y",10,10,11,2013,"","","","","","","","","","","","","","N","Y","","Y","","","","RFO","","","",null,"564|2"]
[null,14624,"PUD No 2 of Grant County",917,"Quincy Chute","WA","Grant","1","HY","OP",9.4,9.4,9.4,"",10,1985,"WAT","","","","","","N","Y","","J","","N","Electric Utility",1,"","N","N","","","","","","","","","","","","","","","","","","","","","","","","","","","","",null,"917|1"]
[null,14839,"City of Peru - (IN)",1037,"Peru","IN","Miami","2","ST","OP",22,20,20,"",2,1959,"BIT","DFO","","","","","N","Y","","S","","N","Electric Utility",1,"","N","N","","","","","","","","","","","","","","","","","","N","Y","N","","","","","BIT","DFO","","",null,"1037|2"]
[null,14856,"City of Petersburg - (AK)",91,"Petersburg","AK","Wrangell-Petersburg","IC6","IC","OP",2.6,2.2999999999999998,2.2999999999999998,"",9,1993,"DFO","","","","","","N","N","","S","","N","Electric Utility",1,"","N","N","","","","","","","","","","","","","","","","","","","","","","","","","","","","",null,"91|IC6"]
[null,15127,"Placer County Water Agency",425,"Middle Fork","CA","Placer","2","HY","OP",54.9,61,61,"",10,1966,"WAT","","","","","","N","Y","","S","","N","Electric Utility",1,"","N","N","","","","","","","","","","","","","","","","","","","","","","","","","","","","",null,"425|2"]
[null,15142,"Plains End Operating Services LLC",55650,"Plains End","CO","Jefferson","GE20","IC","OP",5.7,5.7,5.7,"",5,2002,"NG","","","","","","N","Y","","W","","N","IPP Non-CHP",2,"","N","N","","","","","","","","","","","","","","","","","","N","","","","","","","","","","",null,"55650|GE20"]
[null,15147,"PSEG Fossil LLC",2400,"PSEG Edison Generating Station","NJ","Middlesex","21","GT","OP",41.8,43.1,51,"",6,1971,"NG","DFO","","","","","Y","Y","","S","","N","IPP Non-CHP",2,"","","Y","","","","","","","","","","","","","","","",6,2015,"N","","","","","","","","","","",null,"2400|21"]
[null,15213,"Pontook Operating LP",50741,"Pontook Hydro Facility","NH","Coos","GEN1","HY","OP",3.5,3.5,3.5,"",12,1986,"WAT","","","","","","N","Y","","S","","N","IPP Non-CHP",2,"","N","N","","","","","","","","","","","","","","","","","","N","","","","","","","","","","",null,"50741|GEN1"]
[null,15248,"Portland General Electric Co",3048,"Pelton","OR","Jefferson","1","HY","OP",45,38,38,"",12,1957,"WAT","","","","","","N","Y","","J","","N","Electric Utility",1,"","N","N","","","","","","","","","","","","","","","","","","N","","","","","","","","","","",null,"3048|1"]
[null,15276,"PPL Martins Creek LLC",3146,"PPL Martins Creek LLC Jenkins","PA","Luzerne","CTG1","GT","OP",16,13.8,13.8,"",11,1969,"DFO","","","","","","N","Y","","S","","N","IPP Non-CHP",2,"","","N","","","","","","","","","","","","","","","","","","","","","","","","","","","","",null,"3146|CTG1"]
[null,15286,"Marco Power Inc",50323,"Marco Ranch","ID","Jerome","3","HY","OP",0.3,0.3,0.3,"",8,1985,"WAT","","","","","","N","Y","","S",0,"N","IPP Non-CHP",2,"","N","N","","","","","","","","","","","","","","","","","","","","","","","","","","","","",null,"50323|3"]
[null,15296,"New York Power Authority",2694,"Robert Moses Power Dam","NY","St Lawrence","26","HY","OP",57,50,50,"",10,1958,"WAT","","","","","","N","Y","","S","","N","Electric Utility",1,"","N","N","","","","","","","","","","","","","","","","","","","","","","","","","","","","",null,"2694|26"]
[null,15298,"PPL Montana LLC",2195,"Thompson Falls","MT","Sanders","TF2","HY","OP",5,6,6,"",5,1917,"WAT","","","","","","N","Y","","S","","N","IPP Non-CHP",2,"","N","N","","","","","","","","","","","","","","","","","","","","","","","","","","","","",null,"2195|TF2"]
[null,15298,"PPL Montana LLC",2195,"Thompson Falls","MT","Sanders","TF5","HY","OP",5,6,6,"",7,1915,"WAT","","","","","","N","Y","","S","","N","IPP Non-CHP",2,"","N","N","","","","","","","","","","","","","","","","","","","","","","","","","","","","",null,"2195|TF5"]
[null,15399,"Iberdrola Renewables Inc",56770,"Locust Ridge II LLC","PA","Schuylkill","1","WT","OP",102,102,102,"",5,2009,"WND","","","","","","N","Y","","S",51,"N","IPP Non-CHP",2,"","","N","","","","","","","","","","","","","","","","","","","","","","","","","","","","",null,"56770|1"]
[null,15399,"Iberdrola Renewables Inc",57318,"Copper Crossing Solar LLC","AZ","GILA","1","PV","OP",20,20,20,"",12,2011,"SUN","","","","","","N","Y","","S","","N","IPP Non-CHP",2,"","","","","","","","","","","","","","","","","","","","","N","","","","","","","","","","",null,"57318|1"]
[null,15466,"Public Service Co of Colorado",6112,"Fort St Vrain","CO","Weld","5","GT","OP",140.30000000000001,145,160,"",5,2009,"NG","","","","","","N","N","","S","","N","Electric Utility",1,"","","N","","","","","","","","","","","","","","","","","","N","","","","","","","","","","",null,"6112|5"]
[null,15470,"Duke Energy Indiana Inc",1001,"Cayuga","IN","Vermillion","31","IC","OP",2.6,3,3,"",6,1972,"DFO","","","","","","N","Y","","S","","N","Electric Utility",1,"","","N","","","","","","","","","","","","","","","","","","N","N","","","","","","","","","",null,"1001|31"]
[null,15472,"Public Service Co of NH",2357,"Garvins Falls","NH","Merrimack","4","HY","OP",3.2,3.2,3.2,"",8,1925,"WAT","","","","","","N","Y","","S",0,"N","Electric Utility",1,"","N","N","","","","","","","","","","","","","","","","","","","","","","","","","","","","",null,"2357|4"]
[null,15474,"Public Service Co of Oklahoma",8059,"Comanche","OK","Comanche","1S","CA","OP",120,104,114,"",2,1974,"NG","","","","","","N","Y","","S","","N","Electric Utility",1,"","Y","N","","","","","","","","","","","","","","","","","","","","","","","","","","","","",null,"8059|1S"]
[null,15500,"Puget Sound Energy Inc",99,"Frederickson","WA","Pierce","1","GT","SB",88.9,67,81.099999999999994,"",11,1981,"NG","DFO","","","","","Y","Y","Y","S","","N","Electric Utility",1,"","","N","","","","","","","","","","","","","","","","","","N","","","","","","","","","","",null,"99|1"]
[null,15686,"Village of Rantoul - (IL)",958,"Rantoul","IL","Champaign","3","IC","SB",1.2,0.7,0.8,"",4,1953,"DFO","NG","","","","","N","Y","Y","S","","N","Electric Utility",1,"","N","N","","","","","","","","","","","","","","","","","","","","","","","","","","","","",null,"958|3"]
[null,15726,"Rayonier Performance Fibers, LLC",10562,"Rayonier Fernandina Mill","FL","Nassau","GEN5","ST","OP",22,21,21,"",10,2012,"WDL","RFO","TDF","","","","Y","Y","","S",1,"N","Industrial CHP",7,"","","N","","","","","","","","","","","","","","","","","","N","","","","","","","DFO","RFO","","",null,"10562|GEN5"]
[null,15908,"NRG California South LP",329,"Coolwater","CA","San Bernardino","40","CA","OP",120,99,99,"",8,1978,"NG","","","","","","N","Y","","S","","N","IPP Non-CHP",2,"","Y","N","","","","","","","","","","","","","","","","","","N","","","","","","","","","","",null,{"$f":"D9735&\"|\"&H9735","v":"329|40"}]
[null,15917,"Resurrection Health Care",54886,"Saint Mary of Nazareth Hospital","IL","Cook","GEN1","IC","SB",0.8,0.8,0.8,"",8,1993,"NG","","","","","","N","Y","Y","S","","Y","Commercial CHP",5,"T","","N","","","","","","","","","","","","","","","","","","N","","","","","","","","","","",null,"54886|GEN1"]
[null,16181,"Rochester Public Utilities",2007,"Rochester Hydro","MN","Wabasha","2","HY","OP",1.3,1.3,1.3,"",11,1984,"WAT","","","","","","N","N","","S","","N","Electric Utility",1,"","N","N","","","","","","","","","","","","","","","","","","N","","","","","","","","","","",null,"2007|2"]
[null,16295,"City of Roseville - (CA)",56298,"Roseville Energy Park","CA","Placer","0002","CT","OP",42,"","","A101",11,2007,"NG","","","","","","N","Y","","S","","N","Electric Utility",1,"","N","N","","","","","","","","","","","","","","","","","","","","","","","","","","","","",null,"56298|0002"]
[null,16518,"City of Sabetha - (KS)",1320,"Sabetha Power Plant","KS","Nemaha","7","IC","OP",2.2000000000000002,1.8,1.8,"",8,1970,"DFO","NG","","","","","N","Y","","S","","N","Electric Utility",1,"","N","N","","","","","","","","","","","","","","","","","","","","","","","","","","","","",null,"1320|7"]
[null,16560,"City of Salisbury",7400,"Salisbury City of","MO","Chariton","1","IC","OP",1,0.8,1,"",6,1983,"DFO","","","","","","N","N","","S","","N","Electric Utility",1,"","N","N","","","","","","","","","","","","","","","","","","N","","","","","","","","","","",null,"7400|1"]
[null,16572,"Salt River Project",147,"Kyrene","AZ","Maricopa","KY1","ST","SB",34.5,34,34,"",7,1952,"NG","","","","","","N","Y","N","S","","N","Electric Utility",1,"","","N","","","","","","","","","","","","","","","","","","N","","","","","","","","","","",null,"147|KY1"]
[null,16604,"City of San Antonio - (TX)",7512,"Arthur Von Rosenberg","TX","Bexar","3","CA","OP",200,190,190,"",6,2000,"NG","","","","","","N","Y","","S","","N","Electric Utility",1,"","Y","","","","","","","","","","","","","","N","","","","","N","","","","","","","","","","",null,"7512|3"]
[null,16721,"S D Warren Co.- Westbrook",50447,"S D Warren Westbrook","ME","Cumberland","GEN5","HY","OP",0.8,0.8,0.8,"",1,1913,"WAT","","","","","","N","Y","","S","","N","Industrial CHP",7,"","N","N","","","","","","","","","","","","","","","","","","N","","","","","","","","","","",null,"50447|GEN5"]
[null,16764,"San Diego City of",50492,"Gas Utilization Facility","CA","San Diego","1","IC","OP",2.2999999999999998,2.2999999999999998,2.2999999999999998,"",6,1985,"OBG","NG","","","","","Y","Y","","S","","Y","Commercial CHP",5,"T","N","N","","","","","","","","","","","","","","","","","","N","","","","","","","","","","",null,"50492|1"]
[null,16955,"City of Seward - (AK)",92,"Seward","AK","Kenai Peninsula","N1","IC","OP",2.8,2.8,2.8,"",7,2010,"DFO","","","","","","N","Y","Y","S","","N","Electric Utility",1,"","","N","","","","","","","","","","","","","","","","","","N","","","","","","","","","","",null,"92|N1"]
[null,17043,"City of Shelby - (OH)",2943,"Shelby Municipal Light Plant","OH","Richland","IC1","IC","OP",3,3,3,"",5,1963,"DFO","NG","","","","","Y","Y","","S","","N","Electric Utility",1,"","","N","","","","","","","","","","","","","","","","","","N","","","","","","","","","","",null,"2943|IC1"]
[null,17166,"Sierra Pacific Power Co",6514,"Gabbs","NV","Nye","2","IC","OP",2.7,2.7,2.7,"",1,1969,"DFO","","","","","","N","Y","","S","","N","Electric Utility",1,"","","Y","","","","","","","","","","","","","","","",1,2019,"","","","","","","","","","","",null,"6514|2"]
[null,17235,"NRG REMA LLC",2393,"Gilbert","NJ","Hunterdon","8","CA","OP",135,90,136,"",5,1977,"NG","DFO","","","","","N","Y","","S","","N","IPP Non-CHP",2,"","N","N","","","","","","","","","","","","","","","","","","N","","","","","","","","","","",null,"2393|8"]
[null,17283,"Seneca Energy II",54782,"Seneca Energy","NY","Seneca","GE18","IC","OP",1.6,1.6,1.6,"",1,2007,"LFG","","","","","","N","Y","","S","","N","IPP Non-CHP",2,"","N","N","","","","","","","","","","","","","","","","","","N","","","","","","","","","","",null,"54782|GE18"]
[null,17449,"Smithfield Packing Co",54823,"Smithfield Packing Bladen","NC","BLADEN","GN18","IC","SB",1.5,1.5,1.5,"",2,1995,"DFO","","","","","","N","N","Y","S","","N","Industrial Non-CHP",6,"","","Y","","","","","","","","","","","","","Y",5,2013,"","","","","","","","","","","","","",null,"54823|GN18"]
[null,17515,"Somerset Windpower  LLC",55803,"FPL E Somerset Windpower LLC","PA","Somerset","EW","WT","OP",9,9,9,"",12,2001,"WND","","","","","","N","Y","","S",6,"N","IPP Non-CHP",2,"","N","N","","","","","","","","","","","","","","","","","","N","","","","","","","","","","",null,"55803|EW"]
[null,17543,"South Carolina Public Service Authority",130,"Cross","SC","Berkeley","2","ST","OP",556.20000000000005,570,585,"",5,1984,"BIT","","","","","","N","Y","","S","","N","Electric Utility",1,"","","N","","","","","","","","","","","","","","","","","","N","Y","","Y","","","","DFO","","","",null,"130|2"]
[null,17543,"South Carolina Public Service Authority",3320,"Myrtle Beach","SC","Horry","2","GT","OP",11.5,8,10,"",5,1962,"DFO","","","","","","N","Y","","S","","N","Electric Utility",1,"","","N","","","","","","","","","","","","","","","","","","N","N","","","","","","","","","",null,"3320|2"]
[null,17568,"South Mississippi El Pwr Assn",7988,"Silver Creek","MS","Jefferson Davis","2","GT","OP",83.5,75,83.5,"",6,2004,"NG","","","","","","N","Y","","S","","N","Electric Utility",1,"","N","N","","","","","","","","","","","","","N","","","","","N","","","","","","","","","","",null,"7988|2"]
[null,17583,"South Texas Electric Coop, Inc",3630,"Pearsall","TX","Frio","1","ST","OP",22,23,23,"",5,1961,"NG","DFO","","","","","Y","Y","","S","","N","Electric Utility",1,"","N","N","","","","","","","","","","","","","","","","","","N","","","","","","","","","","",null,"3630|1"]
[null,17609,"Southern California Edison Co",324,"Bishop Creek 3","CA","Inyo","2","HY","OP",2.2999999999999998,2.2999999999999998,2.2999999999999998,"",6,1913,"WAT","","","","","","N","Y","","S","","N","Electric Utility",1,"","N","N","","","","","","","","","","","","","","","","","","N","","","","","","","","","","",null,"324|2"]
[null,17609,"Southern California Edison Co",6704,"Pebbly Beach","CA","Los Angeles","MT14","GT","OP",0.1,0.1,0.1,"",12,2011,"PG","","","","","","N","N","","S",1,"N","Electric Utility",1,"","","N","","","","","","","","","","","","","","","","","","N","","","","","","","","","","",null,"6704|MT14"]
[null,17609,"Southern California Edison Co",56472,"Grapeland Peaker","CA","San Bernardino","1","GT","OP",49.8,49,49,"",9,2007,"NG","","","","","","N","Y","","S","","N","Electric Utility",1,"","","N","","","","","","","","","","","","","","","","","","N","","","","","","","","","","",null,"56472|1"]
[null,17650,"Southern Power Co",7709,"Dahlberg","GA","Jackson","9","GT","OP",91.9,75,89,"",5,2001,"NG","DFO","","","","","Y","Y","","S","","N","IPP Non-CHP",2,"","","N","","","","","","","","","","","","","","","","","","N","","","","","","","","","","",null,"7709|9"]
[null,17650,"Southern Power Co",7710,"H Allen Franklin Combined Cycle","AL","Lee","ST2","CA","OP",281.89999999999998,"","","G501",6,2002,"NG","","","","","","N","Y","","S","","N","IPP Non-CHP",2,"","Y","N","","","","","","","","","","","","","","","","","","N","","","","","","","","","","",null,"7710|ST2"]
[null,17698,"Southwestern Electric Power Co",7902,"Pirkey","TX","Harrison","1","ST","OP",721,721,721,"",1,1985,"LIG","SUB","","","","","N","Y","","J","","N","Electric Utility",1,"","","N","","","","","","","","","","","","","","","","","","N","Y","","Y","","","","NG","","","",null,"7902|1"]
[null,17718,"Southwestern Public Service Co",3482,"Jones","TX","Lubbock","2","ST","OP",247.5,243,243,"",1,1974,"NG","DFO","","","","","Y","Y","","S","","N","Electric Utility",1,"","","N","","","","","","","","","","","","","","","","","","N","","","","","","","","","","",null,"3482|2"]
[null,17836,"Springfield Public Utils Comm - (MN)",2012,"Springfield","MN","Brown","7","IC","OP",1.8,1.8,1.8,"",4,1998,"DFO","","","","","","N","Y","","S","","N","Electric Utility",1,"","N","N","","","","","","","","","","","","","","","","","","N","","","","","","","","","","",null,"2012|7"]
[null,18000,"State of Rhode Island",50621,"Central Power Plant","RI","Providence","GEN3","ST","OP",2,2,2,"",8,1958,"RFO","NG","","","","","Y","N","","S","","Y","Commercial CHP",5,"B","N","N","","","","","","","","","","","","","","","","","","N","","","","","","","","","","",null,"50621|GEN3"]
[null,18028,"State of Wisconsin",54406,"Capitol Heat and Power","WI","Dane","P32","IC","SB",1,1,1,"",7,2011,"DFO","","","","","","N","N","N","S","","N","Commercial CHP",5,"","","","","","","","","","","","","","","","","","","","","N","","","","","","","","","","",null,"54406|P32"]
[null,18194,"STS Hydropower Ltd",54654,"Kekawaka Power House","CA","Mendocino","KEK1","HY","OP",4.9000000000000004,4.9000000000000004,4.9000000000000004,"",12,1989,"WAT","","","","","","N","Y","","S",0,"N","IPP Non-CHP",2,"","N","N","","","","","","","","","","","","","","","","","","","","","","","","","","","","",null,"54654|KEK1"]
[null,18232,"STS HydroPower Ltd-Schoolfield Dam",54655,"Schoolfield Dam","VA","Pittsylvania","SCH2","HY","OP",1.5,1.5,1.5,"",11,1990,"WAT","","","","","","N","Y","","S","","N","IPP Non-CHP",2,"","N","N","","","","","","","","","","","","","","","","","","","","","","","","","","","","",null,"54655|SCH2"]
[null,18429,"City of Tacoma  - (WA)",3914,"Cushman 1","WA","Mason","21","HY","OP",21.6,26.7,19,"",6,1926,"WAT","","","","","","N","Y","","S","","N","Electric Utility",1,"","N","N","","","","","","","","","","","","","","","","","","","","","","","","","","","","",null,"3914|21"]
[null,18454,"Tampa Electric Co",7873,"H L Culbreath Bayside Power Station","FL","Hillsborough","2A","CT","OP",189.9,156,183,"",1,2004,"NG","","","","","","N","Y","","S","","N","Electric Utility",1,"","N","N","","","","","","","","","","","","","","","","","","N","","","","","","","","","","",null,"7873|2A"]
[null,18518,"Tenaska Gateway Partners Ltd",55132,"Tenaska Gateway Generating Station","TX","Rusk","GTG2","CT","OP",183.2,145,165,"",7,2001,"NG","DFO","","","","","Y","Y","","J","","N","IPP Non-CHP",2,"","N","N","","","","","","","","","","","","","","","","","","N","","","","","","","","","","",null,"55132|GTG2"]
[null,18642,"Tennessee Valley Authority",49,"Wheeler Dam","AL","Lawrence","3","HY","OP",35.1,33.6,30.4,"",1,1941,"WAT","","","","","","N","Y","","S",0,"N","Electric Utility",1,"","N","N","","","","","","","","","","","","","","","","","","N","","","","","","","","","","",null,"49|3"]
[null,18642,"Tennessee Valley Authority",758,"Nottely","GA","Union","1","HY","OP",15,19.2,18.399999999999999,"",1,1956,"WAT","","","","","","N","Y","","S",0,"N","Electric Utility",1,"","N","N","","","","","","","","","","","","","","","","","","N","","","","","","","","","","",null,"758|1"]
[null,18642,"Tennessee Valley Authority",3400,"Douglas Dam","TN","Sevier","1","HY","OP",36.5,44.2,27,"",1,1944,"WAT","","","","","","N","Y","","S",0,"N","Electric Utility",1,"","N","N","","","","","","","","","","","","","","","","","","N","","","","","","","","","","",null,"3400|1"]
[null,18642,"Tennessee Valley Authority",3403,"Gallatin","TN","Sumner","GT4","GT","OP",81.3,71.5,88.7,"",7,1975,"NG","DFO","","","","","Y","Y","","S","","N","Electric Utility",1,"","","N","","","","","","","","","","","","","","","","","","N","","","","","","","","","","",null,"3403|GT4"]
[null,18642,"Tennessee Valley Authority",3412,"Ocoee 1","TN","Polk","5","HY","OP",3.8,4.8,4.8,"",12,1914,"WAT","","","","","","N","Y","","S",0,"N","Electric Utility",1,"","N","N","","","","","","","","","","","","","","","","","","N","","","","","","","","","","",null,"3412|5"]
[null,18642,"Tennessee Valley Authority",7845,"Lagoon Creek","TN","Haywood","GT11","GT","OP",86.2,72.7,92.8,"",6,2002,"NG","DFO","","","","","Y","Y","","S","","N","Electric Utility",1,"","","N","","","","","","","","","","","","","","","","","","N","","","","","","","","","","",null,"7845|GT11"]
[null,18642,"Tennessee Valley Authority",7927,"Buffalo Mountain","TN","Anderson","3","WT","OP",0.6,0.7,0.7,"",10,2000,"WND","","","","","","N","Y","","S",1,"N","Electric Utility",1,"","N","N","","","","","","","","","","","","","","","","","","N","","","","","","","","","","",null,"7927|3"]
[null,18850,"Thorton Township School Dist",55005,"Thornridge High School","IL","Cook","2","IC","OP",0.5,0.5,0.4,"",3,1996,"NG","","","","","","N","Y","","S","","N","Commercial Non-CHP",4,"","N","N","","","","","","","","","","","","","","","","","","N","","","","","","","","","","",null,"55005|2"]
[null,18912,"Thunder Bay Power Co LLC",54340,"Norway Point Hydropower Project","MI","Alpena","2","HY","OP",1.2,1.2,1.2,"",9,1990,"WAT","","","","","","N","Y","","S","","N","IPP Non-CHP",2,"","N","N","","","","","","","","","","","","","","","","","","","","","","","","","","","","",null,"54340|2"]
[null,19068,"Colorado Golden Energy Corp.",10180,"Metro Wastewater Reclamation District","CO","Denver","3","IC","SB",2,1.2,1.2,"",4,1985,"OBG","","","","","","N","Y","Y","W","","Y","IPP CHP",3,"B","","N","","","","","","","","","","","","","","","","","","N","","","","","","","","","","",null,{"$f":"D11719&\"|\"&H11719","v":"10180|3"}]
[null,19102,"Transcontinental Gas PL Corp",54744,"District 70 Transco Gas Pipe Line","MS","Walt Hall","002","ST","SB",0.8,0.7,0.8,"",6,1951,"WH","","","","","","N","N","N","S","","N","Commercial Non-CHP",4,"","N","N","","","","","","","","","","","","","N","","","","","","","","","","","","","","","",null,"54744|002"]
[null,19281,"Turlock Irrigation District",161,"Turlock Lake","CA","Stanislaus","3","HY","OP",1.1000000000000001,1.1000000000000001,1.1000000000000001,"",7,1980,"WAT","","","","","","N","Y","","S","","N","Electric Utility",1,"","N","N","","","","","","","","","","","","","","","","","","N","","","","","","","","","","",null,"161|3"]
[null,19397,"City of Ukiah - (CA)",7489,"Lake Mendocino","CA","MENDOCINO","G1","HY","OP",1,1,1,"",5,1987,"WAT","","","","","","N","Y","","S","","N","Electric Utility",1,"","N","N","","","","","","","","","","","","","","","","","","N","","","","","","","","","","",null,"7489|G1"]
[null,19400,"USACE Northwestern Division",3075,"Bonneville","OR","Multnomah","17","HY","OP",66.5,66.5,66.5,"",9,1981,"WAT","","","","","","N","Y","Y","S","","N","Electric Utility",1,"","N","N","","","","","","","","","","","","","","","","","","","","","","","","","","","","",null,"3075|17"]
[null,19400,"USACE Northwestern Division",3895,"The Dalles","OR","Wasco","16","HY","OP",86,86,86,"",2,1973,"WAT","","","","","","N","Y","","S","","N","Electric Utility",1,"","N","N","","","","","","","","","","","","","","","","","","","","","","","","","","","","",null,"3895|16"]
[null,19400,"USACE Northwestern Division",3921,"Chief Joseph","WA","Douglas","13","HY","OP",88.2,88.2,88.2,"",2,1957,"WAT","","","","","","N","Y","","S","","N","Electric Utility",1,"","N","N","","","","","","","","","","","","","","","","","","","","","","","","","","","","",null,"3921|13"]
[null,19406,"USCE -Vickburg District",197,"Blakely Mountain","AR","Garland","1","HY","OP",37.5,37.5,37.5,"",9,1955,"WAT","","","","","","N","Y","","S","","N","Electric Utility",1,"","N","N","","","","","","","","","","","","","","","","","","","","","","","","","","","","",null,"197|1"]
[null,19436,"Union Electric Co - (MO)",55204,"Kinmundy","IL","Marion","1","GT","OP",135,104,125,"",4,2001,"NG","DFO","","","","","Y","Y","","S","","N","Electric Utility",1,"","N","N","","","","","","","","","","","","","","","","","","","","","","","","","","","","",null,"55204|1"]
[null,19436,"Union Electric Co - (MO)",55496,"Goose Creek Energy Center","IL","Piatt","CT04","GT","OP",114,72,92,"",5,2003,"NG","","","","","","N","Y","","S","","N","Electric Utility",1,"","N","N","","","","","","","","","","","","","","","","","","N","","","","","","","","","","",null,"55496|CT04"]
[null,19511,"University of Alaska",50711,"University of Alaska Fairbanks","AK","Fairbanks North Star","GEN1","ST","OP",1.5,0.5,1.4,"",1,1964,"SUB","DFO","","","","","Y","Y","Y","S","","Y","Commercial CHP",5,"T","N","N","","","","","","","","","","","","","N","","","","","N","","","Y","","","","WDS","","","",null,"50711|GEN1"]
[null,19528,"University of Illinois",54044,"University of Illinois Cogen Facility","IL","Cook","RE2","IC","OP",5.5,5.5,5.5,"",1,2002,"NG","","","","","","N","Y","","S","","Y","Commercial CHP",5,"T","N","N","","","","","","","","","","","","","","","","","","N","","","","","","","","","","",null,"54044|RE2"]
[null,19553,"Unisea Inc",54422,"Unisea G 2","AK","Aleutian Islands","GEN2","IC","OP",2.6,2.2999999999999998,2.2999999999999998,"",8,1990,"DFO","OBL","","","","","N","N","","S","","N","Industrial Non-CHP",6,"","N","N","","","","","","","","","","","","","","","","","","N","","","","","","","","","","",null,"54422|GEN2"]
[null,19553,"Unisea Inc",54422,"Unisea G 2","AK","Aleutian Islands","GEN5","IC","OP",2.7,2.2999999999999998,2.2999999999999998,"",8,1990,"DFO","OBL","","","","","N","Y","","S","","N","Industrial Non-CHP",6,"","N","N","","","","","","","","","","","","","","","","","","N","","","","","","","","","","",null,"54422|GEN5"]
[null,19635,"USCE-Missouri River District",3375,"Big Bend","SD","Buffalo","8","HY","OP",58.5,65,65,"",7,1966,"WAT","","","","","","N","Y","","S","","N","Electric Utility",1,"","N","N","","","","","","","","","","","","","","","","","","","","","","","","","","","","",null,"3375|8"]
[null,19724,"Vanderbilt University",52048,"Vanderbilt University Power Plant","TN","Davidson","GT1","GT","OP",5.2,4,5,"",5,2002,"NG","","","","","","N","N","","S","","Y","Commercial CHP",5,"T","N","N","","","","","","","","","","","","","","","","","","","","","","","","","","","","",null,"52048|GT1"]
[null,19740,"AES Wind Generation Inc",55287,"Storm Lake II","IA","Buena Vista","EXIS","WT","OP",80.2,80.2,80.2,"",4,1999,"WND","","","","","","N","Y","","S",107,"N","IPP Non-CHP",2,"","N","N","","","","","","","","","","","","","","","","","","N","","","","","","","","","","",null,"55287|EXIS"]
[null,19876,"Virginia Electric & Power Co",3797,"Chesterfield","VA","Chesterfield","6","ST","OP",693.9,657,690,"",12,1969,"BIT","","","","","","N","Y","","S","","N","Electric Utility",1,"","N","","","","","","","","","","","","","","N","","","","","N","Y","","Y","","","","DFO","","","",null,"3797|6"]
[null,19876,"Virginia Electric & Power Co",3800,"Northern Neck","VA","Richmond","GT4","GT","OP",20.7,12,18,"",8,1971,"DFO","","","","","","N","Y","","S","","N","Electric Utility",1,"","N","N","","","","","","","","","","","","","","","","","","","","","","","","","","","","",null,"3800|GT4"]
[null,19876,"Virginia Electric & Power Co",50555,"Rosemary Power Station","NC","Halifax","GEN3","CA","OP",54,54,54,"G785",11,1990,"NG","DFO","","","","","N","Y","","S","","N","Electric Utility",1,"","N","N","","","","","","","","","","","","","","","","","","N","","","","","","","","","","",null,"50555|GEN3"]
[null,20153,"Washington Island El Coop, Inc",4148,"Washington Island","WI","Door","5","IC","OP",0.5,0.5,0.5,"",6,1968,"DFO","","","","","","N","N","","S","","N","Electric Utility",1,"","N","N","","","","","","","","","","","","","","","","","","","","","","","","","","","","",null,"4148|5"]
[null,20169,"Avista Corp",2199,"Noxon Rapids","MT","Sanders","3","HY","OP",113.9,113,120,"",12,1959,"WAT","","","","","","N","Y","","S","","N","Electric Utility",1,"","N","N","","","","","","","","","","","","","N","","","","","N","","","","","","","","","","",null,"2199|3"]
[null,20214,"Waverly Municipal Elec Utility",57214,"Waverly Community Wind Project","IA","Bremer","CAN2","WT","OP",0.9,0.9,0.9,"",9,2012,"WND","","","","","","N","Y","","S",1,"N","Electric Utility",1,"","","N","","","","","","","","","","","","","","","","","","","","","","","","","","","","",null,"57214|CAN2"]
[null,20238,"Watchtower Bible & Tract Soc-NY",55619,"Watchtower Educational Center","NY","PUTNAM","GEN1","IC","SB",0.7,0.7,0.7,"",2,1996,"NG","","","","","","N","N","Y","S","","N","Commercial Non-CHP",4,"","N","N","","","","","","","","","","","","","","","","","","N","","","","","","","","","","",null,"55619|GEN1"]
[null,20492,"Weyerhaeuser Co",50184,"Weyerhaeuser Columbus MS","MS","Lowndes","TG2","ST","OP",46,46,46,"",6,1982,"BLQ","WDS","NG","DFO","BIT","","Y","Y","","S","","Y","Industrial CHP",7,"T","N","N","","","","","","","","","","","","","","","","","","N","","","","","","","","","","",null,"50184|TG2"]
[null,20541,"Wheelabrator Environmental Systems",50298,"Wheelabrator Lassen","CA","Shasta","GEN1","GT","OP",38.799999999999997,42.7,42.7,"",5,1983,"NG","","","","","","N","Y","","S","","Y","IPP CHP",3,"T","N","N","","","","","","","","","","","","","","","","","","N","","","","","","","","","","",null,"50298|GEN1"]
[null,20789,"City of Wilton",1202,"Wilton","IA","Muscatine","8","IC","OP",2.2000000000000002,2.2000000000000002,2.2000000000000002,"",5,2002,"DFO","","","","","","N","N","","S","","N","Electric Utility",1,"","N","N","","","","","","","","","","","","","","","","","","N","","","","","","","","","","",null,"1202|8"]
[null,20847,"Wisconsin Electric Power Co",4043,"Appleton","WI","Outagamie","5","HY","OP",0.7,0.4,0.4,"",8,1916,"WAT","","","","","","N","N","","S",0,"N","Electric Utility",1,"","N","N","","","","","","","","","","","","","","","","","","N","","","","","","","","","","",null,"4043|5"]
[null,20847,"Wisconsin Electric Power Co",7270,"Paris","WI","Kenosha","2","GT","OP",95.4,88,100,"",3,1995,"NG","DFO","","","","","Y","Y","","S","","N","Electric Utility",1,"","","N","","","","","","","","","","","","","","","","","","N","","","","","","","","","","",null,"7270|2"]
[null,20856,"Wisconsin Power & Light Co",4056,"Prairie Du Sac","WI","Sauk","3","HY","OP",4.8,"","","B061",3,1920,"WAT","","","","","","N","Y","","S",0,"N","Electric Utility",1,"","N","N","","","","","","","","","","","","","","","","","","","","","","","","","","","","",null,"4056|3"]
[null,20860,"Wisconsin Public Service Corp",4068,"Merrill","WI","Lincoln","1","HY","OP",0.4,0.3,0.3,"",3,1917,"WAT","","","","","","N","Y","","S",0,"N","Electric Utility",1,"","N","N","","","","","","","","","","","","","","","","","","N","","","","","","","","","","",null,"4068|1"]
[null,20919,"Boyce Hydro Power LLC",50157,"Sanford","MI","Midland","1","HY","OP",1.2,1.2,1.2,"",1,1923,"WAT","","","","","","N","N","","S",0,"N","IPP Non-CHP",2,"","N","N","","","","","","","","","","","","","","","","","","N","","","","","","","","","","",null,"50157|1"]
[null,21013,"City of Worthington",2024,"Worthington","MN","Nobles","5","IC","OP",2,2,2,"",8,2002,"DFO","","","","","","N","Y","","S","","N","Electric Utility",1,"","N","N","","","","","","","","","","","","","N","","","","","N","","","","","","","","","","",null,"2024|5"]
[null,21223,"University of Northern Iowa",50088,"University of Northern Iowa","IA","Black Hawk","GEN1","ST","OP",7.5,7.5,7.5,"",11,1982,"BIT","PC","DFO","","","","Y","Y","","S","","Y","Commercial CHP",5,"B","N","N","","","","","","","","","","","","","","","","","","N","Y","Y","","","","","DFO","NG","","",null,"50088|GEN1"]
[null,21690,"Moose International",50337,"Mooseheart Power House","IL","Kane","GEN1","IC","SB",0.5,0.5,0.5,"",8,1986,"NG","","","","","","N","Y","Y","S","","Y","Commercial CHP",5,"T","N","N","","","","","","","","","","","","","","","","","","","","","","","","","","","","",null,"50337|GEN1"]
[null,21995,"Olmsted County Public Works",50413,"Olmsted Waste Energy","MN","Olmsted","TG3","ST","OP",5.5,4.5,4.5,"",5,2010,"MSW","","","","","","N","Y","Y","S","","Y","Commercial CHP",5,"T","N","N","","","","","","","","","","","","","","","","","","N","","","","","","","NG","","","",null,"50413|TG3"]
[null,22199,"U S Air Force-Eielson AFB",50392,"Eielson AFB Central Heat & Power Plant","AK","Fairbanks North Star","TG3","ST","OP",5,5,5,"",8,1955,"SUB","","","","","","N","Y","","S","","Y","Commercial CHP",5,"T","N","N","","","","","","","","","","","","","","","","","","N","N","","Y","","","Y","","","","",null,"50392|TG3"]
[null,22297,"Mt Lassen Power",54468,"Mt Lassen Power","CA","Lassen","GEN1","ST","OS",11.4,10.5,10.5,"",6,1985,"WDS","PG","","","","","N","Y","","W","","N","IPP Non-CHP",2,"","N","N","","","","","","","","","","","","","","","","","","N","","","","","","","","","","",null,"54468|GEN1"]
[null,22652,"Texas City Cogeneration LLC",52088,"Texas City Power Plant","TX","Galveston","GEN1","CA","OP",141,139,139,"",5,1987,"NG","OG","","","","","N","Y","","S","","Y","IPP CHP",3,"T","Y","N","","","","","","","","","","","","","","","","","","N","","","","","","","","","","",null,"52088|GEN1"]
[null,23279,"Allegheny Energy Supply Co LLC",55738,"Buchanan Generation LLC","VA","Buchanan","1","GT","OP",44,40,43,"",6,2002,"NG","","","","","","N","Y","","J","","N","IPP Non-CHP",2,"","N","N","","","","","","","","","","","","","","","","","","N","","","","","","","","","","",null,"55738|1"]
[null,23913,"Borger Energy Associates LP",55064,"Black Hawk Station","TX","Hutchinson","UNT1","GT","OP",126.9,109.7,126.9,"",6,1999,"NG","OG","","","","","N","Y","","S","","Y","IPP CHP",3,"B","N","N","","","","","","","","","","","","","","","","","","N","","","","","","","","","","",null,"55064|UNT1"]
[null,24536,"Aera Energy LLC-San Ardo",55184,"Aera San Ardo Cogen Facility","CA","MONTEREY","UN-B","GT","OP",3.2,2.8,3,"",7,1989,"NG","","","","","","N","N","","S","","Y","Industrial CHP",7,"T","N","N","","","","","","","","","","","","","","","","","","N","","","","","","","","","","",null,"55184|UN-B"]
[null,25049,"Gas Recovery Systems Inc",55588,"GRS Sunset Farms","TX","Travis","2","IC","OP",1,0.9,0.9,"",12,1996,"LFG","","","","","","N","Y","","S","","N","IPP Non-CHP",2,"","N","N","","","","","","","","","","","","","","","","","","","","","","","","","","","","",null,"55588|2"]
[null,26469,"Ingleside Cogeneration LP",55313,"Ingleside Cogeneration","TX","San Patricio","STG","CA","OP",176.8,150,150,"",7,1999,"NG","OTH","OG","","","","N","Y","","J","","Y","Industrial CHP",7,"T","Y","N","","","","","","","","","","","","","","","","","","N","","","","","","","","","","",null,"55313|STG"]
[null,26616,"North Slope Borough Power & Light",7485,"NSB Point Hope Utility","AK","North Slope","PG6","IC","OP",0.6,0.6,0.6,"",9,1995,"DFO","","","","","","N","Y","","S","","Y","Electric Utility",1,"T","N","N","","","","","","","","","","","","","","","","","","N","","","","","","","","","","",null,"7485|PG6"]
[null,27813,"USCE-Mobile District",38,"Millers Ferry","AL","Wilcox","3","HY","OP",33.700000000000003,30,30,"",5,1970,"WAT","","","","","","N","Y","","S",0,"N","Electric Utility",1,"","N","N","","","","","","","","","","","","","","","","","","N","","","","","","","","","","",null,"38|3"]
[null,29297,"Pelican Utility",6702,"Pelican","AK","Skagway-Yakutat","IC7","IC","OP",0.4,0.4,0.4,"",9,2008,"DFO","","","","","","N","Y","","W","","N","Electric Utility",1,"","N","N","","","","","","","","","","","","","","","","","","","","","","","","","","","","",null,"6702|IC7"]
[null,29925,"Enterprise Products Optg LP",10261,"Enterprise Products Operating","TX","Chambers","GEN6","GT","OP",3.5,3,2.8,"G102",12,1996,"NG","","","","","","N","Y","","S","","Y","Industrial CHP",7,"T","N","N","","","","","","","","","","","","","","","","","","N","","","","","","","","","","",null,"10261|GEN6"]
[null,31431,"K-W Co",55007,"K W Company","ID","Twin Falls","LS2","HY","OP",0.1,0.1,0.1,"",6,1985,"WAT","","","","","","N","Y","Y","S",0,"N","IPP Non-CHP",2,"","N","N","","","","","","","","","","","","","","","","","","","","","","","","","","","","",null,"55007|LS2"]
[null,32080,"Cellu Tissue Corporation",54878,"Cellu Tissue Natural Dam","NY","St Lawrence","03","HY","OP",0.3,0.3,0.3,"",1,1959,"WAT","","","","","","N","Y","","S","","N","Industrial Non-CHP",6,"","N","N","","","","","","","","","","","","","","","","","","","","","","","","","","","","",null,"54878|03"]
[null,34505,"Edison Mission Energy",56947,"Elkhorn Ridge Wind LLC","NE","Knox","1","WT","OP",81,81,81,"",3,2009,"WND","","","","","","N","Y","","J",27,"N","IPP Non-CHP",2,"","","N","","","","","","","","","","","","","N","","","","","","","","","","","","","","","",null,"56947|1"]
[null,34688,"CHI Energy Inc",10538,"Dexter Plant","NY","Jefferson","GEN1","HY","OP",0.5,0.5,0.5,"",1,1931,"WAT","","","","","","N","Y","Y","S",0,"N","IPP Non-CHP",2,"","N","N","","","","","","","","","","","","","","","","","","","","","","","","","","","","",null,"10538|GEN1"]
[null,34691,"Ormat Nevada Inc",50763,"Steamboat 1","NV","Washoe","OE12","BT","OS",1.2,0.9,1.1000000000000001,"",11,1986,"GEO","","","","","","N","Y","","S","","N","IPP Non-CHP",2,"","N","N","","","","","","","","","","","","","","","","","","N","","","","","","","","","","",null,"50763|OE12"]
[null,34981,"Devon Gas Services",55053,"Bridgeport Gas Processing Plant","TX","Wise","657","IC","OP",0.8,0.8,0.8,"",4,2001,"NG","","","","","","N","N","N","S","","N","Industrial Non-CHP",6,"","N","N","","","","","","","","","","","","","","","","","","N","","","","","","","","","","",null,"55053|657"]
[null,38021,"Athens Regional Medical Center",55319,"Athens Regional Medical Center","GA","Clarke","STEG5","IC","SB",0.8,0.8,0.8,"",6,2007,"DFO","","","","","","N","N","N","S","","N","Commercial Non-CHP",4,"","N","N","","","","","","","","","","","","","","","","","","","","","","","","","","","","",null,"55319|STEG5"]
[null,39006,"Brookfield White Pine Hydro LLC",1509,"Weston","ME","Somerset","WE2","HY","OP",3,3.3,3.3,"",1,1920,"WAT","","","","","","N","Y","","S",0,"N","IPP Non-CHP",2,"","N","N","","","","","","","","","","","","","","","","","","","","","","","","","","","","",null,"1509|WE2"]
[null,39006,"Brookfield White Pine Hydro LLC",50999,"Aziscohos Hydroelectric Project","ME","Oxford","GEN1","HY","OP",6.7,6.8,6.8,"",6,1988,"WAT","","","","","","N","Y","","W","","N","IPP Non-CHP",2,"","N","N","","","","","","","","","","","","","","","","","","","","","","","","","","","","",null,"50999|GEN1"]
[null,40211,"Wabash Valley Power Assn, Inc",56465,"Liberty I & II LFGTE","IN","WHITE","3-II","IC","OP",0.8,0.8,0.8,"",1,2010,"LFG","","","","","","N","Y","","S","","N","Electric Utility",1,"","","N","","","","","","","","","","","","","N","","","","","N","","","","","","","","","","",null,"56465|3-II"]
[null,40229,"Old Dominion Electric Coop",7836,"Marsh Run Generating","VA","Fauquier","1","GT","OP",171.1,160.80000000000001,187,"",9,2004,"NG","DFO","","","","","Y","Y","Y","S","","N","Electric Utility",1,"","N","N","","","","","","","","","","","","","","","","","","N","","","","","","","","","","",null,"7836|1"]
[null,40577,"American Mun Power-Ohio, Inc",7774,"Cleveland Peaking","OH","Cuyahoga","2","IC","OP",1.8,1.8,1.8,"",7,2000,"DFO","","","","","","N","Y","","S","","N","Electric Utility",1,"","N","N","","","","","","","","","","","","","","","","","","N","","","","","","","","","","",null,"7774|2"]
[null,40580,"Southern Minnesota Mun P Agny",1973,"Fairmont","MN","Martin","7","IC","OP",6.5,6,6,"",1,1975,"DFO","NG","","","","","Y","Y","","S","","N","Electric Utility",1,"","N","N","","","","","","","","","","","","","","","","","","N","","","","","","","","","","",null,"1973|7"]
[null,40613,"Northern California Power Agny",7450,"Alameda","CA","Alameda","1","GT","SB",27.4,21.8,24,"",5,1986,"NG","DFO","","","","","Y","Y","Y","S","","N","Electric Utility",1,"","N","N","","","","","","","","","","","","","","","","","","N","","","","","","","","","","",null,"7450|1"]
[null,49748,"ORCAL Geothermal, Inc",54111,"Second Imperial Geothermal","CA","Imperial","GE10","BT","OP",4.5,5,5,"",6,1993,"GEO","","","","","","N","Y","","W","","N","IPP Non-CHP",2,"","N","N","","","","","","","","","","","","","","","","","","N","","","","","","","","","","",null,"54111|GE10"]
[null,49777,"SP Fiber Technologies NW LLC",56124,"SPFT - Newberg Cogen","OR","Yamhill","TG1","ST","OP",12.5,5.8,6.2,"",4,1979,"WDS","NG","SLW","TDF","","","Y","Y","","S","","Y","Industrial CHP",7,"T","","N","","","","","","","","","","","","","","","","","","N","","","","","","","NG","","","",null,"56124|TG1"]
[null,49893,"Invenergy Services LLC",56774,"Turkey Track Wind  Energy LLC","TX","Nolan","1","WT","OP",169.5,169.5,169.5,"",11,2008,"WND","","","","","","N","Y","","S",113,"N","IPP Non-CHP",2,"","","N","","","","","","","","","","","","","","","","","","","","","","","","","","","","",null,{"$f":"D14535&\"|\"&H14535","v":"56774|1"}]
[null,49942,"Eagle Point Power Generation LLC",50561,"Eagle Point Power Generation","NJ","Gloucester","STG1","CA","OP",45,45,45,"",4,1991,"NG","","","","","","N","Y","","J","","N","IPP Non-CHP",2,"","Y","N","","","","","","","","","","","","","","","","","","N","","","","","","","","","","",null,"50561|STG1"]
[null,49967,"Decorative Panels International, Inc.",10149,"Decorative Panels Intl","MI","Alpena","GEN1","ST","OP",7.5,6.8,7.2,"",11,1957,"BIT","NG","SLW","WDS","","","Y","Y","","S","","Y","Industrial CHP",7,"T","N","N","","","","","","","","","","","","","","","","","","","Y","","Y","","","","NG","","","",null,"10149|GEN1"]
[null,50018,"Dominion Energy New England, LLC",1619,"Brayton Point","MA","Bristol","4","ST","OP",475.5,435,445.5,"",12,1974,"RFO","NG","","","","","Y","Y","","W","","N","IPP Non-CHP",2,"","N","N","","","","","","","","","","","","","","","","","","N","","","","","","","NG","","","",null,"1619|4"]
[null,50033,"PPG Industries Inc Natrium",50491,"PPG Natrium Plant","WV","Marshall","GEN7","ST","OP",82,82,82,"",1,1966,"BIT","NG","","","","","N","Y","","S","","Y","Industrial CHP",7,"T","N","N","","","","","","","","","","","","","","","","","","N","","","Y","","","","NG","","","",null,"50491|GEN7"]
[null,50079,"Utility Board of Key West City",6584,"Stock Island","FL","Monroe","MSD1","IC","OP",9.6,7.5,7.5,"",6,1991,"DFO","","","","","","N","Y","","W","","N","Electric Utility",1,"","","N","","","","","","","","","","","","","","","","","","N","","","","","","","","","","",null,"6584|MSD1"]
[null,50085,"Covanta Southeast Florida Renewable Ltd",10062,"Miami Dade County Resource Recovery Fac","FL","Miami-Dade","GEN2","ST","OP",38.5,35.799999999999997,36.200000000000003,"",12,1981,"MSW","","","","","","N","Y","","S","","N","IPP Non-CHP",2,"","N","N","","","","","","","","","","","","","","","","","","N","","","","","","","NG","","","",null,"10062|GEN2"]
[null,50131,"Enel Stillwater LLC",50765,"Stillwater Facility","NV","Churchill","1-1","BT","OP",11.8,10.1,14.3,"",3,2009,"GEO","","","","","","N","Y","","W","","N","IPP Non-CHP",2,"","","N","","","","","","","","","","","","","","","","","","","","","","","","","","","","",null,"50765|1-1"]
[null,50163,"Valero Energy Corporation",52108,"Valero Energy Port Arthur Refinery","TX","JEFFERSON","GEN6","CA","OS",10,10,10,"",6,1954,"OG","","","","","","N","Y","","S","","Y","Industrial CHP",7,"T","Y","N","","","","","","","","","","","","","","","",7,2014,"N","","","","","","","","","","",null,"52108|GEN6"]
[null,54683,"Maverick Cty Water Control & Improvement",3437,"Eagle Pass","TX","Maverick","2","HY","OP",3.2,2,2,"",8,1932,"WAT","","","","","","N","Y","","S",0,"N","IPP Non-CHP",2,"","N","N","","","","","","","","","","","","","N","","","","","N","","","","","","","","","","",null,"3437|2"]
[null,54713,"Chevron USA Inc",52107,"Kern River Eastridge Cogen","CA","Kern","101A","GT","OP",24.4,20.8,21.7,"",6,1988,"NG","","","","","","N","Y","","S","","Y","Industrial CHP",7,"T","N","N","","","","","","","","","","","","","","","","","","N","","","","","","","","","","",null,"52107|101A"]
[null,54725,"CHI Operations Inc",55572,"Hope Creek LLC","MN","Lincoln","HC30","WT","OP",1.9,1.9,1.9,"",1,2001,"WND","","","","","","N","Y","Y","J",3,"N","IPP Non-CHP",2,"","N","N","","","","","","","","","","","","","","","","","","N","","","","","","","","","","",null,"55572|HC30"]
[null,54803,"Dynegy Oakland, LLC",6211,"Dynegy Oakland Power Plant","CA","Alameda","GEN3","GT","OP",74.5,55,55,"",11,1978,"JF","DFO","","","","","N","Y","Y","S","","N","IPP Non-CHP",2,"","N","N","","","","","","","","","","","","","","","","","","N","","","","","","","","","","",null,"6211|GEN3"]
[null,54812,"AMERESCO Chicopee Energy LLC",56426,"AMERESCO Chicopee Energy","MA","Hampden","Unit1","IC","OP",1.9,1.9,1.9,"",2,2004,"LFG","","","","","","N","Y","","S","","N","IPP Non-CHP",2,"","","N","","","","","","","","","","","","","N","","","","","","","","","","","","","","","",null,"56426|Unit1"]
[null,54842,"WM Renewable Energy LLC",50569,"DFW Gas Recovery","TX","Denton","GEN4","IC","OP",1.6,1.6,1.6,"",8,2009,"LFG","","","","","","N","Y","","S","","N","IPP Non-CHP",2,"","","N","","","","","","","","","","","","","","","","","","","","","","","","","","","","",null,"50569|GEN4"]
[null,54842,"WM Renewable Energy LLC",54700,"Metro Methane Recovery Facility","IA","Polk","GEN3","IC","OP",0.8,0.8,0.8,"",1,1998,"LFG","","","","","","N","Y","","S","","N","IPP Non-CHP",2,"","N","N","","","","","","","","","","","","","N","","","","","N","","","","","","","","","","",null,"54700|GEN3"]
[null,54842,"WM Renewable Energy LLC",56521,"Lake Mills Gas Recovery","IA","Winnebago","GEN3","IC","OP",0.8,0.8,0.8,"",3,2006,"LFG","","","","","","N","Y","","S","","N","IPP Non-CHP",2,"","","N","","","","","","","","","","","","","","","","","","N","","","","","","","","","","",null,"56521|GEN3"]
[null,54842,"WM Renewable Energy LLC",57015,"Waste Management Columbia Ridge LFGTE","OR","GILLIAM","GEN2","IC","OP",0.8,0.8,0.8,"",12,2009,"LFG","","","","","","N","Y","","S","","N","IPP Non-CHP",2,"","","N","","","","","","","","","","","","","","","","","","N","","","","","","","","","","",null,"57015|GEN2"]
[null,54842,"WM Renewable Energy LLC",57019,"Riverbend Landfill","OR","YAMHILL","GEN1","IC","OP",0.8,0.8,0.8,"",6,2010,"LFG","","","","","","N","Y","","S","","N","IPP Non-CHP",2,"","","N","","","","","","","","","","","","","","","","","","","","","","","","","","","","",null,"57019|GEN1"]
[null,54842,"WM Renewable Energy LLC",57406,"Prairie View IL","IL","Will","GEN1","IC","OP",1.6,1.6,1.6,"",12,2011,"LFG","","","","","","N","Y","","S","","N","IPP Non-CHP",2,"","","N","","","","","","","","","","","","","","","","","","N","","","","","","","","","","",null,"57406|GEN1"]
[null,54863,"U S Power Generating Company LLC",2494,"Gowanus Gas Turbines Generating","NY","Kings","GT42","GT","OP",20,17.399999999999999,23,"",7,1971,"DFO","KER","","","","","Y","Y","","S","","N","IPP Non-CHP",2,"","N","N","","","","","","","","","","","","","","","","","","N","","","","","","","","","","",null,"2494|GT42"]
[null,54863,"U S Power Generating Company LLC",2499,"Narrows Gas Turbines Generating","NY","Kings","NT23","GT","OP",22,17,22.4,"",6,1972,"NG","DFO","KER","","","","Y","Y","","S","","N","IPP Non-CHP",2,"","N","N","","","","","","","","","","","","","","","","","","N","","","","","","","","","","",null,"2499|NT23"]
[null,54888,"NRG Texas Power LLC",3468,"Sam Bertron","TX","Harris","GT2","GT","OP",16.3,13,13,"",7,1967,"NG","","","","","","N","Y","","S","","N","IPP Non-CHP",2,"","N","N","","","","","","","","","","","","","","","","","","N","","","","","","","NG","","","",null,"3468|GT2"]
[null,54888,"NRG Texas Power LLC",3470,"W A Parish","TX","Fort Bend","2","ST","OP",187.8,169,169,"",12,1958,"NG","","","","","","N","Y","","S","","N","IPP Non-CHP",2,"","N","N","","","","","","","","","","","","","","","","","","N","","","","","","","NG","","","",null,"3470|2"]
[null,55307,"Colorado Energy Management",10682,"Brush Generation Facility","CO","MORGAN","GT3","CT","OP",37,32,38,"",1,1994,"NG","","","","","","N","Y","","W","","N","IPP Non-CHP",2,"","N","N","","","","","","","","","","","","","","","","","","","","","","","","","","","","",null,"10682|GT3"]
[null,55698,"Hawks Nest Hydro LLC",50010,"Glen Ferris Hydro","WV","FAYETTE","GEN8","HY","OP",1.9,1.9,1.9,"",1,1917,"WAT","","","","","","N","Y","N","S",0,"N","Industrial Non-CHP",6,"","N","N","","","","","","","","","","","","","","","","","","N","","","","","","","","","","",null,"50010|GEN8"]
[null,55723,"PPL Renewable Energy LLC",56887,"Cumberland County PA LFG Recovery","PA","Cumberland","GEN 2","IC","OP",1.6,1.6,1.6,"",1,2009,"LFG","","","","","","N","Y","","S","","N","IPP Non-CHP",2,"","","N","","","","","","","","","","","","","","","","","","N","","","","","","","","","","",null,"56887|GEN 2"]
[null,55738,"Verso Paper Androscoggin LLC",50082,"International Paper Livermore Hydro","ME","Andrscoggin","GEN6","HY","OP",0.7,0.7,0.7,"",1,1910,"WAT","","","","","","N","Y","","S","","N","Industrial Non-CHP",6,"","N","N","","","","","","","","","","","","","","","","","","","","","","","","","","","","",null,"50082|GEN6"]
[null,55754,"Boralex Hydro Operations Inc",10218,"Warrensburg Hydroelectric","NY","Warren","HY1","HY","OP",2.9,0.5,1.8,"",12,1988,"WAT","","","","","","N","Y","","S","","N","IPP Non-CHP",2,"","N","N","","","","","","","","","","","","","","","","","","N","","","","","","","","","","",null,"10218|HY1"]
[null,55796,"Eastern Landfill Gas LLC",56571,"Eastern Landfill Gas LLC","MD","BALTIMORE","1","IC","OP",1,1,1,"",10,2006,"LFG","","","","","","N","Y","","J","","N","IPP Non-CHP",2,"","N","N","","","","","","","","","","","","","","","","","","N","","","","","","","","","","",null,"56571|1"]
[null,55835,"EXC Wind 4",56560,"EXC Wind 4 LLC","TX","Hansford","JDW4","WT","OP",79.8,79.8,79.8,"",1,2008,"WND","","","","","","N","Y","","S",38,"N","IPP Non-CHP",2,"","N","N","","","","","","","","","","","","","","","","","","N","","","","","","","","","","",null,"56560|JDW4"]
[null,55858,"Energy Developments Inc",56864,"Covel Gardens Gas Recovery","TX","BEXAR","6","IC","OP",1.6,1.6,1.6,"",11,2005,"LFG","","","","","","N","Y","","S","","N","IPP Non-CHP",2,"","","N","","","","","","","","","","","","","","","","","","","","","","","","","","","","",null,"56864|6"]
[null,55876,"Capitol Broadcasting Company Inc",50468,"Rocky Mount Mill","NC","Nash","3","HY","OP",0.5,0.1,0.2,"",1,1949,"WAT","","","","","","N","Y","","S",0,"N","Industrial Non-CHP",6,"","N","N","","","","","","","","","","","","","N","","","","","N","","","","","","","","","","",null,"50468|3"]
[null,55899,"Calpine Bosque Energy Center LLC",55172,"Bosque County Peaking","TX","Bosque","GT-3","CT","OP",154,154,170,"G641",6,2001,"NG","","","","","","N","Y","","W","","N","IPP Non-CHP",2,"","N","N","","","","","","","","","","","","","","","","","","N","","","","","","","","","","",null,"55172|GT-3"]
[null,55936,"Entergy Gulf States - LA LLC",1391,"Louisiana 1","LA","East Baton Rouge","1A","ST","OP",23,18,18,"",10,1951,"NG","DFO","","","","","N","Y","","S","","Y","Electric Utility",1,"B","","N","","","","","","","","","","","","","","","","","","N","","","","","","","","","","",null,"1391|1A"]
[null,55936,"Entergy Gulf States - LA LLC",1394,"Willow Glen","LA","Iberville","5","ST","OS",591.79999999999995,485,485,"",1,1976,"NG","RFO","DFO","","","","Y","Y","Y","S","","N","Electric Utility",1,"","N","N","","","","","","","","","","","","","","","","","","N","","","","","","","","","","",null,"1394|5"]
[null,55938,"Industrial Power Generating Company LLC",56681,"Amelia","VA","Amelia","40","IC","OP",0.3,0.3,0.3,"",8,2001,"LFG","WO","DFO","","","","Y","Y","","S","","N","IPP Non-CHP",2,"","","N","","","","","","","","","","","","","","","","","","","","","","","","","","","","",null,"56681|40"]
[null,55938,"Industrial Power Generating Company LLC",56682,"Brunswick","VA","Brunswick","13","IC","OP",0.3,0.3,0.3,"",10,2007,"LFG","DFO","","","","","Y","Y","","S","","N","IPP Non-CHP",2,"","","N","","","","","","","","","","","","","","","","","","","","","","","","","","","","",null,"56682|13"]
[null,55938,"Industrial Power Generating Company LLC",56683,"Charles City","VA","Charles City","36","IC","OP",0.3,0.3,0.3,"",11,2003,"LFG","WO","DFO","","","","Y","Y","","S","","N","IPP Non-CHP",2,"","","N","","","","","","","","","","","","","","","","","","","","","","","","","","","","",null,"56683|36"]
[null,55938,"Industrial Power Generating Company LLC",56684,"Chesterfield","VA","Chesterfield","8","IC","OP",0.3,0.3,0.3,"",6,2004,"LFG","DFO","","","","","Y","Y","","S","","N","IPP Non-CHP",2,"","","N","","","","","","","","","","","","","","","","","","","","","","","","","","","","",null,"56684|8"]
[null,55938,"Industrial Power Generating Company LLC",56686,"King & Queen","VA","King and Queen","23","IC","OP",0.3,0.3,0.3,"",1,2008,"LFG","DFO","","","","","Y","Y","","S","","N","IPP Non-CHP",2,"","","N","","","","","","","","","","","","","","","","","","","","","","","","","","","","",null,"56686|23"]
[null,55938,"Industrial Power Generating Company LLC",56687,"Mountain View","PA","Franklin","6","IC","OP",0.3,0.3,0.3,"",3,2003,"LFG","WO","","","","","Y","Y","","S","","N","IPP Non-CHP",2,"","","N","","","","","","","","","","","","","","","","","","","","","","","","","","","","",null,"56687|6"]
[null,55938,"Industrial Power Generating Company LLC",56688,"New Bern","NC","Craven","5","IC","OP",0.3,0.3,0.3,"",8,2007,"LFG","DFO","","","","","Y","Y","","S","","N","IPP Non-CHP",2,"","","N","","","","","","","","","","","","","","","","","","","","","","","","","","","","",null,"56688|5"]
[null,55938,"Industrial Power Generating Company LLC",56693,"Virginia Beach","VA","Virginia Beach","11","IC","OP",0.3,0.3,0.3,"",11,2001,"LFG","WO","DFO","","","","Y","Y","","S","","N","IPP Non-CHP",2,"","","N","","","","","","","","","","","","","","","","","","","","","","","","","","","","",null,"56693|11"]
[null,55938,"Industrial Power Generating Company LLC",56693,"Virginia Beach","VA","Virginia Beach","30","IC","OP",0.3,0.3,0.3,"",11,2001,"LFG","WO","DFO","","","","Y","Y","","S","","N","IPP Non-CHP",2,"","","N","","","","","","","","","","","","","","","","","","","","","","","","","","","","",null,"56693|30"]
[null,55951,"Exelon Nuclear",204,"Clinton Power Station","IL","De Witt","1","ST","OP",1138.3,1065,1078,"",11,1987,"NUC","","","","","","N","Y","","S","","N","IPP Non-CHP",2,"","","N","","","","","","","","","","","","","","","","","","N","","","","","","","","","","",null,"204|1"]
[null,55970,"JHP Pharmaceuticals LLC",50318,"JHP Pharmaceuticals LLC","MI","OAKLAND","38-1","GT","OP",2.8,2.8,3.7,"",11,1986,"NG","","","","","","N","Y","","S","","Y","Industrial CHP",7,"T","","N","","","","","","","","","","","","","","","","","","N","","","","","","","","","","",null,"50318|38-1"]
[null,55983,"Luminant Generation Company LLC",3494,"Permian Basin","TX","Ward","CT3","GT","OP",89.4,68,80,"",5,1988,"NG","DFO","","","","","Y","Y","Y","W","","N","IPP Non-CHP",2,"","","N","","","","","","","","","","","","","","","","","","N","","","","","","","","","","",null,"3494|CT3"]
[null,56019,"Panoche Energy Center, LLC",56803,"Panoche Energy Center","CA","Fresno","4","GT","OP",108,97,103,"",7,2009,"NG","","","","","","N","Y","","S","","N","IPP Non-CHP",2,"","","N","","","","","","","","","","","","","","","","","","N","","","","","","","","","","",null,"56803|4"]
[null,56030,"TransCanada Maine Wind Development Inc",56829,"Kibby Wind Power Project","ME","Cumberland","2","WT","OP",66,66,66,"",10,2010,"WND","","","","","","N","Y","","S",22,"N","IPP Non-CHP",2,"","","N","","","","","","","","","","","","","","","","","","","","","","","","","","","","",null,"56829|2"]
[null,56113,"MMA GDC Power LP",56909,"Gap Pacific Distribution Center","CA","FRESNO","4","PV","OP",0.3,0.3,0.3,"",10,2008,"SUN","","","","","","N","Y","","S","","N","Commercial Non-CHP",4,"","","N","","","","","","","","","","","","","","","","","","","","","","","","","","","","",null,"56909|4"]
[null,56155,"Lansing Board of Water and Light",1831,"Eckert Station","MI","Ingham","6","ST","OP",80,65.8,66.8,"",8,1970,"SUB","","","","","","N","Y","","S","","N","Electric Utility",1,"","N","N","","","","","","","","","","","","","","","","","","N","Y","","Y","","","","DFO","","","",null,"1831|6"]
[null,56189,"American Profol Incorporated",54719,"Alliant SBD 9203 Profol","IA","Linn","6916","IC","SB",1.8,1.8,1.8,"",9,1996,"DFO","","","","","","N","N","N","S","","N","IPP Non-CHP",2,"","N","N","","","","","","","","","","","","","","","","","","N","","","","","","","","","","",null,"54719|6916"]
[null,56218,"Coolidge Power LLC",56948,"Coolidge Generation Station","AZ","PINAL","1","GT","OP",60.5,43.4,47.7,"",5,2011,"NG","","","","","","N","Y","","S","","N","IPP Non-CHP",2,"","","","","","","","","","","","","","","","","","","","","N","","","","","","","","","","",null,"56948|1"]
[null,56227,"Greenville Gas Producers LLC",56951,"Enoree Phase II Landfill Gas Recovery","SC","GREENVILLE","2","IC","OP",1.6,1.5,1.5,"",8,2008,"LFG","","","","","","N","Y","","S","","N","IPP Non-CHP",2,"","","N","","","","","","","","","","","","","","","","","","N","","","","","","","","","","",null,"56951|2"]
[null,56336,"Milford Wind Corridor Phase I LLC",57079,"Milford Wind Corridor I LLC","UT","Beaver","1","WT","OP",203.5,203.5,203.5,"",9,2009,"WND","","","","","","N","Y","","S",97,"N","IPP Non-CHP",2,"","","N","","","","","","","","","","","","","","","","","","N","","","","","","","","","","",null,"57079|1"]
[null,56354,"GenConn Middletown LLC",57068,"GenConn Middletown LLC","CT","Middlesex","12","GT","OP",60.5,48.5,49.2,"",6,2011,"KER","NG","","","","","Y","Y","","S","","N","IPP Non-CHP",2,"","","","","","","","","","","","","","","","","","","","","","","","","","","","","","","",null,"57068|12"]
[null,56369,"Truckee Meadows Water Authority",6532,"Washoe","NV","Washoe","1","HY","OP",1.3,0.9,0.7,"",1,1904,"WAT","","","","","","N","Y","","S","","N","IPP Non-CHP",2,"","N","N","","","","","","","","","","","","","","","","","","","","","","","","","","","","",null,"6532|1"]
[null,56412,"IPA Operations Inc - Armstrong",55347,"Armstrong","PA","Armstrong","4","GT","OP",172,146,169,"",5,2002,"NG","DFO","","","","","Y","Y","","W","","N","IPP Non-CHP",2,"","N","N","","","","","","","","","","","","","","","","","","N","","","","","","","","","","",null,"55347|4"]
[null,56439,"Beaver Ridge Wind LLC",57130,"Beaver Ridge Wind","ME","Waldo","BR1","WT","OP",4.5,1.5,1.5,"",11,2008,"WND","","","","","","N","Y","","J",3,"N","IPP Non-CHP",2,"","","N","","","","","","","","","","","","","","","","","","N","","","","","","","","","","",null,"57130|BR1"]
[null,56499,"Harvest Wind Project TIC",57152,"Harvest Wind Project","WA","Klickitat","HWP1","WT","OP",98.9,98.9,98.9,"",12,2009,"WND","","","","","","N","Y","","W",43,"N","IPP Non-CHP",2,"","","N","","","","","","","","","","","","","","","","","","N","","","","","","","","","","",null,"57152|HWP1"]
[null,56505,"National Grid Generation LLC",2512,"East Hampton","NY","Suffolk","3","IC","OP",2,2,2,"",12,1962,"DFO","","","","","","N","Y","","S","","N","Electric Utility",1,"","N","N","","","","","","","","","","","","","","","","","","N","","","","","","","","","","",null,"2512|3"]
[null,56531,"EIF Haypress LLC",10253,"Haypress","CA","Sierra","UGEN","HY","SB",5,5,5,"",12,1988,"WAT","","","","","","N","Y","Y","S",0,"N","IPP Non-CHP",2,"","N","N","","","","","","","","","","","","","","","","","","N","","","","","","","","","","",null,"10253|UGEN"]
[null,56543,"Black Bear Hydro Partners LLC",1472,"Howland Hydro Station","ME","Penobscot","HL02","HY","OP",0.6,0.6,0.6,"",7,1916,"WAT","","","","","","N","Y","","W",0,"N","IPP Non-CHP",2,"","N","N","","","","","","","","","","","","","","","","","","","","","","","","","","","","",null,"1472|HL02"]
[null,56558,"Rolling Hills Generating LLC",55401,"Rolling Hills Generating","OH","Vinton","CT4","GT","OP",195.5,165,180,"",6,2003,"NG","","","","","","N","Y","","S","","N","IPP Non-CHP",2,"","","N","","","","","","","","","","","","","","","","","","N","","","","","","","","","","",null,"55401|CT4"]
[null,56606,"Calpine New Jersey Generation LLC",5083,"Cumberland","NJ","Cumberland","CUMB","GT","OP",99.4,86.6,104.1,"",5,1990,"NG","KER","","","","","Y","Y","Y","S","","N","IPP Non-CHP",2,"","N","N","","","","","","","","","","","","","","","","","","N","","","","","","","","","","",null,"5083|CUMB"]
[null,56609,"Calpine Mid-Atlantic Generation LLC",591,"Christiana","DE","New Castle","CH11","GT","SB",26,22.5,22.5,"",6,1973,"DFO","","","","","","N","Y","Y","S","","N","IPP Non-CHP",2,"","","N","","","","","","","","","","","","","","","","","","N","","","","","","","","","","",null,"591|CH11"]
[null,56645,"Aqua America Inc",57280,"Aqua Ingrams Mill","PA","Chester","1","PV","OP",1,0.4,0.3,"",12,2009,"SUN","","","","","","N","Y","","S","","N","IPP Non-CHP",2,"","","N","","","","","","","","","","","","","","","","","","","","","","","","","","","","",null,"57280|1"]
[null,56667,"Loraine Windpower Park LLC",57303,"Loraine Windpower Park LLC","TX","Mitchell","LWG1","WT","OP",75,75,75,"",10,2009,"WND","","","","","","N","Y","","S",50,"N","IPP Non-CHP",2,"","","","","","","","","","","","","","","","N","","","","","N","","","","","","","","","","",null,"57303|LWG1"]
[null,56721,"Danielson Wind Farms LLC",57396,"Danielson Wind Farms LLC","MN","KANDIYOHI","DWF","WT","OP",20,20,20,"",3,2011,"WND","","","","","","N","Y","","S",12,"N","IPP Non-CHP",2,"","","","","","","","","","","","","","","","","","","","","N","","","","","","","","","","",null,"57396|DWF"]
[null,56758,"Solar Star North Carolina II LLC",57435,"Solar Star North Carolina II LLC","NC","HERTFORD","4","PV","OP",1.3,1,1,"",12,2011,"SUN","","","","","","N","Y","","S",2,"N","IPP Non-CHP",2,"","","","","","","","","","","","","","","","","","","","","N","","","","","","","","","","",null,"57435|4"]
[null,56772,"TX LFG Energy, LP",55556,"Security","TX","Liberty","UNT3","IC","OP",1.3,1.7,1.7,"",12,2003,"LFG","","","","","","N","Y","","S","","N","IPP Non-CHP",2,"","N","N","","","","","","","","","","","","","","","","","","N","","","","","","","","","","",null,"55556|UNT3"]
[null,56806,"Marshall Wind",56840,"Marshall Wind 1 LLC","MN","Lyon","1","WT","OP",2.1,2.1,2.1,"",12,2007,"WND","","","","","","N","Y","","S",1,"N","IPP Non-CHP",2,"","","N","","","","","","","","","","","","","","","","","","","","","","","","","","","","",null,"56840|1"]
[null,56814,"Black Creek Renewable Energy LLC",57492,"Sampson County Landfill","NC","Sampson","GEN5","IC","OP",1.6,1.6,1.6,"",12,2011,"LFG","","","","","","N","Y","","S","","N","IPP Non-CHP",2,"","","","","","","","","","","","","","","","N","","","","","N","","","","","","","","","","",null,"57492|GEN5"]
[null,56880,"Shoshone Irrigation District",57551,"Garland Canal Power Plant","WY","PARK","MAIN","HY","OP",2.9,2.6,2,"",9,1983,"WAT","","","","","","N","Y","","W",1,"N","IPP Non-CHP",2,"","","N","","","","","","","","","","","","","","","","","","","","","","","","","","","","",null,"57551|MAIN"]
[null,56889,"Rhode Island LFG Genco",50365,"Ridgewood Providence Power","RI","Providence","GEN7","IC","OP",1.9,1.7,1.7,"",1,1990,"LFG","","","","","","N","Y","","S","","N","IPP Non-CHP",2,"","N","N","","","","","","","","","","","","","","","","","","N","","","","","","","","","","",null,"50365|GEN7"]
[null,56934,"Town Of High Point",57606,"Eastside WWTP","NC","Guilford","3","IC","OP",1.8,1.8,1.8,"",8,2004,"DFO","","","","","","N","N","Y","S","","N","Electric Utility",1,"","N","N","","","","","","","","","","","","","N","","","","","N","","","","","","","","","","",null,"57606|3"]
[null,56992,"Foxwoods Resort Casino",57666,"Foxwoods CoGen","CT","New London","CT1","GT","OP",6.6,6,7.3,1,6,2010,"NG","","","","","","N","N","","S","","Y","Commercial CHP",5,"B","","N","","","","","","","","","","","","","","","","","","","","","","","","","","","","",null,"57666|CT1"]
[null,57005,"SunE NLB-2, LLC",57681,"City of Boulder WWTP","CO","Boulder","1","PV","OP",1,0.9,0.9,"",6,2010,"SUN","","","","","","N","Y","","W",1,"N","IPP Non-CHP",2,"","","N","","","","","","","","","","","","","N","","","","","N","","","","","","","","","","",null,"57681|1"]
[null,57042,"Gordon Butte Wind LLC",57748,"Gordon Butte Wind LLC","MT","Meagher","GBW","WT","OP",9.6,9.6,9.6,"",1,2012,"WND","","","","","","N","N","","S",6,"N","IPP Non-CHP",2,"","","","","","","","","","","","","","","","","","","","","N","","","","","","","","","","",null,"57748|GBW"]
[null,57049,"NFI Solar LLC",57750,"Maple Solar","NJ","Cumberland","P1","PV","OP",1.6,1.6,1.6,"",5,2011,"SUN","","","","","","N","Y","","S",4,"N","IPP Non-CHP",2,"","","N","","","","","","","","","","","","","","","","","","N","","","","","","","","","","",null,"57750|P1"]
[null,57101,"FC Landfill Energy",57786,"FC Landfill Energy","MD","Frederick","UNIT2","IC","OP",1.1000000000000001,1,1,"",6,2010,"LFG","","","","","","N","Y","","J","","N","IPP Non-CHP",2,"","","N","","","","","","","","","","","","","N","","","","","","","","","","","","","","","",null,"57786|UNIT2"]
[null,57113,"ISH Solar Central, LLC",57799,"ISH Solar Central, LLC","NJ","Monmouth","1","PV","OP",1.4,1.4,1.4,"",10,2011,"SUN","","","","","","N","Y","","S",3,"N","IPP Non-CHP",2,"","","N","","","","","","","","","","","","","N","","","","","N","","","","","","","","","","",null,"57799|1"]
[null,57160,"DuPont Sabine River Works",55120,"SRW Cogen LP","TX","Orange","GT1A","CT","OP",180,160,175,"",12,2001,"NG","","","","","","N","Y","","W","","Y","IPP CHP",3,"T","","N","","","","","","","","","","","","","","","","","","N","","","","","","","","","","",null,"55120|GT1A"]
[null,57218,"L'Energia Energy",54586,"L'Energia Energy Center","MA","Middlesex","TRENT","CT","OP",57.9,58,58,"",10,2008,"NG","DFO","","","","","Y","Y","N","S","","N","IPP Non-CHP",2,"","","N","","","","","","","","","","","","","N","","","","","N","","","","","","","","","","",null,"54586|TRENT"]
[null,57223,"Sycamore Energy 1 LLC",10387,"Sycamore Energy 1","CA","San Diego","2A","GT","OP",1.2,1.2,1.2,"",5,2011,"LFG","","","","","","N","Y","","S","","N","IPP Non-CHP",2,"","","N","","","","","","","","","","","","","","","","","","","","","","","","","","","","",null,"10387|2A"]
[null,57259,"Richmond Energy LLC",57897,"Richmond Energy","VA","Henrico","UNT3","IC","OP",1.6,1.6,1.6,"",1,2012,"LFG","NG","","","","","N","Y","","S","","N","IPP Non-CHP",2,"","","N","","","","","","","","","","","","","","","","","","N","","","","","","","","","","",null,"57897|UNT3"]
[null,57281,"University of Cincinnati",57908,"Central Utility Plant Cincinnati","OH","Hamilton","CTG2","CT","OP",11.9,11.8,12.5,"CUP",6,2004,"NG","DFO","","","","","Y","Y","","S","","Y","Commercial CHP",5,"T","","N","","","","","","","","","","","","","","","","","","N","","","","","","","","","","",null,"57908|CTG2"]
[null,57328,"Shore Point Solar LLC",57951,"Shore Point Solar","NJ","Monmouth","1","PV","OP",1,1,1,"",9,2011,"SUN","","","","","","N","Y","","S",1,"N","IPP Non-CHP",2,"","","N","","","","","","","","","","","","","","","","","","","","","","","","","","","","",null,"57951|1"]
[null,57341,"Foster Wheeler Twin Cities",57966,"Southeast Steam Plant","MN","Hennepin","SSP","ST","OP",13,0.1,9,"",1,1998,"NG","SUB","DFO","","","","Y","Y","","S","","N","Commercial Non-CHP",4,"","","N","","","","","","","","","","","","","","","","","","N","","Y","N","","","","","","","",null,"57966|SSP"]
[null,57393,"Duke Energy Commercial Asset Management",2831,"Dicks Creek","OH","Butler","3","GT","OP",16.5,14.2,19.5,"",6,1969,"NG","DFO","","","","","N","Y","","S","","N","Electric Utility",1,"","N","N","","","","","","","","","","","","","","","","","","","","","","","","","","","","",null,"2831|3"]
[null,57427,"RockTenn-Battle Creek Mill",58052,"Battle Creek Mill","MI","Calhoun","#1TG","ST","OP",2,0.8,1.2,"",12,2000,"NG","DFO","","","","","Y","N","","S",1,"Y","Industrial CHP",7,"T","","N","","","","","","","","","","","","","","","","","","N","","","","","","","NG","","","",null,"58052|#1TG"]
[null,57438,"Paramount Petroleum Corporation",58058,"Paramount Refinery","CA","Los Angeles","1","GT","OP",6.7,6.5,6.5,"",12,2002,"NG","","","","","","N","N","","S","","Y","Industrial CHP",7,"B","","N","","","","","","","","","","","","","","","","","","","","","","","","","","","","",null,"58058|1"]
[null,57494,"TDX North Slope Generating Inc.",58117,"TNSG South Plant","AK","North Slope","4A","IC","OP",1.4,1.4,1.4,"",9,2006,"NG","","","","","","N","Y","","S","","N","Electric Utility",1,"","","N","","","","","","","","","","","","","","","","","","","","","","","","","","","","",null,"58117|4A"]
[null,58090,"NextEra Energy Resources Ensign Wind",58137,"Ensign Wind LLC","KS","Gray","1","WT","OP",98.9,98.9,98.9,"",11,2012,"WND","","","","","","N","Y","","S",43,"N","IPP Non-CHP",2,"","","","","","","","","","","","","","","","","","","","","N","","","","","","","","","","",null,"58137|1"]
[null,58136,"William Floyd School District",58167,"William Floyd School District","NY","Suffolk","GEN1","IC","OP",1.3,1.3,1.3,"",2,2004,"NG","","","","","","N","Y","","S","","Y","Commercial CHP",5,"T","","N","","","","","","","","","","","","","","","","","","N","","","","","","","","","","",null,"58167|GEN1"]
[null,58173,"Ormet Primary Aluminium Corp-Burnside",58200,"Burnside Alumina Div","LA","Ascension","GEN3","ST","OP",4,4,4,"",12,1957,"NG","","","","","","N","N","N","S","","N","Industrial Non-CHP",6,"","N","N","","","","","","","","","","","","","","","","","","N","","","","","","","","","","",null,"58200|GEN3"]
[null,58178,"GSA Metropolitan Service Center",58207,"Central Utility Plant at White Oak","MD","Montgomery","G3","GT","OP",4.3,4.3,4.5999999999999996,"",11,2003,"NG","","","","","","N","Y","","S","","Y","IPP CHP",3,"T","","N","","","","","","","","","","","","","","","","","","N","","","","","","","","","","",null,"58207|G3"]
[null,58194,"E.B. Eddy Paper Inc",58222,"E.B. Eddy Paper Inc","MI","St Clair","3TU","ST","OP",5,5,5,"",8,1969,"BIT","NG","","","","","Y","Y","","S","","Y","Industrial CHP",7,"T","","N","","","","","","","","","","","","","","","","","","N","Y","","","","","","NG","DFO","","",null,"58222|3TU"]
[null,58247,"National Centers for Animal Health",58265,"NCAH Central Utility Plant","IA","Story","MBGEN","IC","SB",0.5,0.5,0.5,"",11,2004,"DFO","","","","","","N","N","Y","W","","N","Commercial CHP",5,"","","N","","","","","","","","","","","","","","","","","","","","","","","","","","","","",null,"58265|MBGEN"]
[null,58378,"Jordan Hydroelectric LTD PTP",58390,"Jordan Hydroelectric Project","NC","Chatham","EMOD","HY","OP",2.2000000000000002,2.2000000000000002,2.2000000000000002,"",1,2012,"WAT","","","","","","N","Y","","S","","N","IPP Non-CHP",2,"","","N","","","","","","","","","","","","","","","","","","","","","","","","","","","","",null,"58390|EMOD"]
[null,58430,"Gamesa Wind US LLC",58441,"Swauk Wind LLC","WA","Kittitas","SW","WT","OP",4.3,4.3,4.3,"",12,2012,"WND","","","","","","N","Y","","S",5,"N","IPP Non-CHP",2,"","","N","","","","","","","","","","","","","","","","","","N","","","","","","","","","","",null,"58441|SW"]
[null,58511,"SunGen Sharon 1 LLC",58541,"SunGen Sharon 1 LLC","VT","Windsor","1","PV","OP",1.8,1.8,1.8,"",8,2012,"SUN","","","","","","N","Y","","S","","N","IPP Non-CHP",2,"","","N","","","","","","","","","","","","","","","","","","","","","","","","","","","","",null,"58541|1"]
[null,520,"Ameren Energy Generating Co",863,"Hutsonville","IL","Crawford","3","ST","RE",75,75,76,"",2,1953,"SUB","BIT","DFO","","","","Y","Y","Y","S","","N","IPP Non-CHP",2,"","N","","","","","","","","","","","","","","","","",12,2011,"N","Y","","Y","","","","DFO","","","",null,"863|3"]
[null,772,"Archer Daniels Midland Co",10860,"Archer Daniels Midland Clinton","IA","Clinton","GEN4","ST","RE",4,4,4,"",1,1974,"BIT","NG","","","","","Y","N","","S","","Y","Industrial CHP",7,"T","N","","","","","","","","","","","","","","","","",10,2008,"","Y","","","","","","NG","","","",null,"10860|GEN4"]
[null,1615,"Town of Berlin - (MD)",6565,"Berlin","MD","Worcester","6A","IC","IP",5,5,5,"","","","DFO","","","","","","N","Y","","S","","N","Electric Utility",1,"","N","","","","","","","","","","","","","","","","","","","N","","","","","","","","","","",null,"6565|6A"]
[null,2010,"City of Bountiful",4264,"Joes Valley Dam","UT","Emery","NA2","HY","IP",1.2,0.7,1.1000000000000001,"","","","WAT","","","","","","","","","S","","N","Electric Utility",1,"","N","","","","","","","","","","","","","","","","","","","N","","","","","","","","","","",null,"4264|NA2"]
[null,3046,"Progress Energy Carolinas Inc",2708,"Cape Fear","NC","Chatham","2B","CT","RE",18,11,14,"",6,1969,"DFO","","","","","","N","Y","Y","S","","N","Electric Utility",1,"","N","","","","","","","","","","","","","","","","",10,2012,"N","","","","","","","","","","",null,"2708|2B"]
[null,3252,"Central Illinois Light Co",7896,"Kickapoo","IL","Logan","5","IC","RE",1.6,1.6,1.6,"",6,2000,"DFO","","","","","","N","Y","","S","","N","Electric Utility",1,"","N","","","","","","","","","","","","","","","","",9,2005,"","","","","","","","","","","",null,"7896|5"]
[null,3413,"PUD No 1 of Chelan County",8021,"Diesel Generator Farm","WA","Chelan","E-16","IC","RE",1.8,1.8,1.8,"",3,2001,"DFO","","","","","","","","","S","","N","Electric Utility",1,"","N","","","","","","","","","","","","","","","","",8,2001,"","","","","","","","","","","",null,"8021|E-16"]
[null,4202,"Phillips 66-Ponca City Refinery",52188,"Ponca City Refinery","OK","Kay","G1","ST","RE",4,3,3,"",9,1947,"OG","NG","","","","","N","N","N","S","","Y","Industrial CHP",7,"T","N","","","","","","","","","","","","","","","","",8,2010,"N","","","","","","","NG","","","",null,"52188|G1"]
[null,4558,"Cutrale Citrus Juices USA Inc",10020,"Cutrale Citrus Juices USA I","FL","LAKE","GEN1","GT","RE",3.5,3.1,3.8,"",12,1987,"NG","","","","","","N","N","Y","","","Y","Industrial CHP",7,"T","N","N","","","","","","","","","","","","","","","",12,2010,"N","","","","","","","","","","",null,"10020|GEN1"]
[null,5416,"Duke Energy Carolinas, LLC",2720,"Buck","NC","Rowan","3","ST","RE",80,75,76,"",7,1941,"BIT","","","","","","N","Y","","S","","N","Electric Utility",1,"","N","","","","","","","","","","","","","","N","","",5,2011,"N","Y","","","","","","DFO","","","",null,"2720|3"]
[null,5416,"Duke Energy Carolinas, LLC",2732,"Riverbend","NC","Gaston","11","GT","RE",33.799999999999997,20,30,"",7,1969,"NG","DFO","","","","","Y","Y","","S","","N","Electric Utility",1,"","N","","","","","","","","","","","","","","","","",10,2012,"N","","","","","","","","","","",null,"2732|11"]
[null,6035,"Exelon Power",3160,"Delaware Generating Station","PA","Philadelphia","1","IC","RE",2.7,2.7,2.7,"",5,1967,"DFO","","","","","","N","Y","","S","","N","IPP Non-CHP",2,"","N","N","","","","","","","","","","","","","","","",11,2006,"N","","","","","","","","","","",null,"3160|1"]
[null,6452,"Florida Power & Light Co",6043,"Martin","FL","Martin","5CC","CC","IP",448,419,448,"","","","NG","DFO","","","","","","Y","Y","S","","N","Electric Utility",1,"","N","","","","","","","","","","","","","","","","","","","N","","","","","","","","","","",null,"6043|5CC"]
[null,6529,"Exxon Mobil Production Co",54962,"ExxonMobil Hawkins Gas Plant","TX","Wood","UN77","IC","RE",0.5,0.5,0.5,"",1,1968,"NG","","","","","","N","N","","S","","N","Industrial Non-CHP",6,"","N","","","","","","","","","","","","","","","","",6,2007,"N","","","","","","","","","","",null,"54962|UN77"]
[null,7140,"Georgia Power Co",734,"Riverside","GA","Chatham","4","ST","RE",15,20,20,"",3,1926,"NG","","","","","","N","Y","","S","","N","Electric Utility",1,"","N","","","","","","","","","","","","","","","","",9,2004,"N","","","","","","","","","","",null,"734|4"]
[null,7487,"City of Grand Marais - (MN)",1976,"Grand Marais","MN","COOK","5","IC","RE",1.1000000000000001,1.1000000000000001,1.1000000000000001,"",7,1962,"DFO","","","","","","","N","","S","","N","Electric Utility",1,"","N","","","","","","","","","","","","","","","","",12,2003,"","","","","","","","","","","",null,"1976|5"]
[null,8884,"Terrebonne Parish Consol Gov't",1439,"Houma","LA","Terrebonne","7","IC","RE",1.4,1,1,"",8,1948,"NG","DFO","","","","","N","N","","S","","N","Electric Utility",1,"","N","","","","","","","","","","","","","","N","","",12,2010,"N","","","","","","","","","","",null,"1439|7"]
[null,9205,"Illinois Electricial Gen Partn",55762,"Brickyard Energy Partners LLC","IL","Vermilion","BR5","IC","IP",1.1000000000000001,0.9,0.9,"","","","LFG","","","","","","N","Y","","S","","N","IPP Non-CHP",2,"","","","","","","","","","","","","","","","","","","","","N","","","","","","","","","","",null,"55762|BR5"]
[null,10000,"Kansas City Power & Light Co",2078,"Grand Avenue","MO","Jackson","9","ST","RE",40.200000000000003,32,32,"",2,1948,"NG","","","","","","","","","S","","N","Electric Utility",1,"","N","","","","","","","","","","","","","","","","",12,2003,"","","","","","","","","","","",null,"2078|9"]
[null,10608,"City of Lake Park - (IA)",1153,"Lake Park","IA","Dickinson","2","IC","RE",1,0.8,0.8,"",88,1958,"DFO","","","","","","","","","S","","N","Electric Utility",1,"","N","","","","","","","","","","","","","","","","",3,2002,"","","","","","","","","","","",null,"1153|2"]
[null,10830,"City of Lebanon - (OH)",2921,"Lebanon","OH","Warren","4","IC","RE",1.2,1.3,1.3,"",1,1950,"DFO","","","","","","N","N","Y","S","","N","Electric Utility",1,"","N","","","","","","","","","","","","","","","","",12,2008,"N","","","","","","","","","","",null,"2921|4"]
[null,11426,"Massachusetts Water Res Auth",10826,"Winsor Dam Power Station","MA","Hampshire","WINS","HY","RE",1.2,0.6,0.6,"",9,1950,"WAT","","","","","","N","N","N","S",0,"N","IPP Non-CHP",2,"","N","","","","","","","","","","","","","","","","",12,1991,"N","","","","","","","","","","",null,"10826|WINS"]
[null,11571,"Manitowoc Public Utilities",4125,"Manitowoc","WI","Manitowoc","IC1","IC","RE",5.5,5,5,"",9,1985,"NG","DFO","","","","","Y","Y","","S","","N","Electric Utility",1,"","N","N","","","","","","","","","","","","","N","","",10,2009,"N","","","N","","","","","","","",null,"4125|IC1"]
[null,12384,"Midwest Generations EME LLC",870,"Electric Junction","IL","Du Page","314","GT","RE",19,14.7,17.899999999999999,"",6,1970,"NG","","","","","","N","Y","","S","","N","IPP Non-CHP",2,"","N","","","","","","","","","","","","","","","","",12,2004,"","","","","","","","","","","",null,"870|314"]
[null,12588,"NRG Potomac River LLC",3788,"Potomac River","VA","Alexandria","5","ST","RE",110,102,102,"",5,1957,"BIT","DFO","","","","","N","Y","","S","","N","IPP Non-CHP",2,"","N","Y","","","","","","","","","","","","","","","",10,2012,"N","Y","","Y","","","","DFO","","","",null,"3788|5"]
[null,12658,"Minnkota Power Coop, Inc",2822,"Harwood","ND","Cass","3","IC","RE",1.6,1.6,1.6,"",10,1947,"DFO","","","","","","N","Y","","S","","N","Electric Utility",1,"","","","","","","","","","","","","","","","","","",12,2012,"N","","","","","","","","","","",null,"2822|3"]
[null,13168,"NRG Huntley Operations Inc",2549,"C R Huntley Generating Station","NY","Erie","63","ST","RE",80,80,80,"",8,1942,"BIT","DFO","","","","","N","Y","Y","W","","N","IPP Non-CHP",2,"","N","N","","","","","","","","","","","","","","","",4,2006,"N","","","","","","","","","","",null,{"$f":"D20231&\"|\"&H20231","v":"2549|63"}]
[null,13407,"Nevada Power Co",56642,"Ely Energy Center","NV","White Pine","1","ST","IP",750,750,750,"","","","SUB","","","","","","N","Y","","S","","N","Electric Utility",1,"","","","","","","","","","","","","","","","","","","","","N","Y","","","","","","","","","",null,"56642|1"]
[null,13756,"Northern Indiana Pub Serv Co",997,"Michigan City","IN","La Porte","2","ST","RE",70,60,60,"",11,1950,"NG","","","","","","N","Y","","S","","N","Electric Utility",1,"","","","","","","","","","","","","","","","N","","",9,2010,"N","","","N","","","","","","","",null,"997|2"]
[null,13941,"City of Oakley",1311,"Oakely","KS","LOGAN","1","IC","RE",1.4,1.2,1.3,"",2,1961,"NG","DFO","","","","","Y","Y","Y","S","","N","Electric Utility",1,"","N","N","","","","","","","","","","","","","","","",4,2011,"N","","","","","","","","","","",null,"1311|1"]
[null,14272,"City of Owensville - (MO)",2149,"Owensville","MO","Gasconade","6","IC","RE",1.8,1.8,1.8,"",10,1999,"DFO","","","","","","N","Y","","S","","N","Electric Utility",1,"","N","","","","","","","","","","","","","","","","",8,2011,"N","","","","","","","","","","",null,"2149|6"]
[null,14624,"PUD No 2 of Grant County",7994,"Randolph Road","WA","Grant","7","IC","RE",1.6,1.8,1.8,"",8,2001,"DFO","","","","","","N","Y","","S","","N","Electric Utility",1,"","N","","","","","","","","","","","","","","","","",10,2007,"","","","","","","","","","","",null,"7994|7"]
[null,15095,"City of Piqua - (OH)",2937,"Piqua Power Plant","OH","Miami","4","ST","RE",7.5,7.5,7.5,"",1,1947,"BIT","DFO","","","","","N","N","","S","","N","Electric Utility",1,"","N","","","","","","","","","","","","","","","","",12,2007,"","","","","","","","","","","",null,"2937|4"]
[null,15348,"Preston Public Utilities Comm",2004,"Preston","MN","Fillmore","2","IC","RE",0.2,0.1,0.1,"",88,1935,"DFO","","","","","","","","","S","","N","Electric Utility",1,"","N","","","","","","","","","","","","","","","","",9,2001,"","","","","","","","","","","",null,"2004|2"]
[null,15466,"Public Service Co of Colorado",469,"Cherokee","CO","Adams","2","ST","RE",125,106,106,"",6,1959,"BIT","NG","","","","","Y","Y","","S","","N","Electric Utility",1,"","","","","","","","","","","","","","","","N","","",10,2011,"N","Y","","","","","","NG","","","",null,"469|2"]
[null,16183,"Rochester Gas & Electric Corp",2642,"Rochester 7","NY","Monroe","2","ST","RE",62.5,64,65,"",11,1950,"BIT","","","","","","N","Y","","S","","N","Electric Utility",1,"","N","","","","","","","","","","","","","","","","",3,2008,"N","Y","","N","","","","DFO","","","",null,"2642|2"]
[null,16625,"San Diego State University",50061,"San Diego State University","CA","San Diego","GEN1","CT","RE",2.5,2.9,2.9,"",1,1986,"NG","","","","","","N","","","S","","Y","Commercial CHP",5,"","N","","","","","","","","","","","","","","","","",12,2002,"","","","","","","","","","","",null,"50061|GEN1"]
[null,17543,"South Carolina Public Service Authority",7834,"John S Rainey","SC","Anderson","CT5B","CT","IP",170,146,168,"","","","NG","DFO","","","","","","","","S","","N","Electric Utility",1,"","","","","","","","","","","","","","","","","","","","","N","","","","","","","","","","",null,"7834|CT5B"]
[null,17609,"Southern California Edison Co",57234,"Solar Photovoltaic Project #20","CA","SAN BERNARDINO","S020G","PV","IP",0.5,0.5,0.5,"","","","SUN","","","","","","N","Y","","S",1,"N","Electric Utility",1,"","","","","","","","","","","","","","","","","","","","","N","","","","","","","","","","",null,"57234|S020G"]
[null,17609,"Southern California Edison Co",57528,"Solar Photovoltaic Project #25","CA","San Bernardino","S25H","PV","IP",0.5,0.5,0.5,"S25","","","SUN","","","","","","N","Y","","S",1,"N","Electric Utility",1,"","","","","","","","","","","","","","","","","","","","","N","","","","","","","","","","",null,"57528|S25H"]
[null,17609,"Southern California Edison Co",57541,"Solar Photovoltaic Project #45","CA","Riverside","S45E","PV","IP",0.5,0.5,0.5,"","","","SUN","","","","","","N","Y","","S",1,"N","Electric Utility",1,"","","","","","","","","","","","","","","","","","","","","N","","","","","","","","","","",null,"57541|S45E"]
[null,17633,"Southern Indiana Gas & Elec Co",1012,"F B Culley","IN","Warrick","1","ST","RE",46,42,42,"",6,1955,"BIT","NG","","","","","N","Y","","S","","N","Electric Utility",1,"","N","","","","","","","","","","","","","","","","",12,2006,"N","","","","","","","","","","",null,"1012|1"]
[null,18350,"Sutherland City of",2306,"Sutherland","NE","Lincoln","3","IC","RE",0.2,0.1,0.1,"",1,1935,"DFO","","","","","","N","Y","Y","S","","N","Electric Utility",1,"","N","","","","","","","","","","","","","","","","",5,2002,"N","","","","","","","","","","",null,"2306|3"]
[null,18454,"Tampa Electric Co",748,"Phillips","FL","Highlands","3","CA","RE",3.6,3,3,"",6,1983,"RFO","DFO","","","","","Y","N","N","S","","N","Electric Utility",1,"","N","","","","","","","","","","","","","","","","",3,2006,"N","","","","","","","","","","",null,"748|3"]
[null,19150,"Trenton Municipal Utilities - (MO)",2163,"Trenton Diesel","MO","Grundy","5","IC","RE",1.1000000000000001,1,1.1000000000000001,"",1,1952,"DFO","","","","","","N","N","","S","","N","Electric Utility",1,"","N","","","","","","","","","","","","","","","","",7,2011,"N","","","","","","","","","","",null,"2163|5"]
[null,19547,"Hawaiian Electric Co Inc",56332,"Helemano Substation DG","HI","Honolulu","DG3","IC","RE",1.6,1.6,1.6,"",11,2005,"DFO","","","","","","N","Y","","W","","N","Electric Utility",1,"","","","","","","","","","","","","","","","","","",4,2010,"N","","","","","","","","","","",null,"56332|DG3"]
[null,19856,"City of Vineland - (NJ)",2434,"Howard Down","NJ","Cumberland","7","ST","RE",7.5,8,8,"",12,1952,"RFO","","","","","","N","N","","S","","N","Electric Utility",1,"","N","","","","","","","","","","","","","","","","",12,2008,"N","","","","","","","DFO","","","",null,"2434|7"]
[null,20910,"Wolverine Power Supply Coop",1877,"George Johnson","MI","Osceola","1","IC","RE",0.7,0.7,0.7,"",1,1947,"NG","DFO","","","","","","","","S","","N","Electric Utility",1,"","N","","","","","","","","","","","","","","","","",1,2002,"","","","","","","","","","","",null,"1877|1"]
[null,21020,"Wythe Park Power Inc",54047,"Wythe Park Power 3 Richmond Plant","VA","Richmond","EXIS","IC","RE",3,3,3,"",7,1991,"DFO","WO","NG","","","","Y","Y","","S","","N","IPP Non-CHP",2,"","N","","","","","","","","","","","","","","","","",9,2010,"","","","","","","","","","","",null,"54047|EXIS"]
[null,22500,"Westar Energy Inc",56219,"Westar Wind","KS","Pottawatomie","J1","WT","RE",0.7,0.8,0.8,"",5,1999,"WND","","","","","","N","Y","Y","J",1,"N","Electric Utility",1,"","N","","","","","","","","","","","","","","","","",12,2008,"N","","","","","","","","","","",null,"56219|J1"]
[null,27813,"USCE-Mobile District",759,"Buford","GA","Forsyth","1","HY","RE",40,40,40,"",10,1957,"WAT","","","","","","N","N","","S",0,"N","Electric Utility",1,"","N","","","","","","","","","","","","","","","","",12,2003,"N","","","","","","","","","","",null,"759|1"]
[null,30150,"Yakutat Power Inc",6637,"Yakutat","AK","YAKUTAT","3","IC","RE",0.6,0.6,0.6,"",3,1973,"DFO","","","","","","N","Y","","S","","N","Electric Utility",1,"","N","","","","","","","","","","","","","","","","",6,1999,"N","","","","","","","","","","",null,"6637|3"]
[null,39006,"Brookfield White Pine Hydro LLC",1490,"Fort Halifax","ME","Kennebec","FH2","HY","RE",0.7,0.9,0.9,"",4,1908,"WAT","","","","","","N","Y","","S",0,"N","IPP Non-CHP",2,"","N","","","","","","","","","","","","","","","","",12,2002,"","","","","","","","","","","",null,"1490|FH2"]
[null,40580,"Southern Minnesota Mun P Agny",1973,"Fairmont","MN","Martin","3","ST","RE",5,4.9000000000000004,0.1,"",88,1945,"NG","","","","","","N","Y","","S","","N","Electric Utility",1,"","N","N","","","","","","","","","","","","","","","",12,2009,"N","","","","","","","","","","",null,"1973|3"]
[null,50109,"DeKalb Regional Health System",56231,"DeKalb Medical Center-Hillandale","GA","De Kalb","03","IC","RE",1.5,1.5,1.5,"",8,2003,"DFO","","","","","","N","N","Y","S","","N","Commercial Non-CHP",4,"","N","","","","","","","","","","","","","","","","",8,2003,"","","","","","","","","","","",null,"56231|03"]
[null,50131,"Enel Stillwater LLC",50765,"Stillwater Facility","NV","Churchill","OE24","BT","RE",1.5,0.6,1.1000000000000001,"",4,1989,"GEO","","","","","","N","Y","","S","","N","IPP Non-CHP",2,"","N","","","","","","","","","","","","","","","","",1,2009,"","","","","","","","","","","",null,"50765|OE24"]
[null,55723,"PPL Renewable Energy LLC",57183,"PPL Glendon LFGTE Plant","PA","Northampton","3","IC","IP",1.6,1.6,1.6,"","","","LFG","","","","","","N","Y","","S","","N","IPP Non-CHP",2,"","","","","","","","","","","","","","","","","","","","","","","","","","","","","","","",null,"57183|3"]
[null,56078,"CMP Sartell LLC",50252,"International Paper Sartell Mill","MN","Benton","HG12","HY","RE",0.9,0.9,0.9,"",3,1985,"WAT","","","","","","N","N","","S",0,"N","Industrial CHP",7,"","N","","","","","","","","","","","","","","","","",5,2012,"","","","","","","","","","","",null,"50252|HG12"]
[null,56150,"ArcelorMittal USA Inc",10211,"2 AC Station","IN","Lake","11TG","ST","RE",20,18,18,"",3,1950,"BFG","NG","","","","","Y","N","","S","","N","Industrial CHP",7,"","N","N","","","","","","","","","","","","","N","","",4,2009,"N","","","","","","","","","","",null,"10211|11TG"]
[null,56606,"Calpine New Jersey Generation LLC",2384,"Deepwater","NJ","Salem","4","ST","RE",53,54,54,"",5,1930,"RFO","","","","","","","Y","Y","S","","N","IPP Non-CHP",2,"","N","","","","","","","","","","","","","","","","",4,2004,"N","","","","","","","","","","",null,"2384|4"]
[null,56764,"USG Nevada LLC",50760,"Empire","NV","HUMBOLDT","OE13","ST","RE",1.2,0.9,0.8,"",12,1987,"GEO","","","","","","N","Y","","S","","N","IPP Non-CHP",2,"","N","","","","","","","","","","","","","","","","",12,2011,"N","","","","","","","","","","",null,"50760|OE13"]
[null,58371,"NextEra Blythe Solar Energy Center, LLC",57273,"Blythe Solar Power Project","CA","Riverside","4","ST","IP",273.39999999999998,232,242,"","","","SUN","","","","","","N","Y","","S","","N","IPP Non-CHP",2,"","","","","","","","","","","","","","","","","","","","","N","","","","","","","","","","",null,"57273|4"]
[null,5109,"The DTE Electric Company",58121,"Echo Wind Park","MI","Huron","GEN1","WT","T",112,112,112,"",12,2013,"WND","","","","","","N",null,null,"S",70,"N","Electric Utility",1,null,null,null,null,null,null,null,null,null,null,null,null,null,null,null,null,null,null,null,null,"","","","","","","","","","","",null,"58121|GEN1"]
[null,7277,"Calpine Corporation",55846,"Telephone Flat","CA","Siskiyou","1","ST","P",55,49.9,49.9,"",10,2005,"GEO","","","","","","N",null,null,"S","","N","IPP Non-CHP",2,null,null,null,null,null,null,null,null,null,null,null,null,null,null,null,null,null,null,null,null,"N","","","","","","","","","","",null,"55846|1"]
[null,12686,"Mississippi Power Co",57037,"Kemper County IGCC Project","MS","KEMPER","1B","CT","U",235.4,153.80000000000001,153.80000000000001,"",5,2014,"SGC","NG","","","","","Y",null,null,"S","","N","Electric Utility",1,null,null,null,null,null,null,null,null,null,null,null,null,null,null,null,null,null,null,null,null,"Y","N","","","","","Y","","","","",null,"57037|1B"]
[null,14354,"PacifiCorp",58393,"Lake Side 2","UT","Utah","ST2","CA","V",284.39999999999998,273,281,"",6,2014,"NG","","","","","","N",null,null,"S",1,"N","Electric Utility",1,null,null,null,null,null,null,null,null,null,null,null,null,null,null,null,null,null,null,null,null,"N","","","","","","","","","","",null,"58393|ST2"]
[null,17609,"Southern California Edison Co",57227,"Solar Photovoltaic Project #13","CA","SAN BERNARDINO","S013B","PV","TS",0.5,0.5,0.5,"",7,2010,"SUN","","","","","","N",null,null,"S",1,"N","Electric Utility",1,null,null,null,null,null,null,null,null,null,null,null,null,null,null,null,null,null,null,null,null,"N","","","","","","","","","","",null,"57227|S013B"]
[null,17609,"Southern California Edison Co",57231,"Solar Photovoltaic Project #17","CA","SAN BERNARDINO","S017B","PV","TS",0.5,0.5,0.5,"",1,2011,"SUN","","","","","","N",null,null,"S",1,"N","Electric Utility",1,null,null,null,null,null,null,null,null,null,null,null,null,null,null,null,null,null,null,null,null,"N","","","","","","","","","","",null,"57231|S017B"]
[null,17609,"Southern California Edison Co",57900,"Solar Photovoltaic Project #48","CA","San Bernardino","S48F","PV","U",0.5,0.5,0.5,"",4,2013,"SUN","","","","","","N",null,null,"S",1,"N","Electric Utility",1,null,null,null,null,null,null,null,null,null,null,null,null,null,null,null,null,null,null,null,null,"N","","","","","","","","","","",null,"57900|S48F"]
[null,28086,"Energy Unlimited Inc",56926,"Painted Hills IV Wind","CA","RIVERSIDE","1","WT","T",19.5,19.5,19.5,"",6,2010,"WND","","","","","","N",null,null,"W",20,"N","IPP Non-CHP",2,null,null,null,null,null,null,null,null,null,null,null,null,null,null,null,null,null,null,null,null,"N","","","","","","","","","","",null,"56926|1"]
[null,40577,"American Mun Power-Ohio, Inc",57400,"Smithland Hydroelectric Plant","KY","Livingston","SG3","HY","U",25.3,25.3,25.3,"",11,2012,"WAT","","","","","","N",null,null,"S","","N","Electric Utility",1,null,null,null,null,null,null,null,null,null,null,null,null,null,null,null,null,null,null,null,null,"N","","","","","","","","","","",null,"57400|SG3"]
[null,54890,"Russell City Energy Company LLC",56467,"Russell City Energy Center","CA","Alameda","CTG2","CT","V",200,185,200,"",6,2006,"NG","","","","","","N",null,null,"S","","N","IPP Non-CHP",2,null,null,null,null,null,null,null,null,null,null,null,null,null,null,null,null,null,null,null,null,"N","","","","","","","","","","",null,"56467|CTG2"]
[null,56061,"Reedsport OPT Wave Park LLC",56906,"Reedsport OPT Wave Park","OR","Douglas","1","HB","L",1.5,1.5,1.5,"",12,2009,"WAT","","","","","","N",null,null,"S",10,"N","IPP Non-CHP",2,null,null,null,null,null,null,null,null,null,null,null,null,null,null,null,null,null,null,null,null,"","","","","","","","","","","",null,"56906|1"]
[null,56615,"First Solar Energy LLC",58466,"Mesa Solar Array","AZ","Maricopa","MSA1","PV","V",4,4,4,"",3,2013,"SUN","","","","","","N",null,null,"S","","N","IPP Non-CHP",2,null,null,null,null,null,null,null,null,null,null,null,null,null,null,null,null,null,null,null,null,"N","","","","","","","","","","",null,"58466|MSA1"]
[null,56640,"Rice Solar Energy LLC",57276,"Rice Solar Energy","CA","RIVERSIDE","RSE1","OT","L",170,150,150,"",10,2013,"SUN","","","","","","N",null,null,"S","","N","Commercial Non-CHP",4,null,null,null,null,null,null,null,null,null,null,null,null,null,null,null,null,null,null,null,null,"N","","","","","","","","","","",null,"57276|RSE1"]
[null,56941,"Meadow Lake Wind Farm V LLC",57628,"Meadow Lake Wind Farm V LLC","IN","White","GEN1","WT","L",100,100,100,"",10,2012,"WND","","","","","","N",null,null,"S",56,"N","IPP Non-CHP",2,null,null,null,null,null,null,null,null,null,null,null,null,null,null,null,null,null,null,null,null,"N","","","","","","","","","","",null,"57628|GEN1"]
[null,57379,"PPG - O&M Panda Sherman Power LLC",58005,"Panda Sherman Power Station","TX","Grayson","STG-1","CA","U",339.2,309,320,"",6,2014,"NG","","","","","","N",null,null,"S","","N","IPP Non-CHP",2,null,null,null,null,null,null,null,null,null,null,null,null,null,null,null,null,null,null,null,null,"N","","","","","","","","","","",null,"58005|STG-1"]
[null,57485,"Diamond State Generation Partners, LLC",58433,"Red Lion Energy Center","DE","New Castle","RED3","FC","U",3.7,3.7,3.7,"",8,2013,"NG","","","","","","N",null,null,"S","","N","IPP Non-CHP",2,null,null,null,null,null,null,null,null,null,null,null,null,null,null,null,null,null,null,null,null,"N","","","","","","","","","","",null,"58433|RED3"]
[null,58268,"Tulare PV I LLC",58308,"Lindsay Solar","CA","Tulare","3","PV","T",1.5,1.5,1.5,"",8,2013,"SUN","","","","","","N",null,null,"S",3,"N","IPP Non-CHP",2,null,null,null,null,null,null,null,null,null,null,null,null,null,null,null,null,null,null,null,null,"","","","","","","","","","","",null,"58308|3"]
[null,58324,"Moorings Farm LLC",58338,"Moorings Farm","NC","Wayne","1","PV","T",5,5,5,"",11,2013,"SUN","","","","","","N",null,null,"J",10,"N","IPP Non-CHP",2,null,null,null,null,null,null,null,null,null,null,null,null,null,null,null,null,null,null,null,null,"N","","","","","","","","","","",null,"58338|1"]
[null,58325,"New Bern Farm LLC",58339,"New Bern Farm","NC","Craven","1","PV","T",5,5,5,"",10,2013,"SUN","","","","","","N",null,null,"J",10,"N","IPP Non-CHP",2,null,null,null,null,null,null,null,null,null,null,null,null,null,null,null,null,null,null,null,null,"N","","","","","","","","","","",null,{"$f":"D22532&\"|\"&H22532","v":"58339|1"}]
[null,58326,"Roxboro Farm LLC",58340,"Roxboro Farm","NC","Person","1","PV","T",5,5,5,"",11,2013,"SUN","","","","","","N",null,null,"J",10,"N","IPP Non-CHP",2,null,null,null,null,null,null,null,null,null,null,null,null,null,null,null,null,null,null,null,null,"N","","","","","","","","","","",null,"58340|1"]
[null,58327,"White Cross Farm LLC",58341,"White Cross Farm","NC","Orange","1","PV","T",5,5,5,"",10,2013,"SUN","","","","","","N",null,null,"J",10,"N","IPP Non-CHP",2,null,null,null,null,null,null,null,null,null,null,null,null,null,null,null,null,null,null,null,null,"N","","","","","","","","","","",null,"58341|1"]
[null,58328,"Wilson Farm 1 LLC",58342,"Wilson Farm 1","NC","Wilson","1","PV","T",5,5,5,"",7,2013,"SUN","","","","","","N",null,null,"J",10,"N","IPP Non-CHP",2,null,null,null,null,null,null,null,null,null,null,null,null,null,null,null,null,null,null,null,null,"N","","","","","","","","","","",null,"58342|1"]
[null,58329,"Yanceyville Farm LLC",58343,"Yanceyville Farm","NC","Caswell","1","PV","T",5,5,5,"",11,2013,"SUN","","","","","","N",null,null,"J",10,"N","IPP Non-CHP",2,null,null,null,null,null,null,null,null,null,null,null,null,null,null,null,null,null,null,null,null,"N","","","","","","","","","","",null,"58343|1"]
[null,58330,"AM Best Farm",58344,"AM Best Farm","NC","Wayne","1","PV","T",5,5,5,"",6,2013,"SUN","","","","","","N",null,null,"W",10,"N","IPP Non-CHP",2,null,null,null,null,null,null,null,null,null,null,null,null,null,null,null,null,null,null,null,null,"N","","","","","","","","","","",null,"58344|1"]
[null,58331,"Mt Olive Farm 2 LLC",58345,"Mt Olive Farm 2","NC","Wayne","1","PV","T",5,5,5,"",4,2013,"SUN","","","","","","N",null,null,"W",10,"N","IPP Non-CHP",2,null,null,null,null,null,null,null,null,null,null,null,null,null,null,null,null,null,null,null,null,"N","","","","","","","","","","",null,"58345|1"]
[null,58332,"Dibrell Farm LLC",58346,"Dibrell Farm","NC","Rockingham","1","PV","T",5,5,5,"",4,2013,"SUN","","","","","","N",null,null,"W",10,"N","IPP Non-CHP",2,null,null,null,null,null,null,null,null,null,null,null,null,null,null,null,null,null,null,null,null,"N","","","","","","","","","","",null,"58346|1"]
[null,58333,"Rock Farm LLC",58347,"Rock Farm","NC","Richmond","1","PV","T",5,5,5,"",5,2013,"SUN","","","","","","N",null,null,"W",10,"N","IPP Non-CHP",2,null,null,null,null,null,null,null,null,null,null,null,null,null,null,null,null,null,null,null,null,"N","","","","","","","","","","",null,"58347|1"]
[null,58334,"Two Lines Farm LLC",58348,"Two Lines Farm","NC","Catawba","1","PV","T",5,5,5,"",3,2013,"SUN","","","","","","N",null,null,"W",10,"N","IPP Non-CHP",2,null,null,null,null,null,null,null,null,null,null,null,null,null,null,null,null,null,null,null,null,"N","","","","","","","","","","",null,"58348|1"]
[null,58335,"Bolton Farm LLC",58349,"Bolton Farm","NC","Warren","1","PV","T",5,5,5,"",8,2013,"SUN","","","","","","N",null,null,"W",10,"N","IPP Non-CHP",2,null,null,null,null,null,null,null,null,null,null,null,null,null,null,null,null,null,null,null,null,"N","","","","","","","","","","",null,"58349|1"]
[null,58336,"McCallum Farm LLC",58350,"McCallum Farm","NC","Robeson","1","PV","T",5,5,5,"",8,2013,"SUN","","","","","","N",null,null,"W",10,"N","IPP Non-CHP",2,null,null,null,null,null,null,null,null,null,null,null,null,null,null,null,null,null,null,null,null,"N","","","","","","","","","","",null,"58350|1"]
[null,58341,"Nippon Paper Industries USA",58352,"NPI USA Cogeneration Plant","WA","Clallam","G-11","ST","V",20,20,20,"",10,2013,"WDS","DFO","","","","","N",null,null,"S","","Y","Industrial CHP",7,null,null,null,null,null,null,null,null,null,null,null,null,null,null,null,null,null,null,null,null,"N","","","","","","","","","","",null,"58352|G-11"]
[null,58355,"SPS Atwell Island LLC",58366,"Atwell Island","CA","Tulare","1","PV","TS",20.2,20.2,20.2,"",3,2013,"SUN","","","","","","N",null,null,"W","","N","IPP Non-CHP",2,null,null,null,null,null,null,null,null,null,null,null,null,null,null,null,null,null,null,null,null,"N","","","","","","","","","","",null,"58366|1"]
[null,58358,"Light Beam Power Co LLC",58370,"Gridley Main","CA","Butte","GEN1","PV","U",1,1,1,"",3,2013,"SUN","","","","","","N",null,null,"S",5208,"N","IPP Non-CHP",2,null,null,null,null,null,null,null,null,null,null,null,null,null,null,null,null,null,null,null,null,"","","","","","","","","","","",null,"58370|GEN1"]
[null,58358,"Light Beam Power Co LLC",58371,"Gridley Main Two","CA","Butte","GEN1","PV","U",2.5,2.5,2.5,"",4,2013,"SUN","","","","","","N",null,null,"S",12376,"N","IPP Non-CHP",2,null,null,null,null,null,null,null,null,null,null,null,null,null,null,null,null,null,null,null,null,"","","","","","","","","","","",null,"58371|GEN1"]
[null,58361,"Triton College",58375,"Triton East and West Cogen","IL","Cook","5","IC","P",0.4,0.4,0.3,"",12,2014,"NG","","","","","","N",null,null,"S",0,"N","Commercial Non-CHP",4,null,null,null,null,null,null,null,null,null,null,null,null,null,null,null,null,null,null,null,null,"N","","","","","","","","","","",null,"58375|5"]
[null,58363,"Oakley Solar Project LLC",58376,"Oakley Solar Project","CA","Contra Costa","1","PV","V",1.5,1.5,1.5,"",5,2013,"SUN","","","","","","N",null,null,"S",3,"N","IPP Non-CHP",2,null,null,null,null,null,null,null,null,null,null,null,null,null,null,null,null,null,null,null,null,"","","","","","","","","","","",null,"58376|1"]
[null,58365,"Petra Nova Parish Holdings LLC",58378,"W.A. Parish Carbon Capture Plant","TX","Fort Bend","GT2","GT","U",102.7,74,88,"",6,2013,"NG","","","","","","N",null,null,"S","","N","IPP Non-CHP",2,null,null,null,null,null,null,null,null,null,null,null,null,null,null,null,null,null,null,null,null,"","","","","","","","","","","",null,"58378|GT2"]
[null,58366,"Toro Energy of California SLO",58379,"Cold Canyon 1","CA","San Luis Obispo","W3998","IC","TS",1.5,1.5,1.5,"",4,2013,"LFG","","","","","","N",null,null,"S","","N","IPP Non-CHP",2,null,null,null,null,null,null,null,null,null,null,null,null,null,null,null,null,null,null,null,null,"","","","","","","","","","","",null,"58379|W3998"]
[null,58368,"Doyon Utilities, LLC",58380,"JBER Landfill Gas Power Plant","AK","Anchorage","5","IC","U",2.2999999999999998,1.4,1.4,"",6,2013,"LFG","NG","","","","","Y",null,null,"S","","N","Commercial Non-CHP",4,null,null,null,null,null,null,null,null,null,null,null,null,null,null,null,null,null,null,null,null,"N","","","","","","","","","","",null,"58380|5"]
[null,58371,"NextEra Blythe Solar Energy Center, LLC",57273,"Blythe Solar Power Project","CA","Riverside","A","PV","L",125,125,125,"",12,2016,"SUN","","","","","","N",null,null,"S",63,"N","IPP Non-CHP",2,null,null,null,null,null,null,null,null,null,null,null,null,null,null,null,null,null,null,null,null,"N","","","","","","","","","","",null,"57273|A"]
[null,58371,"NextEra Blythe Solar Energy Center, LLC",57273,"Blythe Solar Power Project","CA","Riverside","B","PV","L",125,125,125,"",12,2016,"SUN","","","","","","N",null,null,"S",63,"N","IPP Non-CHP",2,null,null,null,null,null,null,null,null,null,null,null,null,null,null,null,null,null,null,null,null,"N","","","","","","","","","","",null,"57273|B"]
[null,58371,"NextEra Blythe Solar Energy Center, LLC",57273,"Blythe Solar Power Project","CA","Riverside","C","PV","L",125,125,125,"",12,2016,"SUN","","","","","","N",null,null,"S",63,"N","IPP Non-CHP",2,null,null,null,null,null,null,null,null,null,null,null,null,null,null,null,null,null,null,null,null,"N","","","","","","","","","","",null,"57273|C"]
[null,58371,"NextEra Blythe Solar Energy Center, LLC",57273,"Blythe Solar Power Project","CA","Riverside","D","PV","L",110,110,110,"",12,2016,"SUN","","","","","","N",null,null,"S",58,"N","IPP Non-CHP",2,null,null,null,null,null,null,null,null,null,null,null,null,null,null,null,null,null,null,null,null,"N","","","","","","","","","","",null,"57273|D"]
[null,58372,"Riverside Investments LLC",58384,"Fargo Drop","ID","Canyon","GEN1","HY","U",1.1000000000000001,1.1000000000000001,"","",4,2013,"WAT","","","","","","N",null,null,"S","","N","IPP Non-CHP",2,null,null,null,null,null,null,null,null,null,null,null,null,null,null,null,null,null,null,null,null,"","","","","","","","","","","",null,"58384|GEN1"]
[null,58373,"CU Solar LLC",58386,"CU Solar Plant","OH","Greene","CU","PV","V",1.8,1.8,1.8,"",4,2013,"SUN","","","","","","N",null,null,"S",4,"N","IPP Non-CHP",2,null,null,null,null,null,null,null,null,null,null,null,null,null,null,null,null,null,null,null,null,"N","","","","","","","","","","",null,"58386|CU"]
[null,58374,"CES Sterling LLC",58387,"CES Sterling LLC","MA","Worcester","1","PV","TS",2.4,2,2,"",1,2013,"SUN","","","","","","N",null,null,"S",4,"N","IPP Non-CHP",2,null,null,null,null,null,null,null,null,null,null,null,null,null,null,null,null,null,null,null,null,"N","","","","","","","","","","",null,"58387|1"]
[null,58376,"IND Solar Farm",58391,"IND Solar Farm 1st Phase","IN","Marion","1","PV","P",10,10,10,"",8,2013,"SUN","","","","","","N",null,null,"S",20,"N","IPP Non-CHP",2,null,null,null,null,null,null,null,null,null,null,null,null,null,null,null,null,null,null,null,null,"N","","","","","","","","","","",null,"58391|1"]
[null,58377,"MidAmerican Solar LLC",58388,"Solar Star 1","CA","Kern","AVS1","PV","T",318,310,310,"",10,2015,"SUN","","","","","","N",null,null,"S",424,"N","IPP Non-CHP",2,null,null,null,null,null,null,null,null,null,null,null,null,null,null,null,null,null,null,null,null,"N","","","","","","","","","","",null,"58388|AVS1"]
[null,58377,"MidAmerican Solar LLC",58389,"Solar Star 2","CA","Kern","AVS2","PV","T",279,276,276,"",10,2015,"SUN","","","","","","N",null,null,"S",224,"N","IPP Non-CHP",2,null,null,null,null,null,null,null,null,null,null,null,null,null,null,null,null,null,null,null,null,"N","","","","","","","","","","",null,"58389|AVS2"]
[null,58381,"Troutdale Energy Center LLC",58396,"Troutdale Energy Center","OR","Multnomah","PLGEN","CC","P",652,652,652,"",10,2016,"NG","","","","","","N",null,null,"S","","N","IPP Non-CHP",2,null,null,null,null,null,null,null,null,null,null,null,null,null,null,null,null,null,null,null,null,"","","","","","","","","","","",null,"58396|PLGEN"]
[null,58382,"Ameresco Johnson Canyon LLC",58397,"Ameresco Johnson Canyon","CA","Monterey","ENG1","IC","U",1.4,1.4,1.4,"",5,2013,"LFG","","","","","","N",null,null,"S","","N","IPP Non-CHP",2,null,null,null,null,null,null,null,null,null,null,null,null,null,null,null,null,null,null,null,null,"","","","","","","","","","","",null,"58397|ENG1"]
[null,58388,"Pantex (NNSA)",58404,"Pantex","TX","Potter","1","WT","U",11.5,11.5,11.5,"",6,2014,"WND","","","","","","N",null,null,"W",5,"N","Commercial Non-CHP",4,null,null,null,null,null,null,null,null,null,null,null,null,null,null,null,null,null,null,null,null,"","","","","","","","","","","",null,"58404|1"]
[null,58391,"Chilocco Wind Farm LLC",58406,"Chilocco Wind Farm","OK","Kay","1","WT","U",76.5,35.799999999999997,35.799999999999997,"",1,2014,"WND","","","","","","N",null,null,"S",45,"N","IPP Non-CHP",2,null,null,null,null,null,null,null,null,null,null,null,null,null,null,null,null,null,null,null,null,"","","","","","","","","","","",null,"58406|1"]
[null,58391,"Chilocco Wind Farm LLC",58406,"Chilocco Wind Farm","OK","Kay","2","WT","U",76.5,35.799999999999997,35.799999999999997,"",1,2014,"WND","","","","","","N",null,null,"S",45,"N","IPP Non-CHP",2,null,null,null,null,null,null,null,null,null,null,null,null,null,null,null,null,null,null,null,null,"","","","","","","","","","","",null,"58406|2"]
[null,58409,"Future Power PA",58409,"Good Spring NGCC","PA","Schuylkill","GT1","CC","P",225,225,225,"",6,2016,"NG","","","","","","N",null,null,"S","","Y","IPP CHP",3,null,null,null,null,null,null,null,null,null,null,null,null,null,null,null,null,null,null,null,null,"","","","","","","","","","","",null,"58409|GT1"]
[null,58409,"Future Power PA",58409,"Good Spring NGCC","PA","Schuylkill","HRSG1","CC","P",108,108,108,"",6,2016,"NG","","","","","","N",null,null,"S","","Y","IPP CHP",3,null,null,null,null,null,null,null,null,null,null,null,null,null,null,null,null,null,null,null,null,"","","","","","","","","","","",null,"58409|HRSG1"]
[null,58411,"Agincourt Solar Project",58415,"Agincourt Solar Project","CA","San Bernardino","1","PV","P",10,10,10,"",12,2014,"SUN","","","","","","N",null,null,"S","","N","IPP Non-CHP",2,null,null,null,null,null,null,null,null,null,null,null,null,null,null,null,null,null,null,null,null,"N","","","","","","","","","","",null,"58415|1"]
[null,58412,"Headwaters Wind Farm LLC",58416,"Headwaters Wind Farm LLC","IN","Randolph","1","WT","P",100,100,100,"",12,2014,"WND","","","","","","N",null,null,"S",55,"N","IPP Non-CHP",2,null,null,null,null,null,null,null,null,null,null,null,null,null,null,null,null,null,null,null,null,"N","","","","","","","","","","",null,"58416|1"]
[null,58413,"Marathon Solar Project",58417,"Marathon Solar Project","CA","San Bernardino","CP1","PV","P",20,20,20,"",12,2014,"SUN","","","","","","N",null,null,"S","","N","IPP Non-CHP",2,null,null,null,null,null,null,null,null,null,null,null,null,null,null,null,null,null,null,null,null,"N","","","","","","","","","","",null,"58417|CP1"]
[null,58414,"Victor Dry Farm Ranch",58418,"Victor Dry Farm Ranch A","CA","San Bernardino","1","PV","L",5,5,5,"",12,2013,"SUN","","","","","","N",null,null,"W",5,"N","IPP Non-CHP",2,null,null,null,null,null,null,null,null,null,null,null,null,null,null,null,null,null,null,null,null,"N","","","","","","","","","","",null,"58418|1"]
[null,58414,"Victor Dry Farm Ranch",58419,"Victor Dry Farm Ranch B","CA","San Bernadino","1","PV","L",5,5,5,"",12,2013,"SUN","","","","","","N",null,null,"W",5,"N","IPP Non-CHP",2,null,null,null,null,null,null,null,null,null,null,null,null,null,null,null,null,null,null,null,null,"N","","","","","","","","","","",null,"58419|1"]
[null,58417,"Moxie Liberty LLC",58420,"Moxie Liberty Generation Plant","PA","Bradford","GEN1","CC","T",435,382.5,425,"",12,2015,"NG","","","","","","N",null,null,"S","","N","IPP Non-CHP",2,null,null,null,null,null,null,null,null,null,null,null,null,null,null,null,null,null,null,null,null,"N","","","","","","","","","","",null,"58420|GEN1"]
[null,58417,"Moxie Liberty LLC",58420,"Moxie Liberty Generation Plant","PA","Bradford","GEN2","CC","T",435,382.5,425,"",2,2016,"NG","","","","","","N",null,null,"S","","N","IPP Non-CHP",2,null,null,null,null,null,null,null,null,null,null,null,null,null,null,null,null,null,null,null,null,"N","","","","","","","","","","",null,"58420|GEN2"]
[null,58418,"State Fair Community College",58421,"Missouri Center for Waste to Energy","MO","Pettis","320","IC","U",1,1,1,"",10,2012,"LFG","","","","","","N",null,null,"S","","N","IPP Non-CHP",2,null,null,null,null,null,null,null,null,null,null,null,null,null,null,null,null,null,null,null,null,"N","","","","","","","","","","",null,"58421|320"]
[null,58418,"State Fair Community College",58421,"Missouri Center for Waste to Energy","MO","Pettis","420","IC","U",1.4,1.4,1.4,"",10,2012,"LFG","","","","","","N",null,null,"W","","N","IPP Non-CHP",2,null,null,null,null,null,null,null,null,null,null,null,null,null,null,null,null,null,null,null,null,"N","","","","","","","","","","",null,"58421|420"]
[null,58421,"Moxie Patriot LLC",58426,"Moxie Patriot Generation Plant","PA","Lycoming","GEN1","CC","T",435,382.5,425,"",3,2016,"NG","","","","","","N",null,null,"S","","N","IPP Non-CHP",2,null,null,null,null,null,null,null,null,null,null,null,null,null,null,null,null,null,null,null,null,"N","","","","","","","","","","",null,"58426|GEN1"]
[null,58421,"Moxie Patriot LLC",58426,"Moxie Patriot Generation Plant","PA","Lycoming","GEN2","CC","T",435,382.5,425,"",5,2016,"NG","","","","","","N",null,null,"S","","N","IPP Non-CHP",2,null,null,null,null,null,null,null,null,null,null,null,null,null,null,null,null,null,null,null,null,"N","","","","","","","","","","",null,"58426|GEN2"]
[null,58426,"Sunshine Gas Producers LLC",58429,"Sunshine Gas Producers","CA","Los Angeles","1","GT","T",4.5999999999999996,4,4,"",2,2014,"LFG","","","","","","N",null,null,"S","","N","IPP Non-CHP",2,null,null,null,null,null,null,null,null,null,null,null,null,null,null,null,null,null,null,null,null,"N","","","","","","","","","","",null,"58429|1"]
[null,58426,"Sunshine Gas Producers LLC",58429,"Sunshine Gas Producers","CA","Los Angeles","2","GT","T",4.5999999999999996,4,4,"",2,2014,"LFG","","","","","","N",null,null,"S","","N","IPP Non-CHP",2,null,null,null,null,null,null,null,null,null,null,null,null,null,null,null,null,null,null,null,null,"N","","","","","","","","","","",null,"58429|2"]
[null,58426,"Sunshine Gas Producers LLC",58429,"Sunshine Gas Producers","CA","Los Angeles","3","GT","T",4.5999999999999996,4,4,"",2,2014,"LFG","","","","","","N",null,null,"S","","N","IPP Non-CHP",2,null,null,null,null,null,null,null,null,null,null,null,null,null,null,null,null,null,null,null,null,"N","","","","","","","","","","",null,"58429|3"]
[null,58426,"Sunshine Gas Producers LLC",58429,"Sunshine Gas Producers","CA","Los Angeles","4","GT","T",4.5999999999999996,4,4,"",2,2014,"LFG","","","","","","N",null,null,"S","","N","IPP Non-CHP",2,null,null,null,null,null,null,null,null,null,null,null,null,null,null,null,null,null,null,null,null,"N","","","","","","","","","","",null,"58429|4"]
[null,58426,"Sunshine Gas Producers LLC",58429,"Sunshine Gas Producers","CA","Los Angeles","5","GT","T",4.5999999999999996,4,4,"",2,2014,"LFG","","","","","","N",null,null,"S","","N","IPP Non-CHP",2,null,null,null,null,null,null,null,null,null,null,null,null,null,null,null,null,null,null,null,null,"N","","","","","","","","","","",null,"58429|5"]
[null,58427,"Centinela Solar Energy LLC",58430,"Centinela Solar Energy","CA","Imerial County","CSE1","PV","V",34.200000000000003,33.4,33.4,"",7,2013,"SUN","","","","","","N",null,null,"S",68,"N","IPP Non-CHP",2,null,null,null,null,null,null,null,null,null,null,null,null,null,null,null,null,null,null,null,null,"","","","","","","","","","","",null,"58430|CSE1"]
[null,58427,"Centinela Solar Energy LLC",58430,"Centinela Solar Energy","CA","Imerial County","CSE2","PV","V",26.6,25.6,25.6,"",9,2013,"SUN","","","","","","N",null,null,"S",24,"N","IPP Non-CHP",2,null,null,null,null,null,null,null,null,null,null,null,null,null,null,null,null,null,null,null,null,"","","","","","","","","","","",null,"58430|CSE2"]
[null,58427,"Centinela Solar Energy LLC",58430,"Centinela Solar Energy","CA","Imerial County","CSE3","PV","V",34.200000000000003,33.4,33.4,"",10,2013,"SUN","","","","","","N",null,null,"S","","N","IPP Non-CHP",2,null,null,null,null,null,null,null,null,null,null,null,null,null,null,null,null,null,null,null,null,"","","","","","","","","","","",null,"58430|CSE3"]
[null,58427,"Centinela Solar Energy LLC",58430,"Centinela Solar Energy","CA","Imerial County","CSE4","PV","U",34.200000000000003,33.4,33.4,"",12,2013,"SUN","","","","","","N",null,null,"S","","N","IPP Non-CHP",2,null,null,null,null,null,null,null,null,null,null,null,null,null,null,null,null,null,null,null,null,"","","","","","","","","","","",null,"58430|CSE4"]
[null,58427,"Centinela Solar Energy LLC",58430,"Centinela Solar Energy","CA","Imerial County","CSE5","PV","U",19,18.600000000000001,186,"",3,2014,"SUN","","","","","","N",null,null,"S","","N","IPP Non-CHP",2,null,null,null,null,null,null,null,null,null,null,null,null,null,null,null,null,null,null,null,null,"","","","","","","","","","","",null,"58430|CSE5"]
[null,58427,"Centinela Solar Energy LLC",58430,"Centinela Solar Energy","CA","Imerial County","CSE6","PV","U",26.6,25.6,25.6,"",4,2014,"SUN","","","","","","N",null,null,"S","","N","IPP Non-CHP",2,null,null,null,null,null,null,null,null,null,null,null,null,null,null,null,null,null,null,null,null,"","","","","","","","","","","",null,"58430|CSE6"]
[null,58429,"Houweling's Tomatoes",58432,"Houweling Nurseries","CA","Ventura","COG3","IC","U",4.4000000000000004,4.4000000000000004,4.4000000000000004,"",12,2012,"NG","","","","","","N",null,null,"S","","Y","IPP CHP",3,null,null,null,null,null,null,null,null,null,null,null,null,null,null,null,null,null,null,null,null,"N","","","","","","","","","","",null,"58432|COG3"]
[null,58431,"Ameresco Vasco Road, LLC",58435,"Ameresco Vasco Road","CA","Almeda","ENG1","IC","U",2.2000000000000002,2.1,2.1,"",3,2014,"LFG","","","","","","N",null,null,"S","","N","IPP Non-CHP",2,null,null,null,null,null,null,null,null,null,null,null,null,null,null,null,null,null,null,null,null,"N","","","","","","","","","","",null,"58435|ENG1"]
[null,58431,"Ameresco Vasco Road, LLC",58435,"Ameresco Vasco Road","CA","Almeda","ENG2","IC","U",2.2000000000000002,2.1,2.1,"",3,2014,"LFG","","","","","","N",null,null,"S","","N","IPP Non-CHP",2,null,null,null,null,null,null,null,null,null,null,null,null,null,null,null,null,null,null,null,null,"N","","","","","","","","","","",null,"58435|ENG2"]
[null,58432,"Ameresco San Joaquin, LLC",58436,"Ameresco San Joaquin","CA","San Joaquin","ENG1","IC","U",2.2000000000000002,2.1,2.1,"",3,2014,"LFG","","","","","","N",null,null,"S","","N","IPP Non-CHP",2,null,null,null,null,null,null,null,null,null,null,null,null,null,null,null,null,null,null,null,null,"N","","","","","","","","","","",null,"58436|ENG1"]
[null,58432,"Ameresco San Joaquin, LLC",58436,"Ameresco San Joaquin","CA","San Joaquin","ENG2","IC","U",2.2000000000000002,2.1,2.1,"",3,2014,"LFG","","","","","","N",null,null,"S","","N","IPP Non-CHP",2,null,null,null,null,null,null,null,null,null,null,null,null,null,null,null,null,null,null,null,null,"N","","","","","","","","","","",null,{"$f":"D22596&\"|\"&H22596","v":"58436|ENG2"}]
[null,58433,"Ameresco Forward, LLC",58437,"Ameresco Forward","CA","San Joaquin","ENG1","IC","U",2.2000000000000002,2.1,2.1,"",1,2014,"LFG","","","","","","N",null,null,"S","","N","IPP Non-CHP",2,null,null,null,null,null,null,null,null,null,null,null,null,null,null,null,null,null,null,null,null,"N","","","","","","","","","","",null,"58437|ENG1"]
[null,58433,"Ameresco Forward, LLC",58437,"Ameresco Forward","CA","San Joaquin","ENG2","IC","U",2.2000000000000002,2.1,2.1,"",1,2014,"LFG","","","","","","N",null,null,"S","","N","IPP Non-CHP",2,null,null,null,null,null,null,null,null,null,null,null,null,null,null,null,null,null,null,null,null,"N","","","","","","","","","","",null,"58437|ENG2"]
[null,58436,"ClearEdge Power",58440,"CBS Studio Center","CA","Los Angeles","9560","FC","V",0.4,0.4,0.4,"",7,2013,"NG","","","","","","N",null,null,"S","","N","Commercial Non-CHP",4,null,null,null,null,null,null,null,null,null,null,null,null,null,null,null,null,null,null,null,null,"","","","","","","","","","","",null,"58440|9560"]
[null,58436,"ClearEdge Power",58440,"CBS Studio Center","CA","Los Angeles","9580","FC","V",0.4,0.4,0.4,"",7,2013,"NG","","","","","","N",null,null,"S","","N","Commercial Non-CHP",4,null,null,null,null,null,null,null,null,null,null,null,null,null,null,null,null,null,null,null,null,"","","","","","","","","","","",null,"58440|9580"]
[null,58436,"ClearEdge Power",58440,"CBS Studio Center","CA","Los Angeles","9581","FC","V",0.4,0.4,0.4,"",7,2013,"NG","","","","","","N",null,null,"S","","N","Commercial Non-CHP",4,null,null,null,null,null,null,null,null,null,null,null,null,null,null,null,null,null,null,null,null,"","","","","","","","","","","",null,"58440|9581"]
[null,58436,"ClearEdge Power",58440,"CBS Studio Center","CA","Los Angeles","9583","FC","V",0.4,0.4,0.4,"",7,2013,"NG","","","","","","N",null,null,"S","","N","Commercial Non-CHP",4,null,null,null,null,null,null,null,null,null,null,null,null,null,null,null,null,null,null,null,null,"","","","","","","","","","","",null,"58440|9583"]
[null,58436,"ClearEdge Power",58440,"CBS Studio Center","CA","Los Angeles","9585","FC","V",0.4,0.4,0.4,"",7,2013,"NG","","","","","","N",null,null,"S","","N","Commercial Non-CHP",4,null,null,null,null,null,null,null,null,null,null,null,null,null,null,null,null,null,null,null,null,"","","","","","","","","","","",null,"58440|9585"]
[null,58436,"ClearEdge Power",58440,"CBS Studio Center","CA","Los Angeles","9587","FC","V",0.4,0.4,0.4,"",7,2013,"NG","","","","","","N",null,null,"S","","N","Commercial Non-CHP",4,null,null,null,null,null,null,null,null,null,null,null,null,null,null,null,null,null,null,null,null,"","","","","","","","","","","",null,"58440|9587"]
[null,58440,"CD US Solar MT 2 LLC",58445,"Arrache 4006","CA","Los Angeles","1","PV","V",1,1,1,"",2,2013,"SUN","","","","","","N",null,null,"W",2,"N","IPP Non-CHP",2,null,null,null,null,null,null,null,null,null,null,null,null,null,null,null,null,null,null,null,null,"N","","","","","","","","","","",null,"58445|1"]
[null,58440,"CD US Solar MT 2 LLC",58445,"Arrache 4006","CA","Los Angeles","2","PV","V",1,1,1,"",2,2013,"SUN","","","","","","N",null,null,"W","","N","IPP Non-CHP",2,null,null,null,null,null,null,null,null,null,null,null,null,null,null,null,null,null,null,null,null,"N","","","","","","","","","","",null,"58445|2"]
[null,58440,"CD US Solar MT 2 LLC",58446,"Arrache 4013","CA","Los Angeles","1","PV","V",1.5,1.5,1.5,"",2,2013,"SUN","","","","","","N",null,null,"W","","N","IPP Non-CHP",2,null,null,null,null,null,null,null,null,null,null,null,null,null,null,null,null,null,null,null,null,"N","","","","","","","","","","",null,"58446|1"]
[null,58440,"CD US Solar MT 2 LLC",58447,"Arrache 8083","CA","Los Angeles","1","PV","V",1.5,1.5,1.5,"",2,2013,"SUN","","","","","","N",null,null,"W",3,"N","IPP Non-CHP",2,null,null,null,null,null,null,null,null,null,null,null,null,null,null,null,null,null,null,null,null,"N","","","","","","","","","","",null,"58447|1"]
[null,58440,"CD US Solar MT 2 LLC",58447,"Arrache 8083","CA","Los Angeles","2","PV","V",1.5,1.5,1.5,"",2,2013,"SUN","","","","","","N",null,null,"W","","N","IPP Non-CHP",2,null,null,null,null,null,null,null,null,null,null,null,null,null,null,null,null,null,null,null,null,"N","","","","","","","","","","",null,"58447|2"]
[null,58440,"CD US Solar MT 2 LLC",58447,"Arrache 8083","CA","Los Angeles","3","PV","V",1,1,1,"",2,2013,"SUN","","","","","","N",null,null,"W","","N","IPP Non-CHP",2,null,null,null,null,null,null,null,null,null,null,null,null,null,null,null,null,null,null,null,null,"N","","","","","","","","","","",null,"58447|3"]
[null,58440,"CD US Solar MT 2 LLC",58448,"Nunn","CA","San Bernardino","1","PV","V",1,1,1,"",2,2013,"SUN","","","","","","N",null,null,"W","","N","IPP Non-CHP",2,null,null,null,null,null,null,null,null,null,null,null,null,null,null,null,null,null,null,null,null,"N","","","","","","","","","","",null,"58448|1"]
[null,58440,"CD US Solar MT 2 LLC",58449,"Rutan","CA","Los Angeles","1","PV","V",1.5,1.5,1.5,"",2,2013,"SUN","","","","","","N",null,null,"W","","N","IPP Non-CHP",2,null,null,null,null,null,null,null,null,null,null,null,null,null,null,null,null,null,null,null,null,"N","","","","","","","","","","",null,"58449|1"]
[null,58440,"CD US Solar MT 2 LLC",58449,"Rutan","CA","Los Angeles","2","PV","V",1.5,1.5,1.5,"",2,2013,"SUN","","","","","","N",null,null,"W","","N","IPP Non-CHP",2,null,null,null,null,null,null,null,null,null,null,null,null,null,null,null,null,null,null,null,null,"N","","","","","","","","","","",null,"58449|2"]
[null,58440,"CD US Solar MT 2 LLC",58449,"Rutan","CA","Los Angeles","3","PV","V",1,1,1,"",2,2013,"SUN","","","","","","N",null,null,"W","","N","IPP Non-CHP",2,null,null,null,null,null,null,null,null,null,null,null,null,null,null,null,null,null,null,null,null,"","","","","","","","","","","",null,"58449|3"]
[null,58440,"CD US Solar MT 2 LLC",58450,"Vinam","CA","Los Angeles","1","PV","V",1.5,1.5,1.5,"",2,2013,"SUN","","","","","","N",null,null,"W","","N","IPP Non-CHP",2,null,null,null,null,null,null,null,null,null,null,null,null,null,null,null,null,null,null,null,null,"N","","","","","","","","","","",null,"58450|1"]
[null,58440,"CD US Solar MT 2 LLC",58451,"Ma","CA","Los Angeles","1","PV","V",1.5,1.5,1.5,"",2,2013,"SUN","","","","","","N",null,null,"W","","N","IPP Non-CHP",2,null,null,null,null,null,null,null,null,null,null,null,null,null,null,null,null,null,null,null,null,"N","","","","","","","","","","",null,"58451|1"]
[null,58440,"CD US Solar MT 2 LLC",58452,"Horn","CA","Los Angeles","1","PV","V",1.5,1.5,1.5,"",2,2013,"SUN","","","","","","N",null,null,"W","","N","IPP Non-CHP",2,null,null,null,null,null,null,null,null,null,null,null,null,null,null,null,null,null,null,null,null,"N","","","","","","","","","","",null,"58452|1"]
[null,58440,"CD US Solar MT 2 LLC",58454,"Watts 3115","CA","San Bernardino","1","PV","V",1.5,1.5,1.5,"",2,2013,"SUN","","","","","","N",null,null,"W","","N","IPP Non-CHP",2,null,null,null,null,null,null,null,null,null,null,null,null,null,null,null,null,null,null,null,null,"","","","","","","","","","","",null,"58454|1"]
[null,58440,"CD US Solar MT 2 LLC",58454,"Watts 3115","CA","San Bernardino","2","PV","V",0.5,0.5,0.5,"",2,2013,"SUN","","","","","","N",null,null,"W","","N","IPP Non-CHP",2,null,null,null,null,null,null,null,null,null,null,null,null,null,null,null,null,null,null,null,null,"","","","","","","","","","","",null,"58454|2"]
[null,58443,"EBD Hydro LLC",58455,"45 Mile Hydroelectric Project","OR","Jefferson","0001","HY","U",1,1,1,"",4,2014,"WAT","","","","","","N",null,null,"S","","N","IPP Non-CHP",2,null,null,null,null,null,null,null,null,null,null,null,null,null,null,null,null,null,null,null,null,"N","","","","","","","","","","",null,"58455|0001"]
[null,58443,"EBD Hydro LLC",58455,"45 Mile Hydroelectric Project","OR","Jefferson","0002","HY","U",1,1,1,"",4,2014,"WAT","","","","","","N",null,null,"S","","N","IPP Non-CHP",2,null,null,null,null,null,null,null,null,null,null,null,null,null,null,null,null,null,null,null,null,"N","","","","","","","","","","",null,"58455|0002"]
[null,58443,"EBD Hydro LLC",58455,"45 Mile Hydroelectric Project","OR","Jefferson","0003","HY","U",1,1,1,"",4,2014,"WAT","","","","","","N",null,null,"S","","N","IPP Non-CHP",2,null,null,null,null,null,null,null,null,null,null,null,null,null,null,null,null,null,null,null,null,"N","","","","","","","","","","",null,"58455|0003"]
[null,58451,"McCoy Solar, LLC",58462,"McCoy Solar Energy Project","CA","Riverside","1","PV","L",250,250,250,"",11,2016,"SUN","","","","","","N",null,null,"S",438,"N","IPP Non-CHP",2,null,null,null,null,null,null,null,null,null,null,null,null,null,null,null,null,null,null,null,null,"N","","","","","","","","","","",null,"58462|1"]
[null,58461,"Buffalo Dunes Wind Project LLC",58474,"Buffalo Dunes Wind Project","KS","Haskell","GE1","WT","U",249.8,249.8,249.8,"",12,2013,"WND","","","","","","N",null,null,"S",135,"N","IPP Non-CHP",2,null,null,null,null,null,null,null,null,null,null,null,null,null,null,null,null,null,null,null,null,"","","","","","","","","","","",null,"58474|GE1"]
[null,58462,"Battery Utility of Ohio LLC",58475,"Battery Utility of Ohio","OH","Delaware","BOU","BA","U",4,4,4,"",2,2014,"MWH","","","","","","N",null,null,"S","","N","IPP Non-CHP",2,null,null,null,null,null,null,null,null,null,null,null,null,null,null,null,null,null,null,null,null,"N","","","","","","","","","","",null,"58475|BOU"]
[null,58464,"City of Las Vegas",58477,"Las Vegas WPCF Solar Plant","NV","Clark","1","PV","V",3.3,3.3,3.3,"",6,2013,"SUN","","","","","","N",null,null,"S","","N","IPP Non-CHP",2,null,null,null,null,null,null,null,null,null,null,null,null,null,null,null,null,null,null,null,null,"","","","","","","","","","","",null,"58477|1"]
[null,58465,"Green States Energy, Inc.",58479,"SEV NM Phase 2","NM","Chaves","NMP2","PV","U",2.5,1.4,1.1000000000000001,"",6,2013,"SUN","","","","","","N",null,null,"S","","N","IPP Non-CHP",2,null,null,null,null,null,null,null,null,null,null,null,null,null,null,null,null,null,null,null,null,"N","","","","","","","","","","",null,"58479|NMP2"]
[null,58468,"Azalea Solar, LLC",58482,"Azalea Solar Power Facility","GA","Washington","1","PV","U",7.7,7.7,7.7,"",12,2013,"SUN","","","","","","N",null,null,"W","","N","IPP Non-CHP",2,null,null,null,null,null,null,null,null,null,null,null,null,null,null,null,null,null,null,null,null,"N","","","","","","","","","","",null,"58482|1"]
[null,58473,"NVT LICENSES, LLC",58488,"Bryan Solar, LLC","TX","Presidio","1","PV","U",10,10,10,"",6,2013,"SUN","","","","","","N",null,null,"W","","N","IPP Non-CHP",2,null,null,null,null,null,null,null,null,null,null,null,null,null,null,null,null,null,null,null,null,"N","","","","","","","","","","",null,"58488|1"]
[null,58473,"NVT LICENSES, LLC",58490,"Spectrum Solar PV Power Project","NV","Clark","1","PV","U",30,30,30,"",9,2013,"SUN","","","","","","N",null,null,"W","","N","IPP Non-CHP",2,null,null,null,null,null,null,null,null,null,null,null,null,null,null,null,null,null,null,null,null,"N","","","","","","","","","","",null,"58490|1"]
[null,58478,"RE Rosamond One LLC",58498,"Rosamond One","CA","Kern","RONE","PV","T",20,20,20,"",12,2013,"SUN","","","","","","N",null,null,"S",25,"N","IPP Non-CHP",2,null,null,null,null,null,null,null,null,null,null,null,null,null,null,null,null,null,null,null,null,"N","","","","","","","","","","",null,"58498|RONE"]
[null,58479,"RE Rosamond Two LLC",58499,"Rosamond Two","CA","Kern","RTWO","PV","T",20,20,20,"",12,2013,"SUN","","","","","","N",null,null,"S",25,"N","IPP Non-CHP",2,null,null,null,null,null,null,null,null,null,null,null,null,null,null,null,null,null,null,null,null,"N","","","","","","","","","","",null,"58499|RTWO"]
[null,58480,"RE Rio Grande, LLC",58500,"Rio Grande","CA","Kern","RIO","PV","T",5,5,5,"",11,2013,"SUN","","","","","","N",null,null,"S",10,"N","IPP Non-CHP",2,null,null,null,null,null,null,null,null,null,null,null,null,null,null,null,null,null,null,null,null,"N","","","","","","","","","","",null,"58500|RIO"]
[null,58481,"RE Gillespie 1 LLC",58501,"Gillespie 1","AZ","Maricopa","GILL1","PV","T",15,15,15,"",10,2013,"SUN","","","","","","N",null,null,"S",16,"N","IPP Non-CHP",2,null,null,null,null,null,null,null,null,null,null,null,null,null,null,null,null,null,null,null,null,"N","","","","","","","","","","",null,"58501|GILL1"]
[null,58482,"RE Columbia 3 LLC",58502,"Columbia 3","CA","Kern","COL3","PV","T",10,10,10,"",12,2013,"SUN","","","","","","N",null,null,"S",20,"N","IPP Non-CHP",2,null,null,null,null,null,null,null,null,null,null,null,null,null,null,null,null,null,null,null,null,"N","","","","","","","","","","",null,"58502|COL3"]
[null,58485,"Rutgers, The State University of NJ",58505,"Livingston Solar Canopies","NJ","Middlesex","LVSC","PV","TS",6.6,6.4,3.2,"",1,2013,"SUN","","","","","","N",null,null,"W","","N","Commercial Non-CHP",4,null,null,null,null,null,null,null,null,null,null,null,null,null,null,null,null,null,null,null,null,"N","","","","","","","","","","",null,"58505|LVSC"]
[null,58488,"Alaska Environmental Power",58511,"Delta Wind Farm","AK","Delta Junction","EWT2","WT","V",0.9,0.9,0.9,"",9,2013,"WND","","","","","","N",null,null,"S",1,"N","IPP Non-CHP",2,null,null,null,null,null,null,null,null,null,null,null,null,null,null,null,null,null,null,null,null,"","","","","","","","","","","",null,"58511|EWT2"]
[null,58489,"OCI Solar Power",58536,"Cornerstone Power Holmdel LLC","NJ","Monmouth","1","PV","V",3,3,3,"",5,2013,"SUN","","","","","","N",null,null,"S","","N","IPP Non-CHP",2,null,null,null,null,null,null,null,null,null,null,null,null,null,null,null,null,null,null,null,null,"N","","","","","","","","","","",null,"58536|1"]
[null,58489,"OCI Solar Power",58537,"OCI Alamo Solar I","TX","Bexar","1","PV","U",40.700000000000003,40.700000000000003,40.700000000000003,"",12,2013,"SUN","","","","","","N",null,null,"S",74,"N","IPP Non-CHP",2,null,null,null,null,null,null,null,null,null,null,null,null,null,null,null,null,null,null,null,null,"N","","","","","","","","","","",null,"58537|1"]
[null,58492,"Chattanooga Metropolitan Airport",58515,"Chattanooga Metropolitan Airport Solar","TN","Hamilton","GEN2","PV","P",1.1000000000000001,0.8,0.4,"",5,2013,"SUN","","","","","","N",null,null,"S","","N","Commercial Non-CHP",4,null,null,null,null,null,null,null,null,null,null,null,null,null,null,null,null,null,null,null,null,"N","","","","","","","","","","",null,"58515|GEN2"]
[null,58494,"WSACC",58518,"WSACC Power Generation Facility","NC","Cabarrus","1","ST","V",1.9,0.8,0.8,"",6,2014,"SLW","","","","","","N",null,null,"S","","N","IPP Non-CHP",2,null,null,null,null,null,null,null,null,null,null,null,null,null,null,null,null,null,null,null,null,"N","","","","","","","","","","",null,"58518|1"]
[null,58498,"F H Stoltze Land & Lumber Co",58523,"Stoltze CoGen1","MT","Flathead","STL2","ST","TS",3.8,3.8,3.8,"",10,2013,"WDS","","","","","","N",null,null,"S","","N","Industrial Non-CHP",6,null,null,null,null,null,null,null,null,null,null,null,null,null,null,null,null,null,null,null,null,"N","","","","","","","","","","",null,"58523|STL2"]
[null,58502,"Uwharrie Mountain Renewable Energy, LLC",58526,"Uwharrie Mountain Renewable","NC","Montgomery","1","IC","U",1.6,1.6,1.6,"",4,2014,"LFG","","","","","","N",null,null,"S","","N","","",null,null,null,null,null,null,null,null,null,null,null,null,null,null,null,null,null,null,null,null,"N","","","","","","","","","","",null,"58526|1"]
[null,58502,"Uwharrie Mountain Renewable Energy, LLC",58526,"Uwharrie Mountain Renewable","NC","Montgomery","2","IC","U",1.6,1.6,1.6,"",4,2014,"LFG","","","","","","N",null,null,"S","","N","","",null,null,null,null,null,null,null,null,null,null,null,null,null,null,null,null,null,null,null,null,"N","","","","","","","","","","",null,"58526|2"]
[null,58502,"Uwharrie Mountain Renewable Energy, LLC",58526,"Uwharrie Mountain Renewable","NC","Montgomery","3","IC","U",1.6,1.6,1.6,"",4,2014,"LFG","","","","","","N",null,null,"S","","N","","",null,null,null,null,null,null,null,null,null,null,null,null,null,null,null,null,null,null,null,null,"N","","","","","","","","","","",null,"58526|3"]
[null,58502,"Uwharrie Mountain Renewable Energy, LLC",58526,"Uwharrie Mountain Renewable","NC","Montgomery","4","IC","U",1.6,1.6,1.6,"",4,2014,"LFG","","","","","","N",null,null,"S","","N","","",null,null,null,null,null,null,null,null,null,null,null,null,null,null,null,null,null,null,null,null,"N","","","","","","","","","","",null,"58526|4"]
[null,58502,"Uwharrie Mountain Renewable Energy, LLC",58526,"Uwharrie Mountain Renewable","NC","Montgomery","5","IC","U",1.6,1.6,1.6,"",4,2014,"LFG","","","","","","N",null,null,"S","","N","","",null,null,null,null,null,null,null,null,null,null,null,null,null,null,null,null,null,null,null,null,"N","","","","","","","","","","",null,"58526|5"]
[null,58502,"Uwharrie Mountain Renewable Energy, LLC",58526,"Uwharrie Mountain Renewable","NC","Montgomery","6","IC","U",1.6,1.6,1.6,"",4,2014,"LFG","","","","","","N",null,null,"S","","N","","",null,null,null,null,null,null,null,null,null,null,null,null,null,null,null,null,null,null,null,null,"N","","","","","","","","","","",null,"58526|6"]
[null,58503,"Garnet Solar Power Station 1 LLC",58528,"Garnet Solar Power Station 1 LLC","CA","Riverside","WDT44","PV","T",4,4,4,"",8,2014,"SUN","","","","","","N",null,null,"S",8,"N","IPP Non-CHP",2,null,null,null,null,null,null,null,null,null,null,null,null,null,null,null,null,null,null,null,null,"","","","","","","","","","","",null,"58528|WDT44"]
[null,58504,"North Carolina Solar II, LLC",58531,"North Carolina Solar Bethea I","NC","Scotland","P22A","PV","V",0.5,0.5,0.5,"",2,2013,"SUN","","","","","","N",null,null,"S",1,"N","IPP Non-CHP",2,null,null,null,null,null,null,null,null,null,null,null,null,null,null,null,null,null,null,null,null,"N","","","","","","","","","","",null,"58531|P22A"]
[null,58504,"North Carolina Solar II, LLC",58531,"North Carolina Solar Bethea I","NC","Scotland","P22B","PV","V",0.5,0.5,0.5,"",2,2013,"SUN","","","","","","N",null,null,"S",1,"N","IPP Non-CHP",2,null,null,null,null,null,null,null,null,null,null,null,null,null,null,null,null,null,null,null,null,"N","","","","","","","","","","",null,"58531|P22B"]
[null,58504,"North Carolina Solar II, LLC",58532,"North Carolina Solar Bethea II","NC","Scotland","P22C","PV","V",0.5,0.5,0.5,"",2,2013,"SUN","","","","","","N",null,null,"S",1,"N","IPP Non-CHP",2,null,null,null,null,null,null,null,null,null,null,null,null,null,null,null,null,null,null,null,null,"N","","","","","","","","","","",null,"58532|P22C"]
[null,58504,"North Carolina Solar II, LLC",58532,"North Carolina Solar Bethea II","NC","Scotland","P22D","PV","V",0.5,0.5,0.5,"",2,2013,"SUN","","","","","","N",null,null,"S",1,"N","IPP Non-CHP",2,null,null,null,null,null,null,null,null,null,null,null,null,null,null,null,null,null,null,null,null,"N","","","","","","","","","","",null,"58532|P22D"]
[null,58509,"Affordable Solar Silver City, LLC",58540,"Silver City WWTP PV Project","NM","Grant","PV-1","PV","U",1,1,1,"",6,2013,"SUN","","","","","","N",null,null,"S",2,"N","IPP Non-CHP",2,null,null,null,null,null,null,null,null,null,null,null,null,null,null,null,null,null,null,null,null,"N","","","","","","","","","","",null,"58540|PV-1"]
[null,58515,"NextEra Energy Mountain View Solar",58544,"Mountain View Solar","NV","Clark","1","PV","V",20,20,20,"",12,2013,"SUN","","","","","","N",null,null,"W",10,"N","IPP Non-CHP",2,null,null,null,null,null,null,null,null,null,null,null,null,null,null,null,null,null,null,null,null,"N","","","","","","","","","","",null,"58544|1"]