## INDEX
Low Demand Analysis Gas Model
Note that this document may contain values not used in the final analysis.
This spreadsheet contains both values used in our final results, and values used in previous modeling rounds, maintained here for comparison purposes.
Please work "backwards" from the final results to trace the values used as final inputs to the modeling.
Author | Pat Knight
Synapse Energy Economics
Date | 2015-01-07
Purpose | DOER Low Demand Analysis
Index | Index of sheets
Charts | Sheet containing charts used in report
UPDATES | Corrections to supply curve impacts
S1_BaseRefNGNoHydro | Analysis of Scenario 1
S2_BaseLowNGNoHydro | Analysis of Scenario 2
S3_BaseHighNGNoHydro | Analysis of Scenario 3
S4_BaseRefNGHydro | Analysis of Scenario 4
S5_LowRefNGNoHydro | Analysis of Scenario 5
S6_LowLowNGNoHydro | Analysis of Scenario 6
S7_LowHighNGNoHydro | Analysis of Scenario 7
S8_LowRefNGHydro | Analysis of Scenario 8
RefTables | Background reference tables
PriceSpikes | Tables for price spike analysis
BalancingMeasures | Costs and availability for balancing measures
Inputs_AnnualElectric | Annual electric system output from Market Analytics
Inputs_JanElectric | Peak hour electric system output from Market Analytics
Inputs_SupplyCurve | Inputs from supply curve and feasability analyses
AEO_2014_NEWE_Cons | New England energy consumption per AEO 2014
AEO_2014_NEWE_CO2 | New England CO2 emissions per AEO 2014

## Charts
Annual NG Consumption (Trillion Btu) |  |  |  | Btu | S1_BaseRefNGNoHydro | S2_BaseLowNGNoHydro | S3_BaseHighNGNoHydro | S4_BaseRefNGHydro | S5_LowRefNGNoHydro | S6_LowLowNGNoHydro | S7_LowHighNGNoHydro | S8_LowRefNGHydro
[5 empty] | Scen 1 | Scen 2 | Scen 3 | Scen 4 | Scen 5 | Scen 6 | Scen 7 | Scen 8
2015 |  |  |  | 2015 | 416.7578 | 427.0521 | 417.0877 | 416.7578 | 417.0946 | 417.0946 | 417.4935 | 417.0946 |  | 416.7578 | 427.0521 | 407.7865 | 417.8592
|  |  |  | 2020 | 488.5387 | 523.3585 | 484.02 | 465.015 | 463.9489 | 469.5318 | 456.742 | 439.0568 |  | 439.0568 | 523.3585 | 429.6054 | 512.0925
|  |  |  | 2030 | 486.8637 | 520.4031 | 469.6034 | 453.7436 | 400.5852 | 393.5011 | 359.2773 | 382.8853 |  | 359.2773 | 520.4031 | 351.5433 | 509.2007
Difference from Base
|  |  |  | 2015 |  | 2.47% | 0.07916% | 0% | 0.08079% | 0.08079% | 0.1765% | 0.08079%
|  |  |  | 2020 |  | 7.127% | -0.9249% | -4.815% | -5.033% | -3.891% | -6.509% | -10.13%
|  |  |  | 2030 |  | 6.889% | -3.545% | -6.803% | -17.72% | -19.18% | -26.21% | -21.36%
Costs - Delta from base
[5 empty] | Scen 1 | Scen 2 | Scen 3 | Scen 4 | Scen 5 | Scen 6 | Scen 7 | Scen 8
|  |  |  | 2015 | 0 | -411.2813 | -0.057377 | -3.638e-12 | 11.2874 | 99.4983 | 11.8738 | 11.2874 | 48
|  |  |  | 2016 | 0 | -464.4949 | 25.6554 | -5.0022e-12 | 13.9993 | 72.9418 | 51.3125 | 14.0167 | 49
|  |  |  | 2017 | 0 | -72.0579 | 146.935 | 59.3052 | 63.8191 | -69.8307 | 168.279 | 63.8538 | 50
|  |  |  | 2018 | 0 | -114.5821 | 101.8656 | 48.6551 | 84.7002 | -123.1519 | 122.8936 | 41.7525 | 51
2020 |  |  |  | 2019 | 0 | -111.3509 | 182.5547 | 48.8323 | 80.1841 | -123.0561 | 203.8207 | 39.4982 | 52
|  |  |  | 2020 | 0 | -499.1037 | 288.5787 | 28.9688 | 24.2829 | -57.8886 | 341.2595 | 50.9765 | 53
|  |  |  | 2021 | 0 | -578.2794 | 259.0956 | 15.7595 | 52.3163 | -69.7387 | 521.0919 | 67.1876 | 54
|  |  |  | 2022 | 0 | -645.0285 | 320.5689 | 113.7886 | 76.2503 | -34.23 | 789.7945 | 193.6648 | 55
|  |  |  | 2023 | 0 | -692.3241 | 383.2164 | 106.9115 | 99.6359 | 4.4567 | 1052.8564 | 215.2408 | 56
|  |  |  | 2024 | 0 | -721.9869 | 428.0759 | 99.1549 | 120.3621 | 33.5299 | 1292.3435 | 228.3045 | 57
|  |  |  | 2025 | 0 | -743.3635 | 548.1676 | 91.8625 | 136.3678 | 65.4326 | 1591.2225 | 237.1479 | 58
|  |  |  | 2026 | 0 | -791.4603 | 623.6643 | 83.6824 | 156.1088 | 101.6088 | 1850.1754 | 254.3846 | 59
|  |  |  | 2027 | 0 | -831.7782 | 674.6778 | 78.2381 | 173.1912 | 136.8163 | 2084.2918 | 267.689 | 60
|  |  |  | 2028 | 0 | -924.7077 | 737.6189 | 63.9541 | 178.3328 | 162.7971 | 2324.1005 | 269.1783 | 61
|  |  |  | 2029 | 0 | -1055.4951 | 750.0454 | 59.7731 | 184.5101 | 159.154 | 2514.2473 | 268.4489 | 62
|  |  |  | 2030 | 0 | -1127.0073 | 724.2115 | 47.0774 | 181.983 | 130.2236 | 2668.2931 | 256.2169 | 63
2015
2020
2030
2030
|  |  |  | 16-year NPV | 0 | -8611.1641 | 5383.5555 | 840.0899 | 1432.7417 | 388.5135 | 15111.7991 | 2157.2547
|  |  |  | 1.36% | Scen 1: Real discount rate, AESC 2013, Appendix B
Peak Hour Gas Demand Percentages
|  |  |  | 2015 | Scen 1 | Scen 2 | Scen 3 | Scen 4 | Scen 5 | Scen 6 | Scen 7 | Scen 8 | Avg
|  |  |  | Heating | 141.9414 | 141.9414 | 141.9414 | 141.9414 | 141.9414 | 141.9414 | 141.9414 | 141.9414
|  |  |  | Electric | 14.1028 | 14.1028 | 14.1028 | 14.1028 | 14.1028 | 14.1028 | 14.1028 | 14.1028
|  |  |  | Total | 156.0442 | 156.0442 | 156.0442 | 156.0442 | 156.0442 | 156.0442 | 156.0442 | 156.0442
|  |  |  | Heating | 90.96% | 90.96% | 90.96% | 90.96% | 90.96% | 90.96% | 90.96% | 90.96% | 90.96%
|  |  |  | Electric | 9.038% | 9.038% | 9.038% | 9.038% | 9.038% | 9.038% | 9.038% | 9.038% | 9.038%
|  |  |  | Delta from Base |  | 0% | 0% | 0% | 0% | 0% | -1.34e-05% | 0%
|  |  |  | 2020 | Scen 1 | Scen 2 | Scen 3 | Scen 4 | Scen 5 | Scen 6 | Scen 7 | Scen 8
|  |  |  | Heating | 142.3393 | 142.3393 | 142.3393 | 142.3393 | 137.7381 | 137.7381 | 137.7381 | 137.7381
|  |  |  | Electric | 53.8354 | 53.8354 | 52.32 | 53.3813 | 53.3662 | 53.3813 | 51.7298 | 49.8245
|  |  |  | Total | 196.1746 | 196.1746 | 194.6593 | 195.7206 | 191.1043 | 191.1195 | 189.4679 | 187.5627
|  |  |  | Heating | 72.56% | 72.56% | 73.12% | 72.73% | 72.07% | 72.07% | 72.7% | 73.44% | 72.65%
|  |  |  | Electric | 27.44% | 27.44% | 26.88% | 27.27% | 27.93% | 27.93% | 27.3% | 26.56% | 27.35%
|  |  |  | Delta from Base |  | 0% | -0.7724% | -0.2314% | -2.585% | -2.577% | -3.419% | -4.39%
|  |  |  | 2030 | Scen 1 | Scen 2 | Scen 3 | Scen 4 | Scen 5 | Scen 6 | Scen 7 | Scen 8
|  |  |  | Heating | 138.6846 | 138.6846 | 138.6846 | 138.6846 | 124.9197 | 124.9197 | 123.047 | 124.9197
|  |  |  | Electric | 60.9783 | 60.9783 | 57.1983 | 52.0172 | 46.0432 | 49.0002 | 38.5711 | 46.4732
|  |  |  | Total | 199.6629 | 199.6629 | 195.8829 | 190.7018 | 170.9628 | 173.9199 | 161.6181 | 171.3929
|  |  |  | Heating | 69.46% | 69.46% | 70.8% | 72.72% | 73.07% | 71.83% | 76.13% | 72.88% | 72.04%
|  |  |  | Electric | 30.54% | 30.54% | 29.2% | 27.28% | 26.93% | 28.17% | 23.87% | 27.12% | 27.96%
|  |  |  | Delta from Base |  | 0% | -1.893% | -4.488% | -14.37% | -12.89% | -19.05% | -14.16%
add NPV to each series, or add to slide
Annual CO2 Emissions (Million Metric Tons) |  |  |  | 2030: Emissions - Total
[5 empty] | Scen 1 | Scen 2 | Scen 3 | Scen 4 | Scen 5 | Scen 6 | Scen 7 | Scen 8
2020 |  |  |  | 2020 BAU | 35.9369 | 35.9369 | 35.9369 | 35.9369 | 35.9369 | 35.9369 | 35.9369 | 35.9369
|  |  |  | 2030 BAU | 38.2477 | 38.2477 | 38.2477 | 38.2477 | 38.2477 | 38.2477 | 38.2477 | 38.2477
|  |  |  | 2020 GWSA | 23.3265 | 23.3265 | 23.3265 | 23.3265 | 23.3265 | 23.3265 | 23.3265 | 23.3265
|  |  |  | 2030 GWSA | 18.6767 | 18.6767 | 18.6767 | 18.6767 | 18.6767 | 18.6767 | 18.6767 | 18.6767
|  |  |  | 2020 | 29.4793 | 29.4651 | 29.4182 | 27.0688 | 27.3308 | 27.4129 | 26.6685 | 24.9615 |  | 6.1528 | 6.1386 | 6.0917 | 3.7423 | 4.0043 | 4.0864 | 3.342 | 1.635
|  |  |  | 2030 | 28.9464 | 28.8212 | 28.8157 | 24.9743 | 19.0332 | 19.1634 | 10.655 | 15.6233 |  | 10.2697 | 10.1445 | 10.139 | 6.2976 | 0.35643 | 0.4867 | -8.0217 | -3.0535
|  |  |  | 2020 | 26.38% | 26.32% | 26.11% | 16.04% | 17.17% | 17.52% | 14.33% | 7.009% |  | 70.8146 | 2020 GWSA Target for all sectors
|  |  |  | 2030 | 54.99% | 54.32% | 54.29% | 33.72% | 1.908% | 2.606% | -42.95% | -16.35% |  | 53.5043 | 2030 GWSA Target for all sectors
|  |  |  | Emissions - Gas | [9 empty] | 8.689% | 8.669% | 8.602% | 5.285% | 5.655% | 5.771% | 4.719% | 2.309%
[5 empty] | Scen 1 | Scen 2 | Scen 3 | Scen 4 | Scen 5 | Scen 6 | Scen 7 | Scen 8 |  | 19.19% | 18.96% | 18.95% | 11.77% | 0.6662% | 0.9096% | -14.99% | -5.707%
|  |  |  | 2020 BAU | 12.3247 | 12.3247 | 12.3247 | 12.3247 | 12.3247 | 12.3247 | 12.3247 | 12.3247
|  |  |  | 2030 BAU | 12.96 | 12.96 | 12.96 | 12.96 | 12.96 | 12.96 | 12.96 | 12.96
|  |  |  | 2020 GWSA | 9.58 | 9.58 | 9.58 | 9.58 | 9.58 | 9.58 | 9.58 | 9.58
|  |  |  | 2030 GWSA | 8.0173 | 8.0173 | 8.0173 | 8.0173 | 8.0173 | 8.0173 | 8.0173 | 8.0173
2030 |  |  |  | 2020 | 12.243 | 12.243 | 12.243 | 12.243 | 11.7977 | 11.7977 | 11.7977 | 11.7977
|  |  |  | 2030 | 11.9723 | 11.9723 | 11.9723 | 11.9723 | 10.6303 | 10.6303 | 10.5556 | 10.6303
|  |  |  | 2020 | 27.8% | 27.8% | 27.8% | 27.8% | 23.15% | 23.15% | 23.15% | 23.15%
|  |  |  | 2030 | 49.33% | 49.33% | 49.33% | 49.33% | 32.59% | 32.59% | 31.66% | 32.59%
Emissions - Electric
[5 empty] | Scen 1 | Scen 2 | Scen 3 | Scen 4 | Scen 5 | Scen 6 | Scen 7 | Scen 8
|  |  |  | 2020 BAU | 23.6122 | 23.6122 | 23.6122 | 23.6122 | 23.6122 | 23.6122 | 23.6122 | 23.6122
|  |  |  | 2030 BAU | 25.2877 | 25.2877 | 25.2877 | 25.2877 | 25.2877 | 25.2877 | 25.2877 | 25.2877
|  |  |  | 2020 GWSA | 13.7465 | 13.7465 | 13.7465 | 13.7465 | 13.7465 | 13.7465 | 13.7465 | 13.7465
|  |  |  | 2030 GWSA | 10.6594 | 10.6594 | 10.6594 | 10.6594 | 10.6594 | 10.6594 | 10.6594 | 10.6594
|  |  |  | 2020 | 17.2363 | 17.2221 | 17.1752 | 14.8258 | 15.5331 | 15.6151 | 14.8708 | 13.1638
|  |  |  | 2030 | 16.9741 | 16.8489 | 16.8434 | 13.002 | 8.4028 | 8.5331 | 0.099424 | 4.9929
|  |  |  | 2020 | 25.39% | 25.28% | 24.94% | 7.852% | 13% | 13.59% | 8.179% | -4.239%
2020 - Gas |  |  |  | 2030 | 59.24% | 58.07% | 58.01% | 21.98% | -21.17% | -19.95% | -99.07% | -53.16%
2015
2016
2017
2018
2019
|  |  |  | 2020 | Scen 1: 23.3265
2021
2022
2030 - Gas |  |  |  | 2023
2024
2025
2026
2027
2028
2029
|  |  |  | 2030 | Scen 1: 18.6767
2020 - Electric
2030 - Electric
Base Case Charts
Remake this with 1, 5, and 8
Electric system demand
LDCs, municipal, and capacity-exempt demand
Existing and planned pipeline
Available vaporization (LDC, Distrigas, Mystic LNG) plus existing and planned pipeline
Scenario Detail Charts
[5 empty] | Scen 1: Scen 1; Scen 6: Scen 4 |  |  | Scen 5 |  |  |  |  | Scen 8
[5 empty] | Heating System | Electric System | Existing Pipeline | Available Pipeline and Vaporization | New Pipeline | Heating System | Electric System | Existing Pipeline | Existing Pipeline plus Vaporization | New Pipeline | Heating System | Electric System | Existing Pipeline | Existing Pipeline plus Vaporization | New Pipeline | Heating System | Electric System | Existing Pipeline | Existing Pipeline plus Vaporization | New Pipeline
|  |  |  | 2015 | 141.9414 | 9.9414 | 85.7202 | 153.6476 | 0 | 141.9414 | 9.9414 | 85.7202 | 153.6476 | 0 | 141.9414 | 9.9412 | 85.7202 | 153.6476 | 0 | 141.9414 | 9.9412 | 85.7202 | 153.6476 | 0 | 2.013 | 5.8708 | 250
|  |  |  | 2016 | 142.3679 | 14.1028 | 99.9702 | 167.8976 | 0 | 142.3679 | 14.1028 | 99.9702 | 167.8976 | 0 | 141.1631 | 14.0998 | 99.9702 | 167.8976 | 0 | 141.1631 | 14.0799 | 99.9702 | 167.8976 | 0 | 2.3476
|  |  |  | 2017 | 142.5731 | 12.4591 | 99.9702 | 167.8976 | 0 | 142.5731 | 12.4591 | 99.9702 | 167.8976 | 0 | 140.6314 | 12.453 | 99.9702 | 167.8976 | 0 | 140.6314 | 12.4132 | 99.9702 | 167.8976 | 0 | 2.3476
|  |  |  | 2018 | 143.1908 | 23.139 | 99.9702 | 167.8976 | 0 | 143.1908 | 20.7803 | 99.9702 | 167.8976 | 0 | 140.4224 | 22.5641 | 99.9702 | 167.8976 | 0 | 140.4224 | 19.112 | 99.9702 | 167.8976 | 0 | 2.3476
|  |  |  | 2019 | 143.6389 | 19.6356 | 99.9702 | 167.8976 | 0 | 143.6389 | 16.202 | 99.9702 | 167.8976 | 0 | 139.9542 | 16.1899 | 99.9702 | 167.8976 | 0 | 139.9542 | 16.1103 | 99.9702 | 167.8976 | 0 | 2.3476
|  |  |  | 2020 | 142.3393 | 53.8354 | 99.9702 | 167.8976 | 33.3333 | 142.3393 | 53.3813 | 99.9702 | 167.8976 | 33.3333 | 137.7381 | 53.3662 | 99.9702 | 167.8976 | 29.1667 | 137.7381 | 49.8245 | 99.9702 | 167.8976 | 25 | 2.3476
|  |  |  | 2021 | 141.5564 | 51.712 | 99.9702 | 167.8976 | 33.3333 | 141.5564 | 51.712 | 99.9702 | 167.8976 | 33.3333 | 136.0389 | 51.101 | 99.9702 | 167.8976 | 29.1667 | 136.0389 | 51.387 | 99.9702 | 167.8976 | 25 | 2.3476
|  |  |  | 2022 | 140.7783 | 52.1665 | 99.9702 | 167.8976 | 33.3333 | 140.7783 | 50.5698 | 99.9702 | 167.8976 | 33.3333 | 134.3445 | 49.8558 | 99.9702 | 167.8976 | 29.1667 | 134.3445 | 42.8073 | 99.9702 | 167.8976 | 25 | 2.3476
|  |  |  | 2023 | 140.4172 | 52.904 | 99.9702 | 167.8976 | 33.3333 | 140.4172 | 45.6597 | 99.9702 | 167.8976 | 33.3333 | 133.0669 | 48.7673 | 99.9702 | 167.8976 | 29.1667 | 133.0669 | 42.1045 | 99.9702 | 167.8976 | 25 | 2.3476
|  |  |  | 2024 | 139.951 | 55.1421 | 99.9702 | 167.8976 | 33.3333 | 139.951 | 51.4182 | 99.9702 | 167.8976 | 33.3333 | 131.6844 | 50.9095 | 99.9702 | 167.8976 | 29.1667 | 131.6844 | 43.9847 | 99.9702 | 167.8976 | 25 | 2.3476
|  |  |  | 2025 | 139.5502 | 53.3082 | 99.9702 | 167.8976 | 33.3333 | 139.5502 | 50.9252 | 99.9702 | 167.8976 | 33.3333 | 130.3671 | 48.4236 | 99.9702 | 167.8976 | 29.1667 | 130.3671 | 43.7744 | 99.9702 | 167.8976 | 25 | 2.3476
|  |  |  | 2026 | 139.1791 | 53.3082 | 99.9702 | 167.8976 | 33.3333 | 139.1791 | 52.8152 | 99.9702 | 167.8976 | 33.3333 | 129.0798 | 47.8277 | 99.9702 | 167.8976 | 29.1667 | 129.0798 | 43.5641 | 99.9702 | 167.8976 | 25 | 2.3476
|  |  |  | 2027 | 138.9868 | 55.8785 | 99.9702 | 167.8976 | 33.3333 | 138.9868 | 47.8255 | 99.9702 | 167.8976 | 33.3333 | 127.971 | 47.9121 | 99.9702 | 167.8976 | 29.1667 | 127.971 | 44.6816 | 99.9702 | 167.8976 | 25 | 2.3476
|  |  |  | 2028 | 138.7759 | 60.0702 | 99.9702 | 167.8976 | 37.5 | 138.7759 | 52.0172 | 99.9702 | 167.8976 | 33.3333 | 126.8437 | 51.015 | 99.9702 | 167.8976 | 29.1667 | 126.8437 | 48.663 | 99.9702 | 167.8976 | 25 | 2.3476
|  |  |  | 2029 | 138.7087 | 60.0702 | 99.9702 | 167.8976 | 37.5 | 138.7087 | 53.9072 | 99.9702 | 167.8976 | 33.3333 | 125.8602 | 52.802 | 99.9702 | 167.8976 | 29.1667 | 125.8602 | 47.8052 | 99.9702 | 167.8976 | 25 | 2.3476
|  |  |  | 2030 | 138.6846 | 60.9783 | 99.9702 | 167.8976 | 37.5 | 138.6846 | 52.0172 | 99.9702 | 167.8976 | 33.3333 | 124.9197 | 46.0432 | 99.9702 | 167.8976 | 29.1667 | 124.9197 | 46.4732 | 99.9702 | 167.8976 | 25 | 2.3476
[5 empty] | Scen 1: Scen 1; Scen 6: Scen 4 |  |  | Scen 5 |  |  |  |  | Scen 8
[5 empty] | Heating System | Electric System | Existing Pipeline | Existing Pipeline plus Vaporization | New Pipeline | Heating System | Electric System | Existing Pipeline | Existing Pipeline plus Vaporization | New Pipeline | Heating System | Electric System | Existing Pipeline | Existing Pipeline plus Vaporization | New Pipeline | Heating System | Electric System | Existing Pipeline | Existing Pipeline plus Vaporization | New Pipeline
|  |  |  | 2015 | [9 empty] | 0% | 0% | -0.002012% |  |  | 0% | 0% | -0.002012% |  |  | 0% | bar: Scen 6 to Scen 7
|  |  |  | 2016 | [9 empty] | 0% | -0.8462% | -0.02146% |  |  | 0% | -0.8462% | -0.1627% |  |  | 0% | bar: Scen 6 to Scen 7
|  |  |  | 2017 | [9 empty] | 0% | -1.362% | -0.04859% |  |  | 0% | -1.362% | -0.3684% |  |  | 0% | bar: Scen 6 to Scen 7
|  |  |  | 2018 | Scen 6: 0%; Scen 7: -10.19% |  | 0% | -1.933% | -2.484% |  |  | 0% | -1.933% | -17.4% |  |  | 0%
|  |  |  | 2019 | Scen 6: 0%; Scen 7: -17.49% |  | 0% | -2.565% | -17.55% |  |  | 0% | -2.565% | -17.95% |  |  | 0%
|  |  |  | 2020 | Scen 6: 0%; Scen 7: -0.8434% |  | 0% | -3.233% | -0.8715% |  |  | -12.5% | -3.233% | -7.45% |  |  | -25%
|  |  |  | 2021 | [9 empty] | 0% | -3.898% | -1.182% |  |  | -12.5% | -3.898% | -0.6285% |  |  | -25% | bar: Scen 6 to Scen 7
|  |  |  | 2022 | Scen 6: 0%; Scen 7: -3.061% |  | 0% | -4.57% | -4.429% |  |  | -12.5% | -4.57% | -17.94% |  |  | -25%
|  |  |  | 2023 | Scen 6: 0%; Scen 7: -13.69% |  | 0% | -5.235% | -7.819% |  |  | -12.5% | -5.235% | -20.41% |  |  | -25%
|  |  |  | 2024 | Scen 6: 0%; Scen 7: -6.753% |  | 0% | -5.907% | -7.676% |  |  | -12.5% | -5.907% | -20.23% |  |  | -25%
|  |  |  | 2025 | Scen 6: 0%; Scen 7: -4.47% |  | 0% | -6.58% | -9.163% |  |  | -12.5% | -6.58% | -17.88% |  |  | -25%
|  |  |  | 2026 | Scen 6: 0%; Scen 7: -0.9247% |  | 0% | -7.256% | -10.28% |  |  | -12.5% | -7.256% | -18.28% |  |  | -25%
|  |  |  | 2027 | Scen 6: 0%; Scen 7: -14.41% |  | 0% | -7.926% | -14.26% |  |  | -12.5% | -7.926% | -20.04% |  |  | -25%
|  |  |  | 2028 | Scen 6: 0%; Scen 7: -13.41% |  | -11.11% | -8.598% | -15.07% |  |  | -22.22% | -8.598% | -18.99% |  |  | -33.33%
|  |  |  | 2029 | Scen 6: 0%; Scen 7: -10.26% |  | -11.11% | -9.263% | -12.1% |  |  | -22.22% | -9.263% | -20.42% |  |  | -33.33%
|  |  |  | 2030 | Scen 6: 0%; Scen 7: -14.7% |  | -11.11% | -9.925% | -24.49% |  |  | -22.22% | -9.925% | -23.79% |  |  | -33.33%
Electric system demand
LDCs, municipal, and capacity-exempt demand
Existing and planned pipeline
Available vaporization (LDC, Distrigas, Mystic LNG) plus existing and planned pipeline
BCF
|  |  |  | Pipeline | Scen 1 | Scen 2 | Scen 3 | Scen 4 | Scen 5 | Scen 6 | Scen 7 | Scen 8 |  | min | max
|  |  |  | 2020 | 33.3333 | 33.3333 | 33.3333 | 33.3333 | 29.1667 | 29.1667 | 25 | 25 |  | 0.58708 | 0.78278
|  |  |  | 2030 | 37.5 | 37.5 | 37.5 | 33.3333 | 29.1667 | 29.1667 | 25 | 25 |  | 0.58708 | 0.88063
[5 empty] | 0.78278 | 0.78278 | 0.78278 | 0.78278 | 0.68493 | 0.68493 | 0.58708 | 0.58708
[5 empty] | 0.88063 | 0.88063 | 0.88063 | 0.78278 | 0.68493 | 0.68493 | 0.58708 | 0.58708
2020 |  |  |  | Pipeline Required
[5 empty] | Scen 1 | Scen 2 | Scen 3 | Scen 4 | Scen 5 | Scen 6 | Scen 7 | Scen 8
|  |  |  | 2020 | 33.3333 | 33.3333 | 33.3333 | 33.3333 | 29.1667 | 29.1667 | 25 | 25
|  |  |  | 2030 | 37.5 | 37.5 | 37.5 | 33.3333 | 29.1667 | 29.1667 | 25 | 25
2030
Electric system demand
LDCs, municipal, and capacity-exempt demand
Existing and planned pipeline
Available vaporization (LDC, Distrigas, Mystic LNG) plus existing and planned pipeline

## UPDATES
All revisions from
G:\14-128 MA DOER Low Demand Scenario\Deliverables\Final Report\Supply Curve - Ref Gas (20141231).xlsm
G:\14-128 MA DOER Low Demand Scenario\Deliverables\Final Report\Supply Curve - Low Gas (20141231).xlsm
G:\14-128 MA DOER Low Demand Scenario\Deliverables\Final Report\Supply Curve - High Gas (20141231).xlsm
|  |  | 2015 | 2020 | 2030 |  | Changes to Peak hour gas - electric system only |  |  |  | Changes to Emissions - electric system only |  |  |  | Changes to Ann. Gas - electric system only |  |  |  | Changes to LD Resources Capital |  |  |  | Changes to Electric System Costs
# of Measures | Old LD | Low | 4 | 11 | 12 |  | S5 | S6 | S7 | S8 | S5 | S6 | S7 | S8 | S5 | S6 | S7 | S8 | S5 | S6 | S7 | S8 | S5 | S6 | S7 | S8
|  | Ref | 4 | 12 | 13 | 2015 | 0 | 0 | 0 | 0 | 0 | 0 | 0 | 0 | 0 | 0 | 0 | 0 | 0 | 0 | 0 | 0 | 0 | 0 | 0 | 0
|  | High | 5 | 12 | 21 | 2016 | -0.0030269 | 0 | -0.027242 | -0.022947 | -0.019113 | -0.0022488 | -0.15529 | -0.019113 | -0.10404 | 0 | -0.86826 | -0.11286 | 2.0633 | 0 | 17.3661 | 2.0633 | -0.76607 | 0 | -7.3494 | -0.74869
| New LD | Low | 4 | 12 | 18 | 2017 | -0.0060537 | 0 | -0.054484 | -0.045894 | -0.038225 | -0.0044977 | -0.31058 | -0.038225 | -0.20807 | 0 | -1.7365 | -0.22573 | 4.1266 | 0 | 34.7322 | 4.1266 | -1.5321 | 0 | -14.6989 | -1.4974
|  | Ref | 4 | 13 | 20 | 2018 | -0.0090806 | 0 | -0.081725 | -0.068841 | -0.057338 | -0.0067465 | -0.46587 | -0.057338 | -0.31211 | 0 | -2.6048 | -0.33859 | 6.1898 | 0 | 52.0984 | 6.1898 | -2.2982 | 0 | -22.0483 | -2.2461
|  | High | 5 | 15 | 22 | 2019 | -0.012107 | 0 | -0.10897 | -0.091788 | -0.076451 | -0.0089953 | -0.62116 | -0.076451 | -0.41614 | 0 | -3.473 | -0.45146 | 8.2531 | 0 | 69.4645 | 8.2531 | -3.0643 | 0 | -29.3978 | -2.9947
[6 empty] | 2020 | -0.015134 | 0 | -0.13621 | -0.11474 | -0.095564 | -0.011244 | -0.77645 | -0.095564 | -0.52018 | 0 | -4.3413 | -0.56432 | 10.3164 | 0 | 86.8306 | 10.3164 | -3.8303 | 0 | -36.7472 | -3.7434
Annual Savings (trillion Btu) | Old LD | Low | 0.235 | 30 | 67 | 2021 | -0.61103 | -0.54 | -1.0963 | -0.32502 | -0.50059 | -0.43318 | -1.8187 | -0.50059 | -2.9064 | -4.5794 | -8.2769 | -2.3293 | 66.0731 | 57.088 | 343.7205 | 66.0731 | -39.4245 | 14.0047 | -114.6623 | -38.26
|  | Ref | 0.235 | 30 | 78 | 2022 | -1.2069 | -1.08 | -2.0564 | -0.53531 | -0.90561 | -0.85512 | -2.8609 | -0.90561 | -5.2927 | -9.1589 | -12.2125 | -4.0944 | 121.8299 | 114.176 | 600.6104 | 121.8299 | -75.0186 | 28.0093 | -192.5773 | -72.7765
|  | High | 0.237 | 30 | 126 | 2023 | -1.8028 | -1.62 | -3.0164 | -0.74559 | -1.3106 | -1.2771 | -3.9032 | -1.3106 | -7.6789 | -13.7383 | -16.1481 | -5.8594 | 177.5866 | 171.264 | 857.5003 | 177.5866 | -110.6127 | 42.014 | -270.4924 | -107.2931
| New LD | Low | 0.235 | 30 | 122 | 2024 | -2.3987 | -2.16 | -3.9765 | -0.95588 | -1.7157 | -1.699 | -4.9454 | -1.7157 | -10.0652 | -18.3177 | -20.0837 | -7.6244 | 233.3433 | 228.352 | 1114.3902 | 233.3433 | -146.2068 | 56.0186 | -348.4074 | -141.8097
|  | Ref | 0.235 | 31 | 130 | 2025 | -2.9946 | -2.7 | -4.9366 | -1.1662 | -2.1207 | -2.1209 | -5.9877 | -2.1207 | -12.4514 | -22.8972 | -24.0193 | -9.3895 | 289.1001 | 285.44 | 1371.2801 | 289.1001 | -181.801 | 70.0233 | -426.3225 | -176.3262
|  | High | 0.237 | 39 | 264 | 2026 | -3.5905 | -3.24 | -5.8967 | -1.3765 | -2.5257 | -2.5429 | -7.0299 | -2.5257 | -14.8377 | -27.4766 | -27.9548 | -11.1545 | 344.8568 | 342.528 | 1628.17 | 344.8568 | -217.3951 | 84.0279 | -504.2375 | -210.8428
[6 empty] | 2027 | -4.1864 | -3.78 | -6.8567 | -1.5867 | -2.9307 | -2.9648 | -8.0721 | -2.9307 | -17.2239 | -32.056 | -31.8904 | -12.9195 | 400.6135 | 399.616 | 1885.0599 | 400.6135 | -252.9892 | 98.0326 | -582.1526 | -245.3593
Peak Hour gas used in electric sector (Billion Btu / Peak Hour) | Base Case | Low | 14.1028 | 53.8354 | 60.9783 | 2028 | -4.7823 | -4.32 | -7.8168 | -1.797 | -3.3357 | -3.3867 | -9.1144 | -3.3357 | -19.6101 | -36.6354 | -35.826 | -14.6845 | 456.3703 | 456.704 | 2141.9498 | 456.3703 | -288.5833 | 112.0373 | -660.0676 | -279.8759
|  | Ref | 14.1028 | 53.8354 | 60.9783 | 2029 | -5.3782 | -4.86 | -8.7769 | -2.0073 | -3.7408 | -3.8087 | -10.1566 | -3.7408 | -21.9964 | -41.2149 | -39.7616 | -16.4496 | 512.127 | 513.792 | 2398.8397 | 512.127 | -324.1775 | 126.0419 | -737.9827 | -314.3924
|  | High | 14.1028 | 52.32 | 57.1983 | 2030 | -5.9741 | -5.4 | -9.737 | -2.2176 | -4.1458 | -4.2306 | -11.1989 | -4.1458 | -24.3826 | -45.7943 | -43.6972 | -18.2146 | 567.8837 | 570.88 | 2655.7296 | 567.8837 | -359.7716 | 140.0466 | -815.8978 | -348.909
|  | Hydro | 14.1028 | 53.3813 | 52.0172
| Old LD | Low | 14.1028 | 53.3813 | 54.4002 |  | ref | low | high | hydro | ref | low | high | hydro | ref | low | high | hydro | ref | low | high | hydro | ref | low | high | hydro
|  | Ref | 14.1028 | 53.3813 | 52.0172
|  | High | 14.1028 | 51.866 | 48.3081
|  | Hydro | 14.1028 | 49.9393 | 48.6908
| Delta | Low | 0 | -0.45403 | -6.5782
|  | Ref | 0 | -0.45403 | -8.9611
|  | High | 0 | -0.45403 | -8.8903
|  | Hydro | 0 | -3.4421 | -3.3264
| New LD | Low | 0 | -0.45403 | -11.9781
|  | Ref | 0 | -0.46916 | -14.9351
|  | High | 0 | -0.59024 | -18.6272
|  | Hydro | 0 | -3.5568 | -5.544
| New LD Increment | Low | 0 | 0 | -5.4
|  | Ref | 0 | -0.015134 | -5.9741
|  | High | 0 | -0.13621 | -9.737
|  | Hydro | 0 | -0.11474 | -2.2176
Emissions (million metric tons CO2) | New LD Increment | Low | 0 | -0.011244 | -4.2306
|  | Ref | 0 | -0.095564 | -4.1458
|  | High | 0 | -0.77645 | -11.1989
|  | Hydro | 0 | -0.095564 | -4.1458
Annual gas used in electric sector (Trillion Btu / year) | Base Case | Low | 191.6056 | 290.6037 | 294.4999
|  | Ref | 181.3113 | 255.7839 | 260.9605
|  | High | 181.6412 | 251.2652 | 243.7003
|  | Hydro | 181.3113 | 232.2602 | 227.8405
| Old LD | Low | 181.6476 | 245.2412 | 238.7141
|  | Ref | 181.6476 | 240.1785 | 224.3866
|  | High | 182.0481 | 236.7943 | 203.8028
|  | Hydro | 181.6476 | 215.3305 | 200.5186
| Delta | Low | -9.958 | -45.3625 | -55.7858
|  | Ref | 0.33628 | -15.6054 | -36.5739
|  | High | 0.40686 | -14.4709 | -39.8975
|  | Hydro | 0.33628 | -16.9297 | -27.3219
| New LD | Low | -9.958 | -45.3625 | -101.5801
|  | Ref | 0.33628 | -16.1256 | -60.9566
|  | High | 0.40686 | -18.8122 | -83.5947
|  | Hydro | 0.33628 | -17.494 | -45.5364
| New LD Increment | Low | 0 | 0 | -45.7943
|  | Ref | 0 | -0.52018 | -24.3826
|  | High | 0 | -4.3413 | -43.6972
|  | Hydro | 0 | -0.56432 | -18.2146
Capital Cost Increases (2013 $ M) | New LD Increment | Low | 0 | 0 | 570.88
|  | Ref | 0 | 10.3164 | 567.8837
|  | High | 0 | 86.8306 | 2655.7296
|  | Hydro | 0 | 10.3164 | 567.8837
Annual electric system costs (2013 $ M) | Base Case | Low | 1770.1352 | 1693.5216 | 2033.4637
|  | Ref | 2181.4165 | 2088.6842 | 2854.8937
|  | High | 2181.3591 | 2230.9716 | 3179.5488
|  | Hydro | 2181.4165 | 1988.8574 | 2589.2445
| Old LD | Low | 2278.975 | 1998.25 | 2204.0659
|  | Ref | 2190.7641 | 1973.7743 | 2315.2363
|  | High | 2191.2634 | 2108.4809 | 2434.5987
|  | Hydro | 2190.7641 | 1876.5544 | 2065.881
| Delta | Low | 508.8398 | 304.7284 | 170.6022
|  | Ref | 9.3476 | -114.9099 | -539.6574
|  | High | 9.9043 | -122.4907 | -744.9501
|  | Hydro | 9.3476 | -112.303 | -523.3635
| New LD | Low | 508.8398 | 304.7284 | 310.6487
|  | Ref | 9.3476 | -118.7402 | -899.429
|  | High | 9.9043 | -159.2379 | -1560.8479
|  | Hydro | 9.3476 | -116.0464 | -872.2725
| New LD Increment | Low | 0 | 0 | 140.0466
|  | Ref | 0 | -3.8303 | -359.7716
|  | High | 0 | -36.7472 | -815.8978
|  | Hydro | 0 | -3.7434 | -348.909

## Inputs_AnnualElectric
Annual Gas Outputs
Sources | Base Case | Reference Gas | No Hydro | G:\14-128 MA DOER Low Demand Scenario\Task 3. Modeling\Market Analytics Outputs\_Market Analytics Summary of Annual Base Runs (2014124).xlsx
| Base Case | Low Gas | No Hydro | G:\14-128 MA DOER Low Demand Scenario\Task 3. Modeling\Market Analytics Outputs\_Market Analytics Summary of Annual Base Runs (2014124).xlsx
| Base Case | High Gas | No Hydro | G:\14-128 MA DOER Low Demand Scenario\Task 3. Modeling\Market Analytics Outputs\_Market Analytics Summary of Annual Base Runs (2014124).xlsx
| Base Case | Reference Gas | Hydro | G:\14-128 MA DOER Low Demand Scenario\Task 3. Modeling\Market Analytics Outputs\_Market Analytics Summary of Annual Base Runs (2014124).xlsx
| Low Demand | Reference Gas | No Hydro | G:\14-128 MA DOER Low Demand Scenario\Task 3. Modeling\Market Analytics Outputs\_Market Analytics Summary of Annual LD Runs (20141124).xlsx
| Low Demand | Low Gas | No Hydro | G:\14-128 MA DOER Low Demand Scenario\Task 3. Modeling\Market Analytics Outputs\_Market Analytics Summary of Annual LD Runs (20141124).xlsx
| Low Demand | High Gas | No Hydro | G:\14-128 MA DOER Low Demand Scenario\Task 3. Modeling\Market Analytics Outputs\_Market Analytics Summary of Annual LD Runs (20141124).xlsx
| Low Demand | Reference Gas | Hydro | G:\14-128 MA DOER Low Demand Scenario\Task 3. Modeling\Market Analytics Outputs\_Market Analytics Summary of Annual LD Runs (20141124).xlsx
| Base Case - Ref Gas - No Hydro |  |  | Base Case - Low Gas - No Hydro |  |  | Base Case - High Gas - No Hydro |  |  | Base Case - Ref Gas - Hydro |  |  | Low Demand - Ref Gas - No Hydro |  |  | Low Demand - Low Gas - No Hydro |  |  | Low Demand - High Gas - No Hydro |  |  | Low Demand - Ref Gas - Hydro
| MA NG | MA CO2 | MA Costs | MA NG | MA CO2 | MA Costs | MA NG | MA CO2 | MA Costs | MA NG | MA CO2 | MA Costs | MA NG | MA CO2 | MA Costs | MA NG | MA CO2 | MA Costs | MA NG | MA CO2 | MA Costs | MA NG | MA CO2 | MA Costs
| Annual MMBtu | metric tons | 2013 $ | Annual MMBtu | metric tons | 2013 $ | Annual MMBtu | metric tons | 2013 $ | Annual MMBtu | metric tons | 2013 $ | Annual MMBtu | metric tons | 2013 $ | Annual MMBtu | metric tons | 2013 $ | Annual MMBtu | metric tons | 2013 $ | Annual MMBtu | metric tons | 2013 $
2015 | 181311320 | 18248599.2572 | 2181.4165 | 191605570 | 18248599.2572 | 1770.1352 | 181641230 | 18258555.9539 | 2181.3591 | 181311320 | 18248599.2572 | 2181.4165 | 181647600 | 18312398.8634 | 2190.7641 | 181647600 | 18312398.8634 | 2278.975 | 182048090 | 18341906.4404 | 2191.2634 | 181647600 | 18312398.8634 | 2190.7641
2016 | 184972290 | 18283062.5646 | 2300.3888 | 195062660 | 18304040.5114 | 1849.6802 | 186646540 | 18319874.3355 | 2312.0583 | 184972290 | 18283062.5646 | 2300.3888 | 184397550 | 18048623.8245 | 2281.6532 | 185877570 | 18076791.5046 | 2355.5497 | 184735810 | 18104624.1955 | 2295.8315 | 184397550 | 18048623.8245 | 2281.6532
2017 | 200451170 | 17843294.8076 | 2238.9523 | 200451170 | 17843294.8076 | 2238.9523 | 195047140 | 17758654.5642 | 2338.1086 | 197081240 | 17778908.5805 | 2298.2575 | 193082980 | 17243228.5717 | 2247.3736 | 195649040 | 17298986.4931 | 2187.2807 | 190924780 | 17239070.7646 | 2286.2545 | 193082980 | 17243228.5741 | 2247.3736
2018 | 199119990 | 17105871.259 | 2290.2391 | 199119990 | 17105871.259 | 2290.2391 | 195632880 | 17034656.6295 | 2388.6604 | 177368270 | 14850776.7645 | 2210.0986 | 189327090 | 16223319.152 | 2294.4151 | 192233430 | 16281270.8184 | 2202.5524 | 189392820 | 16266866.2156 | 2301.4653 | 171543120 | 14034700.3439 | 2122.6197
2019 | 205017020 | 17407429.7979 | 2272.0285 | 205017020 | 17407429.7979 | 2272.0285 | 200957270 | 17325202.8386 | 2406.5039 | 185203530 | 15115101.1889 | 2192.0652 | 193564060 | 16189545.3955 | 2240.6204 | 195889650 | 16247147.9788 | 2150.7097 | 192302440 | 16209200.0481 | 2280.5429 | 174919980 | 13949101.7722 | 2071.0695
2020 | 255783870 | 17236344.4454 | 2088.6842 | 290603730 | 17222135.0751 | 1693.5216 | 251265190 | 17175214.6124 | 2230.9716 | 232260210 | 14825847.1034 | 1988.8574 | 240178480 | 15628656.0339 | 1973.7743 | 245241210 | 15626375.4297 | 1998.25 | 236794270 | 15647288.5377 | 2108.4809 | 215330520 | 13259343.8444 | 1876.5544
2021 | 246834540 | 17096854.0296 | 2126.8357 | 302777700 | 17005940.0208 | 1695.7469 | 241769670 | 17024849.8835 | 2249.3983 | 222397150 | 14747934.7215 | 2013.7996 | 226985910 | 15207944.5422 | 1977.3516 | 236663260 | 15188668.8557 | 1971.1384 | 219262880 | 14929873.7876 | 2073.9921 | 205427600 | 12901264.9042 | 1867.2319
2022 | 233395600 | 16798715.6626 | 2203.7344 | 299749920 | 16646544.9509 | 1719.765 | 227213900 | 16717505.044 | 2354.2988 | 191565090 | 12618699.3221 | 1999.8273 | 210011250 | 14518753.8914 | 2016.9152 | 220958000 | 14528772.8924 | 2002.4139 | 202190580 | 14117838.2035 | 2129.7081 | 173886960 | 10567820.8029 | 1819.361
2023 | 235948780 | 16906576.3843 | 2287.1279 | 298928310 | 16724236.9432 | 1766.9519 | 228783610 | 16825932.2822 | 2465.5767 | 195850530 | 12772990.1184 | 2076.3436 | 209828000 | 14335877.5393 | 2063.316 | 222950340 | 14339664.9435 | 2040.9228 | 201595450 | 13762352.6233 | 2186.7375 | 174568850 | 10400296.0812 | 1862.8746
2024 | 248222830 | 16711819.6873 | 2334.4397 | 295310840 | 16548674.3767 | 1798.0632 | 240705330 | 16651572.1838 | 2528.3097 | 212940780 | 12657701.1154 | 2115.899 | 222414380 | 13911816.1799 | 2072.1424 | 234362920 | 13938478.3315 | 2041.0502 | 209661350 | 13247605.9207 | 2191.104 | 192532630 | 10158269.8481 | 1862.961
2025 | 254287850 | 16948034.5577 | 2403.0599 | 296581490 | 16724064.0974 | 1852.2969 | 243779370 | 16849658.9037 | 2652.6575 | 216737840 | 12830020.1935 | 2177.2267 | 223043270 | 13767030.5136 | 2096.9173 | 235756300 | 13843759.0245 | 2053.2782 | 205484420 | 12887492.0006 | 2244.0025 | 190685760 | 9994745.6783 | 1879.496
2026 | 254776890 | 16806739.7957 | 2483.6761 | 298819790 | 16599412.2949 | 1896.5163 | 241126260 | 16697893.3273 | 2766.2755 | 216739690 | 12696573.1276 | 2249.6628 | 222714570 | 13393545.2801 | 2138.8953 | 235282470 | 13481775.9114 | 2086.9374 | 204755770 | 12409122.6965 | 2291.7847 | 193352990 | 9710169.7273 | 1917.8921
2027 | 253741460 | 16845592.6655 | 2546.0226 | 296128120 | 16650312.1376 | 1931.4024 | 238442640 | 16745402.2341 | 2846.7627 | 216527920 | 12769749.0627 | 2306.565 | 220262390 | 13148882.772 | 2159.9622 | 232909910 | 13309083.3185 | 2101.7469 | 197913880 | 12030482.5489 | 2306.1202 | 189122890 | 9498011.5997 | 1934.1034
2028 | 269966790 | 16960055.0519 | 2652.7945 | 295545220 | 16807895.2134 | 1960.5888 | 256130290 | 16928249.3231 | 2988.1197 | 233392670 | 12879221.0978 | 2404.022 | 233457400 | 13013144.0379 | 2219.4171 | 245976620 | 13177027.1468 | 2154.6917 | 214016340 | 11937372.1174 | 2376.8813 | 206457350 | 9474241.092 | 1988.8285
2029 | 274440680 | 17298721.3303 | 2772.6718 | 296796430 | 17176727.0501 | 1976.4809 | 257647190 | 17224726.1867 | 3118.4483 | 236851800 | 13181965.0749 | 2519.7182 | 235491550 | 13041962.1366 | 2288.8389 | 249499770 | 13257073.3833 | 2200.9963 | 210945290 | 11804747.6012 | 2440.0242 | 206934940 | 9461082.983 | 2050.2661
2030 | 260960520 | 16974073.0568 | 2854.8937 | 294499920 | 16848896.4444 | 2033.4637 | 243700290 | 16843398.5128 | 3179.5488 | 227840480 | 13001971.5548 | 2589.2445 | 224386570 | 12548609.6461 | 2315.2363 | 238714130 | 12763689.0275 | 2204.0659 | 203802820 | 11298287.6666 | 2434.5987 | 200518610 | 9138715.2645 | 2065.881
|  | Base - Ref | Base - Low | Base - High | Base - Hydro | LD - Ref | LD - Low | LD - High | LD - Hydro
2015 | 1 | 3554370 | 12301560 | 3552810 | 3554370 | 3610840 | 3610840 | 3572460 | 3610840
2015 | 2 | 5863510 | 12255100 | 5845990 | 5863510 | 5861430 | 5861430 | 5848040 | 5861430
2015 | 3 | 7895290 | 13335380 | 7890590 | 7895290 | 8121550 | 8121550 | 7889690 | 8121550
2015 | 4 | 16149520 | 14000980 | 16116500 | 16149520 | 16144380 | 16144380 | 16113950 | 16144380
2015 | 5 | 17875540 | 13637360 | 17877070 | 17875540 | 17872650 | 17872650 | 17945080 | 17872650
2015 | 6 | 19517320 | 18733940 | 19512140 | 19517320 | 19507280 | 19507280 | 19508150 | 19507280
2015 | 7 | 26045590 | 21163280 | 26209770 | 26045590 | 26042360 | 26042360 | 26233780 | 26042360
2015 | 8 | 24999230 | 20996570 | 25064160 | 24999230 | 25000330 | 25000330 | 25187120 | 25000330
2015 | 9 | 21391170 | 18724600 | 21383330 | 21391170 | 21398170 | 21398170 | 21399500 | 21398170
2015 | 10 | 21111310 | 18172330 | 21273780 | 21111310 | 21122150 | 21122150 | 21276770 | 21122150
2015 | 11 | 8813940 | 13978440 | 8817660 | 8813940 | 8715320 | 8715320 | 8820740 | 8715320
2015 | 12 | 8094530 | 14306030 | 8097430 | 8094530 | 8251140 | 8251140 | 8252810 | 8251140
2016 | 1 | 4331440 | 13020780 | 4497960 | 4331440 | 4029630 | 4087480 | 4441240 | 4029630
2016 | 2 | 4641830 | 12192980 | 4796320 | 4641830 | 5007670 | 5010230 | 4892560 | 5007670
2016 | 3 | 7704520 | 13536150 | 7900110 | 7704520 | 8021290 | 7922620 | 7952680 | 8021290
2016 | 4 | 20780760 | 17657700 | 20718860 | 20780760 | 20647540 | 20748960 | 20590580 | 20647540
2016 | 5 | 20113480 | 17912880 | 20053950 | 20113480 | 19774540 | 19870260 | 19721610 | 19774540
2016 | 6 | 20976260 | 18954220 | 20942550 | 20976260 | 20772300 | 21049870 | 20592370 | 20772300
2016 | 7 | 25908220 | 21415360 | 25873900 | 25908220 | 25751430 | 25919840 | 25775250 | 25751430
2016 | 8 | 25064490 | 20636850 | 25181330 | 25064490 | 24545320 | 24625280 | 25049920 | 24545320
2016 | 9 | 20528350 | 19091230 | 20513520 | 20528350 | 20236030 | 20267290 | 20219380 | 20236030
2016 | 10 | 19280900 | 12236760 | 19201340 | 19280900 | 19074610 | 19359120 | 19063460 | 19074610
2016 | 11 | 7479960 | 14066250 | 8576830 | 7479960 | 8405390 | 8871610 | 8504810 | 8405390
2016 | 12 | 8162080 | 14341500 | 8389870 | 8162080 | 8131800 | 8145010 | 7931950 | 8131800
2017 | 1 | 4610530 | 4610530 | 4497200 | 4535110 | 4393020 | 4452720 | 4627340 | 4393020
2017 | 2 | 5154850 | 5154850 | 5163710 | 5168990 | 5047490 | 5065160 | 5070050 | 5047490
2017 | 3 | 7457440 | 7457440 | 7229120 | 7336470 | 7265260 | 7227700 | 7172430 | 7265260
2017 | 4 | 18813290 | 18813290 | 18366830 | 18530930 | 18267970 | 18388370 | 17998780 | 18267970
2017 | 5 | 18663340 | 18663340 | 18103770 | 18156110 | 17583260 | 18150730 | 17360160 | 17583260
2017 | 6 | 21251370 | 21251370 | 21028340 | 21073250 | 20664340 | 20862630 | 20432090 | 20664340
2017 | 7 | 28235130 | 28235130 | 27509440 | 27930870 | 27544540 | 28006400 | 27064260 | 27544540
2017 | 8 | 27018860 | 27018860 | 26202550 | 26361320 | 25905480 | 26299060 | 25334520 | 25905480
2017 | 9 | 21543900 | 21543900 | 20973100 | 21350510 | 20708470 | 21084150 | 20614270 | 20708470
2017 | 10 | 24016040 | 24016040 | 23333140 | 23500600 | 23095940 | 23481170 | 23103360 | 23095940
2017 | 11 | 13139390 | 13139390 | 12589070 | 12818640 | 12448380 | 12852240 | 12199990 | 12448380
2017 | 12 | 10547030 | 10547030 | 10050870 | 10318440 | 10158830 | 9778710 | 9947530 | 10158830
2018 | 1 | 7500480 | 7500480 | 7438340 | 6141360 | 7059390 | 7129570 | 7024760 | 5925120
2018 | 2 | 7475720 | 7475720 | 7445810 | 6601370 | 7357940 | 7491310 | 7386130 | 6513070
2018 | 3 | 8964780 | 8964780 | 8664890 | 8181880 | 8941230 | 8904620 | 9089170 | 8033660
2018 | 4 | 17809720 | 17809720 | 17726340 | 14493470 | 16952160 | 17183820 | 17054780 | 14585470
2018 | 5 | 17213070 | 17213070 | 16454060 | 14537180 | 15580750 | 16848480 | 15961300 | 14019560
2018 | 6 | 20568860 | 20568860 | 20328100 | 18704060 | 19740470 | 19764950 | 19723020 | 18201830
2018 | 7 | 27314740 | 27314740 | 26568980 | 25115290 | 25724500 | 26156010 | 25733070 | 24399740
2018 | 8 | 27155180 | 27155180 | 26307160 | 24890160 | 25663380 | 26110950 | 25561740 | 23412810
2018 | 9 | 21333290 | 21333290 | 21203570 | 19565910 | 20439860 | 20881370 | 20465190 | 18986610
2018 | 10 | 22199340 | 22199340 | 21913830 | 19949520 | 21433760 | 21328350 | 21201180 | 19214780
2018 | 11 | 10856940 | 10856940 | 10926270 | 9566130 | 10377470 | 10343650 | 10128550 | 8999500
2018 | 12 | 10727870 | 10727870 | 10655530 | 9621940 | 10056180 | 10090350 | 10063930 | 9250970
2019 | 1 | 7045490 | 7045490 | 7044170 | 5998070 | 6495310 | 6632000 | 6495410 | 5227300
2019 | 2 | 6658060 | 6658060 | 6545700 | 5834050 | 6400520 | 6604710 | 6448570 | 5334370
2019 | 3 | 9106470 | 9106470 | 9009350 | 8749550 | 8715550 | 8749510 | 8746180 | 7675140
2019 | 4 | 21757270 | 21757270 | 21330100 | 19993500 | 20716580 | 20773590 | 20570840 | 18921090
2019 | 5 | 21561090 | 21561090 | 20805750 | 19705760 | 20150880 | 20732250 | 20161370 | 18909770
2019 | 6 | 21005500 | 21005500 | 20830910 | 19557720 | 20236620 | 19977700 | 20183090 | 17934010
2019 | 7 | 28127690 | 28127690 | 26954370 | 25548420 | 26410450 | 26802630 | 25816660 | 24636130
2019 | 8 | 27173130 | 27173130 | 26434390 | 23973700 | 25776340 | 26323170 | 25162060 | 22968370
2019 | 9 | 21352540 | 21352540 | 20584840 | 18656600 | 19680410 | 20168070 | 19525510 | 18216590
2019 | 10 | 19645100 | 19645100 | 19762180 | 17692210 | 18761390 | 18855680 | 18887310 | 16632830
2019 | 11 | 11403880 | 11403880 | 11270810 | 9611970 | 10391230 | 10517040 | 10416070 | 9166010
2019 | 12 | 10180800 | 10180800 | 10384700 | 9881980 | 9828780 | 9753300 | 9889370 | 9298370
2020 | 1 | 23993940 | 26723050 | 23717640 | 21764610 | 22791820 | 23163340 | 21968180 | 20897540
2020 | 2 | 21823620 | 22825760 | 21353460 | 20017710 | 20539910 | 20768950 | 20201180 | 18092460
2020 | 3 | 20124800 | 23434310 | 19463030 | 18079980 | 19006390 | 19295020 | 18433340 | 16802780
2020 | 4 | 19245730 | 21445840 | 18641000 | 16766770 | 17577710 | 18130240 | 17639680 | 15246940
2020 | 5 | 16764810 | 21417770 | 16110160 | 15314120 | 16055130 | 16271730 | 15933170 | 14094690
2020 | 6 | 19069680 | 25004810 | 19041980 | 17735950 | 17935720 | 18351070 | 17949450 | 15859830
2020 | 7 | 25937080 | 28054230 | 25529710 | 23238750 | 23764670 | 24440880 | 23811290 | 22130070
2020 | 8 | 25045660 | 27602880 | 24423070 | 22632330 | 23466090 | 24324660 | 22771750 | 21181400
2020 | 9 | 18784700 | 24196920 | 18682270 | 17118890 | 17574930 | 18108050 | 17359740 | 15685260
2020 | 10 | 22209120 | 19155620 | 21835680 | 20970440 | 20942070 | 21094150 | 20814300 | 19528760
2020 | 11 | 20908780 | 24436260 | 20482220 | 18243000 | 19354450 | 19986830 | 19172650 | 17010220
2020 | 12 | 21875950 | 26306280 | 21984970 | 20377660 | 21169590 | 21306290 | 20739540 | 18800570
2021 | 1 | 24477160 | 28273510 | 23653940 | 21957210 | 22611550 | 23630250 | 22106560 | 20824420
2021 | 2 | 19258750 | 24009040 | 18926230 | 17209530 | 17544620 | 18038880 | 16941360 | 16022170
2021 | 3 | 20908230 | 24941120 | 20458170 | 18443010 | 18438590 | 19886670 | 18035820 | 16909570
2021 | 4 | 16172360 | 20213320 | 15566790 | 14014550 | 13882710 | 14868500 | 13419540 | 12441420
2021 | 5 | 17635950 | 17978440 | 17252770 | 15196060 | 16356050 | 17250690 | 15532410 | 14271370
2021 | 6 | 18813920 | 26142760 | 18931960 | 17758440 | 17869040 | 18337120 | 17330000 | 16199390
2021 | 7 | 25036890 | 29092130 | 24559440 | 23373870 | 23790910 | 24323280 | 22899290 | 21808670
2021 | 8 | 24166830 | 28346230 | 23621580 | 22251590 | 22575800 | 23266180 | 22249260 | 20848600
2021 | 9 | 19427480 | 25789770 | 19520130 | 17737420 | 18206530 | 18583030 | 17774080 | 16525150
2021 | 10 | 20097170 | 24777720 | 19325970 | 17891350 | 18391430 | 19346040 | 17059170 | 16286210
2021 | 11 | 18626040 | 25126800 | 17869590 | 16294250 | 16903180 | 17501340 | 16068250 | 14897700
2021 | 12 | 22213760 | 28086860 | 22083100 | 20269870 | 20415500 | 21631280 | 19847140 | 18392930
2022 | 1 | 22868540 | 27876230 | 22247000 | 19257730 | 21540750 | 22504810 | 20775400 | 16973740
2022 | 2 | 17785680 | 23886580 | 17329960 | 14156730 | 15801590 | 16735460 | 15445360 | 12782190
2022 | 3 | 17947800 | 23779990 | 17454880 | 14794830 | 15140980 | 16689570 | 14922750 | 13218370
2022 | 4 | 19713150 | 23078110 | 19354770 | 16464040 | 16771120 | 17755740 | 15901240 | 13877590
2022 | 5 | 18434800 | 22553500 | 17738100 | 14503580 | 16467080 | 16767120 | 15482030 | 13321570
2022 | 6 | 17935420 | 25721880 | 17506020 | 15006680 | 16036410 | 16937500 | 15025520 | 13876830
2022 | 7 | 23640980 | 28711200 | 22762240 | 20767570 | 22081300 | 22807200 | 21165420 | 18591720
2022 | 8 | 22869450 | 28194700 | 22204100 | 19350030 | 21261640 | 22103410 | 20652980 | 17972550
2022 | 9 | 17734150 | 25315220 | 17718730 | 14467950 | 16135190 | 16762430 | 15732430 | 12813780
2022 | 10 | 17170800 | 18699480 | 16409020 | 13504640 | 15521110 | 16577940 | 14549360 | 12532500
2022 | 11 | 17094350 | 24553030 | 16658690 | 13312260 | 15287950 | 16241760 | 15426680 | 12949770
2022 | 12 | 20200480 | 27380000 | 19830390 | 15979050 | 17966130 | 19075060 | 17111410 | 14976350
2023 | 1 | 22227300 | 27546170 | 21935370 | 18903100 | 20895680 | 21907230 | 19951650 | 16950300
2023 | 2 | 18558420 | 24084110 | 17765300 | 15186100 | 15834450 | 17442840 | 15080760 | 13114920
2023 | 3 | 17504480 | 24895460 | 16887700 | 13643870 | 14552150 | 16189420 | 13170340 | 12535390
2023 | 4 | 17791010 | 20535840 | 17373450 | 14198330 | 15556770 | 16008650 | 14702500 | 12314900
2023 | 5 | 16913540 | 17850700 | 15765900 | 14617710 | 14818940 | 16002350 | 14542720 | 11814190
2023 | 6 | 18058710 | 25767590 | 17682770 | 14913910 | 15960720 | 17053350 | 15296050 | 13534950
2023 | 7 | 23180210 | 28346340 | 22977720 | 20017320 | 21562300 | 22253620 | 20492900 | 17970510
2023 | 8 | 22717450 | 27827350 | 22150640 | 20091180 | 20976180 | 21983320 | 20681590 | 18069900
2023 | 9 | 18498550 | 25204090 | 17816730 | 15779520 | 16631720 | 17558980 | 16307400 | 13955240
2023 | 10 | 21216430 | 25227330 | 20182960 | 16825570 | 18709410 | 19875250 | 18036000 | 15006990
2023 | 11 | 19151970 | 25190500 | 18706420 | 15429030 | 17109750 | 17909900 | 16109430 | 13721310
2023 | 12 | 20130710 | 26452830 | 19538650 | 16244890 | 17219930 | 18765430 | 17224110 | 15580250
2024 | 1 | 24507670 | 27404990 | 23733050 | 20754770 | 22216170 | 23556800 | 21208110 | 18772820
2024 | 2 | 21609830 | 24096220 | 20283160 | 18669910 | 18718480 | 20512250 | 17997600 | 16416970
2024 | 3 | 19574920 | 24191190 | 18218540 | 15608490 | 16135060 | 18313560 | 15430490 | 14647270
2024 | 4 | 15888900 | 21505970 | 15615080 | 13510840 | 13818130 | 14597050 | 13669730 | 12928860
2024 | 5 | 16527230 | 22355810 | 15729410 | 13241760 | 14185570 | 14138750 | 13120510 | 12130230
2024 | 6 | 19688750 | 25408940 | 19203580 | 17335260 | 18200880 | 19051280 | 16992960 | 16003840
2024 | 7 | 25305510 | 28048520 | 24836020 | 22250930 | 22973920 | 24127520 | 21750430 | 19508790
2024 | 8 | 24868930 | 27795190 | 24415000 | 22308640 | 23175820 | 23815250 | 22012410 | 20031980
2024 | 9 | 19852150 | 25014330 | 19566210 | 17177430 | 18116300 | 19243440 | 16758510 | 14990310
2024 | 10 | 20097470 | 19103500 | 19694710 | 17308220 | 18676600 | 19750230 | 16630400 | 15821740
2024 | 11 | 18507910 | 23768520 | 18126430 | 15756050 | 16615150 | 17115920 | 15256840 | 14568840
2024 | 12 | 21793560 | 26617660 | 21284140 | 19018480 | 19582300 | 20140870 | 18833360 | 16710980
2025 | 1 | 24451710 | 27568840 | 23823550 | 20735020 | 22038780 | 23522670 | 20473910 | 18673850
2025 | 2 | 19732160 | 23799810 | 18741760 | 16600590 | 16934160 | 18557130 | 15755270 | 14303910
2025 | 3 | 20445490 | 24401800 | 19100660 | 16269710 | 16240680 | 17542070 | 15273310 | 14552420
2025 | 4 | 20897290 | 21420980 | 20439280 | 16810110 | 18113170 | 19365570 | 16573420 | 13803530
2025 | 5 | 20227920 | 18999450 | 18856470 | 17490620 | 18137050 | 18270690 | 15779760 | 14145390
2025 | 6 | 20213360 | 25458860 | 19014790 | 17504720 | 18078860 | 19067900 | 16589120 | 16085100
2025 | 7 | 25378730 | 27958300 | 24727920 | 22231270 | 22973560 | 23960020 | 21220030 | 19460980
2025 | 8 | 25154360 | 27762390 | 24439810 | 22585430 | 23056250 | 23872690 | 21404060 | 20055900
2025 | 9 | 19549410 | 25150440 | 18871860 | 16232440 | 16679450 | 17591310 | 15430100 | 14381750
2025 | 10 | 18567100 | 23494450 | 17754570 | 15613370 | 15737080 | 16558000 | 14305160 | 13855730
2025 | 11 | 18083370 | 23792810 | 17846420 | 15755910 | 15913220 | 17348430 | 15128230 | 14584780
2025 | 12 | 21586950 | 26773360 | 20162280 | 18908650 | 19141010 | 20099820 | 17552050 | 16782420
2026 | 1 | 24628490 | 27500980 | 23770210 | 20955570 | 22306170 | 23591610 | 19880300 | 18613110
2026 | 2 | 20151190 | 23943780 | 18980190 | 16509610 | 16933460 | 18678370 | 15785700 | 14182420
2026 | 3 | 20326020 | 24453910 | 18433030 | 16103880 | 15837370 | 17375070 | 15475660 | 14471910
2026 | 4 | 18380920 | 22079910 | 17885400 | 14853020 | 15240090 | 16854190 | 14993830 | 13788080
2026 | 5 | 16570640 | 22608200 | 15009010 | 13671040 | 13830280 | 14361830 | 12909090 | 12565510
2026 | 6 | 20007740 | 25703650 | 18986250 | 17521240 | 17809810 | 18906890 | 16386160 | 16027640
2026 | 7 | 25489980 | 27978160 | 24617410 | 22521040 | 22940790 | 23841460 | 21176780 | 19962890
2026 | 8 | 25212140 | 27711580 | 24451830 | 22587040 | 23059610 | 23703160 | 20980500 | 20124970
2026 | 9 | 20341780 | 25064480 | 19106410 | 17160760 | 17763250 | 18403930 | 16117500 | 14505850
2026 | 10 | 22101780 | 19854810 | 20036110 | 18899250 | 19190820 | 20779660 | 17246900 | 17112990
2026 | 11 | 20123820 | 25189310 | 19028460 | 17108540 | 18354250 | 18914060 | 15318500 | 15291850
2026 | 12 | 21442390 | 26731020 | 20821950 | 18848700 | 19448670 | 19872240 | 18484850 | 16705770
2027 | 1 | 25088730 | 27799230 | 23864380 | 21245230 | 22205170 | 23928500 | 19999610 | 18813970
2027 | 2 | 20546720 | 23846920 | 19173550 | 16752130 | 17456970 | 18856730 | 15461630 | 14959850
2027 | 3 | 19841320 | 24611970 | 18341880 | 16720960 | 17077850 | 18386240 | 14774930 | 13999800
2027 | 4 | 16977050 | 20095370 | 15216070 | 14481160 | 14505430 | 15814790 | 13850020 | 12886890
2027 | 5 | 18166710 | 18172690 | 16762530 | 14518660 | 14458260 | 16007540 | 13264860 | 12191970
2027 | 6 | 20329840 | 25636750 | 19009210 | 17098800 | 17729910 | 18682190 | 15987580 | 15843200
2027 | 7 | 25488030 | 28030370 | 24576560 | 22912460 | 22853140 | 23637460 | 20777010 | 19147360
2027 | 8 | 25371620 | 27736780 | 24521650 | 22543910 | 22960970 | 23617780 | 20518110 | 19782620
2027 | 9 | 20522820 | 25121260 | 19394830 | 17587270 | 17463770 | 18457900 | 15699990 | 14903540
2027 | 10 | 20362550 | 24173720 | 19092000 | 17981360 | 18092660 | 18904360 | 15293880 | 15465340
2027 | 11 | 19439790 | 23954490 | 17807120 | 16246040 | 16086050 | 17057390 | 15129550 | 14467720
2027 | 12 | 21606280 | 26948570 | 20682860 | 18439940 | 19372210 | 19559030 | 17156710 | 16660630
2028 | 1 | 26607680 | 27218240 | 25258400 | 23199610 | 23745840 | 24570810 | 20570920 | 19915480
2028 | 2 | 22346040 | 23359850 | 20982450 | 19310530 | 19428960 | 20503870 | 17260210 | 16812660
2028 | 3 | 19910660 | 24146960 | 18955120 | 17608490 | 17392780 | 18164690 | 15899470 | 15859540
2028 | 4 | 21522460 | 23093590 | 21459240 | 19205260 | 18721420 | 20500680 | 16644150 | 15929070
2028 | 5 | 20354930 | 23018470 | 18665930 | 16356650 | 17510740 | 18980560 | 15693240 | 14896410
2028 | 6 | 21220860 | 25331310 | 19704080 | 18756270 | 18745580 | 19301470 | 17055530 | 16563230
2028 | 7 | 27130640 | 27867510 | 25687760 | 23493410 | 23339020 | 24618020 | 21652230 | 20758170
2028 | 8 | 26992320 | 27718330 | 25940570 | 23996090 | 23867330 | 25040650 | 21620260 | 20681880
2028 | 9 | 21395380 | 24862150 | 20414470 | 17988230 | 17991660 | 18384540 | 16739370 | 15842600
2028 | 10 | 19642850 | 18429710 | 18181840 | 16190890 | 15911550 | 16596420 | 15573540 | 15016580
2028 | 11 | 20425600 | 23838280 | 18564320 | 17891300 | 16817860 | 18269340 | 16545970 | 15795700
2028 | 12 | 22417370 | 26660820 | 22316110 | 19395940 | 19984660 | 21045570 | 18761450 | 18386030
2029 | 1 | 27180080 | 27386500 | 25450870 | 23199910 | 23945890 | 25036190 | 20269630 | 19995020
2029 | 2 | 21291860 | 23456750 | 21018920 | 18377100 | 18033130 | 19135080 | 16156800 | 15400440
2029 | 3 | 22214110 | 24113140 | 20179020 | 19118180 | 18470910 | 18909550 | 16098540 | 16272320
2029 | 4 | 20913630 | 20303540 | 19454520 | 18115930 | 17160800 | 18743930 | 15436820 | 15333290
2029 | 5 | 18675360 | 18199780 | 16773890 | 15990590 | 15748870 | 17365900 | 14087030 | 13652790
2029 | 6 | 21471110 | 25605690 | 19569310 | 18864510 | 18823080 | 19861790 | 17184840 | 16915800
2029 | 7 | 27272970 | 27809180 | 26560000 | 24063180 | 24041710 | 25090400 | 21715500 | 20677400
2029 | 8 | 26463160 | 27909120 | 25820270 | 24075330 | 23486760 | 24809830 | 21504410 | 21184280
2029 | 9 | 21667170 | 25152540 | 20192190 | 17954050 | 18249700 | 19035480 | 15970630 | 15955300
2029 | 10 | 22341250 | 25318250 | 20943860 | 18559090 | 19309810 | 20634480 | 17108770 | 16496550
2029 | 11 | 21733600 | 24823830 | 19909560 | 18658050 | 18490580 | 19974850 | 16562060 | 16592700
2029 | 12 | 23216380 | 26718110 | 21774780 | 19875880 | 19730310 | 20902290 | 18850260 | 18459050
2030 | 1 | 26695880 | 27326430 | 24864440 | 22167640 | 22945930 | 24674060 | 20084050 | 19364000
2030 | 2 | 21457220 | 23729080 | 20122010 | 18262600 | 17337490 | 19280490 | 15820250 | 15387730
2030 | 3 | 21067950 | 23941350 | 18293680 | 18719270 | 18298640 | 19016500 | 16667580 | 15932850
2030 | 4 | 18199860 | 21348540 | 17327540 | 16073820 | 15715540 | 16352330 | 13862590 | 14133480
2030 | 5 | 16514660 | 22270490 | 15495570 | 14724430 | 14260770 | 15218010 | 13458280 | 13157730
2030 | 6 | 20845170 | 25413450 | 19250030 | 18530510 | 17926370 | 19109230 | 16065010 | 16520560
2030 | 7 | 27144190 | 27772810 | 26183820 | 24021760 | 23443360 | 25002690 | 20890700 | 19954410
2030 | 8 | 26308640 | 27769970 | 25156960 | 23723240 | 23181060 | 24356390 | 20641030 | 20447660
2030 | 9 | 20420130 | 25218980 | 19219690 | 17347230 | 17295040 | 18314050 | 16328300 | 15527350
2030 | 10 | 20186150 | 19195020 | 18106600 | 17660070 | 16607840 | 18296350 | 15562390 | 15635240
2030 | 11 | 19762610 | 23905680 | 18194910 | 16851820 | 17735270 | 18062670 | 15758490 | 15978930
2030 | 12 | 22358060 | 26608120 | 21485040 | 19758090 | 19639260 | 21031360 | 18664150 | 18478670

## S1_BaseRefNGNoHydro
Scenario 1: Base Case - Reference Gas Price - No Hydro | [15 empty] | This scenario requires a pipeline. |  |  |  | 5.6% | #DIV/0!
Peak Hour
Billion NG Btu per Hour | Heating Demand |  |  | Heating Balancing |  | Heating Delta |  | Non-Contracted Demand |  | Non-Contracted Balancing |  |  |  |  | Non-Contracted Delta
| LDCs, Munis, Capacity Exempt | Gas EE | Gas Reduction Measures | Existing Pipeline Capacity | Existing LDC Vaporization | Supply less Demand | Demand as a % of Supply | Heating Demand Shortage | MA Electric System | Existing Distrigas Vaporization | Mystic LNG Injection | Demand Response | Winter Reliability | Incremental Pipeline | Supply less Demand | Demand as a % of Supply | Inc. Pipeline Quantity | DR Quantity | WR Quantity
2015 | 157.1275 | -8.017 | -7.1692 | 85.7202 | 36.795 | -19.4261 | 115.9% | 19.4261 | 14.1028 | 18.9406 | 12.1917 | 0.1444 | 4.017 |  | 1.7648 | 95% |  | 190 | 4017
2016 | 159.8522 | -9.2909 | -8.1933 | 99.9702 | 36.795 | -5.6026 | 104.1% | 5.6026 | 14.1028 | 18.9406 | 12.1917 |  |  |  | 11.4269 | 63.3%
2017 | 162.4379 | -10.6473 | -9.2175 | 99.9702 | 36.795 | -5.8079 | 104.2% | 5.8079 | 12.4591 | 18.9406 | 12.1917 |  |  |  | 12.8654 | 58.68%
2018 | 165.2189 | -11.7864 | -10.2417 | 99.9702 | 36.795 | -6.4255 | 104.7% | 6.4255 | 23.139 | 18.9406 | 12.1917 |  |  |  | 1.5678 | 94.96%
2019 | 167.7436 | -12.8388 | -11.2658 | 99.9702 | 36.795 | -6.8736 | 105% | 6.8736 | 19.6356 | 18.9406 | 12.1917 |  |  |  | 4.6231 | 85.15%
2020 | 168.5647 | -13.9354 | -12.29 | 99.9702 | 36.795 | -5.574 | 104.1% | 5.574 | 53.8354 | 18.9406 | 12.1917 |  |  | 33.3333 | 5.0563 | 92.16% | 8
2021 | 169.39 | -14.7059 | -13.1277 | 99.9702 | 36.795 | -4.7911 | 103.5% | 4.7911 | 51.712 | 18.9406 | 12.1917 |  |  | 33.3333 | 7.9626 | 87.65% | 8
2022 | 170.2193 | -15.4756 | -13.9654 | 99.9702 | 36.795 | -4.013 | 102.9% | 4.013 | 52.1665 | 18.9406 | 12.1917 |  |  | 33.3333 | 8.2861 | 87.15% | 8
2023 | 171.0529 | -15.8326 | -14.8031 | 99.9702 | 36.795 | -3.6519 | 102.7% | 3.6519 | 52.904 | 18.9406 | 12.1917 |  |  | 33.3333 | 7.9097 | 87.73% | 8
2024 | 171.8905 | -16.2988 | -15.6407 | 99.9702 | 36.795 | -3.1857 | 102.3% | 3.1857 | 55.1421 | 18.9406 | 12.1917 |  |  | 33.3333 | 6.1378 | 90.48% | 8
2025 | 172.7324 | -16.7039 | -16.4784 | 99.9702 | 36.795 | -2.7849 | 102% | 2.7849 | 53.3082 | 18.9406 | 12.1917 |  |  | 33.3333 | 8.3726 | 87.01% | 8
2026 | 173.5785 | -17.0833 | -17.3161 | 99.9702 | 36.795 | -2.4138 | 101.8% | 2.4138 | 53.3082 | 18.9406 | 12.1917 |  |  | 33.3333 | 8.7436 | 86.44% | 8
2027 | 174.4288 | -17.2883 | -18.1538 | 99.9702 | 36.795 | -2.2215 | 101.6% | 2.2215 | 55.8785 | 18.9406 | 12.1917 |  |  | 33.3333 | 6.3657 | 90.13% | 8
2028 | 175.2834 | -17.5161 | -18.9915 | 99.9702 | 36.795 | -2.0106 | 101.5% | 2.0106 | 60.0702 | 18.9406 | 12.1917 |  |  | 37.5 | 6.5516 | 90.45% | 9
2029 | 176.1423 | -17.6044 | -19.8292 | 99.9702 | 36.795 | -1.9434 | 101.4% | 1.9434 | 60.0702 | 18.9406 | 12.1917 |  |  | 37.5 | 6.6187 | 90.36% | 9
2030 | 177.0054 | -17.654 | -20.6668 | 99.9702 | 36.795 | -1.9193 | 101.4% | 1.9193 | 60.9783 | 18.9406 | 12.1917 |  |  | 37.5 | 5.7347 | 91.64% | 9
Annual | [16 empty] | 1.5 | 1.8 | BCF Expecation
[17 empty] | 0.58708 | 0.88063 | BCF Actual
Trillion NG Btu per Year | Heating Demand |  |  | Non-Contracted Demand |  | Total |  | Million Metric Tons CO2 per Year | Heating Demand |  |  | Non-Contracted Demand |  | Total | GWSA Emissions
| LDCs, Munis, Capacity Exempt | Gas EE | Gas Reduction Measures | MA Electric System | Winter Reliability |  |  |  | LDCs, Munis, Capacity Exempt | Gas EE | Gas Reduction Measures | MA Electric Inventory | Winter Reliability |  | Maximum allowable for complicance | Compliant?
2015 | 262.16 | -14.7481 | -11.9614 | 181.3113 | -0.004017 | 416.7578 |  | 2015 | 13.7861 | -0.77555 | -0.62901 | 18.2486 | 9.7963e-05 | 30.6302 | - | -
2016 | 266.6626 | -17.0916 | -13.6702 | 184.9723 | 0 | 420.8731 |  | 2016 | 14.0233 | -0.89882 | -0.71889 | 18.2831 | 0 | 30.6887 | - | -
2017 | 269.916 | -19.5867 | -15.379 | 200.4512 | 0 | 435.4015 |  | 2017 | 14.1946 | -1.03 | -0.80877 | 17.8433 | 0 | 30.1991 | - | -
2018 | 273.6535 | -21.6822 | -17.0877 | 199.12 | 0 | 434.0036 |  | 2018 | 14.3923 | -1.1403 | -0.8987 | 17.1059 | 0 | 29.4591 | - | -
2019 | 277.5371 | -23.6183 | -18.7965 | 205.017 | 0 | 440.1393 |  | 2019 | 14.5972 | -1.2422 | -0.98861 | 17.4074 | 0 | 29.7738 | - | -
2020 | 278.8957 | -25.6356 | -20.5053 | 255.7839 | 0 | 488.5387 |  | 2020 | 14.67 | -1.3484 | -1.0786 | 17.2363 | 0 | 29.4793 | 23.3265 | No
2021 | 280.2611 | -27.053 | -21.9029 | 246.8345 | 0 | 478.1397 |  | 2021 | 14.7445 | -1.4233 | -1.1523 | 17.0969 | 0 | 29.2658 | - | -
2022 | 281.6333 | -28.469 | -23.3006 | 233.3956 | 0 | 463.2594 |  | 2022 | 14.8207 | -1.4982 | -1.2262 | 16.7987 | 0 | 28.8951 | - | -
2023 | 283.0124 | -29.1257 | -24.6982 | 235.9488 | 0 | 465.1373 |  | 2023 | 14.8981 | -1.5332 | -1.3001 | 16.9066 | 0 | 28.9714 | - | -
2024 | 284.3984 | -29.9833 | -26.0958 | 248.2228 | 0 | 476.5421 |  | 2024 | 14.9783 | -1.5791 | -1.3744 | 16.7118 | 0 | 28.7366 | - | -
2025 | 285.7913 | -30.7284 | -27.4935 | 254.2878 | 0 | 481.8573 |  | 2025 | 15.0602 | -1.6193 | -1.4488 | 16.948 | 0 | 28.9401 | - | -
2026 | 287.1912 | -31.4264 | -28.8911 | 254.7769 | 0 | 481.6506 |  | 2026 | 15.1446 | -1.6572 | -1.5235 | 16.8067 | 0 | 28.7706 | - | -
2027 | 288.5981 | -31.8035 | -30.2888 | 253.7415 | 0 | 480.2473 |  | 2027 | 15.2288 | -1.6782 | -1.5983 | 16.8456 | 0 | 28.7979 | - | -
2028 | 290.012 | -32.2226 | -31.6864 | 269.9668 | 0 | 496.0699 |  | 2028 | 15.3227 | -1.7025 | -1.6741 | 16.9601 | 0 | 28.9062 | - | -
2029 | 291.433 | -32.3851 | -33.084 | 274.4407 | 0 | 500.4046 |  | 2029 | 15.4199 | -1.7135 | -1.7505 | 17.2987 | 0 | 29.2546 | - | -
2030 | 292.8611 | -32.4763 | -34.4817 | 260.9605 | 0 | 486.8637 |  | 2030 | 15.5209 | -1.7212 | -1.8274 | 16.9741 | 0 | 28.9464 | 18.6767 | No
2013 $ M per Year | "Total" Costs | [9 empty] | "Delta" Costs |  |  |  | Delta Costs from Base
| LDCs, Munis, Capacity Exempt | Gas EE | Electric EE PA | TVR | Avoided Price Spikes | Incremental Pipeline | MA Electric System | Demand Response | Winter Reliability | Total | Gas Reduction Measures | Low Demand Resources Capital | Other Resouces Capital | Total
2015 | 873.073 | 137.594 | 506.5663 | 97.0035 | 0 | 0 | 2181.4165 | 0.252 | 12.051 | 3807.9563 | 0 | 0 |  | 0
2016 | 971.017 | 158.4377 | 577.0638 | 0 | -0.043964 | 0 | 2300.3888 | 0 | 0 | 4006.8634 | 0 | 0 |  | 0
2017 | 1024.4802 | 181.0985 | 641.3441 | 0 | 0 | 0 | 2238.9523 | 0 | 0 | 4085.8751 | 0 | 0 |  | 0
2018 | 1116.586 | 198.9677 | 694.8539 | 0 | 0 | 0 | 2290.2391 | 0 | 0 | 4300.6467 | 0 | 0 |  | 0
2019 | 1085.0985 | 214.9255 | 737.2679 | 0 | 0 | 0 | 2272.0285 | 0 | 0 | 4309.3204 | 0 | 0 |  | 0
2020 | 1012.8913 | 231.8577 | 775.415 | 0 | -3478.935 | 39.7524 | 2088.6842 | 0 | 0 | 669.6656 | 0 | 0 |  | 0
2021 | 1068.9979 | 243.5479 | 810.8272 | 0 | -3430.4046 | 39.7524 | 2126.8357 | 0 | 0 | 859.5565 | 0 | 0 |  | 0
2022 | 1097.7841 | 253.2699 | 843.9285 | 0 | -3320.5342 | 39.7524 | 2203.7344 | 0 | 0 | 1117.9352 | 0 | 0 |  | 0
2023 | 1125.4985 | 256.8311 | 874.3559 | 0 | -3326.6961 | 39.7524 | 2287.1279 | 0 | 0 | 1256.8696 | 0 | 0 |  | 0
2024 | 1162.2953 | 263.0263 | 900.953 | 0 | -3481.1248 | 39.7524 | 2334.4397 | 0 | 0 | 1219.3418 | 0 | 0 |  | 0
2025 | 1179.6405 | 268.6222 | 923.2249 | 97.0035 | -3440.0274 | 39.7524 | 2403.0599 | 0 | 0 | 1471.2762 | 0 | 0 |  | 0
2026 | 1204.6255 | 273.63 | 942.8002 | 0 | -3459.7462 | 39.7524 | 2483.6761 | 0 | 0 | 1484.7381 | 0 | 0 |  | 0
2027 | 1231.0897 | 277.2596 | 961.4618 | 0 | -3477.4368 | 39.7524 | 2546.0226 | 0 | 0 | 1578.1494 | 0 | 0 |  | 0
2028 | 1257.8182 | 280.5852 | 973.0695 | 0 | -3578.5775 | 44.7215 | 2652.7945 | 0 | 0 | 1630.4115 | 0 | 0 |  | 0
2029 | 1292.7746 | 282.6715 | 984.4494 | 0 | -3597.4172 | 44.7215 | 2772.6718 | 0 | 0 | 1779.8716 | 0 | 0 |  | 0
2030 | 1350.2785 | 284.1498 | 996.6308 | 0 | -3574.7088 | 44.7215 | 2854.8937 | 0 | 0 | 1955.9655 | 0 | 0 |  | 0

## S2_BaseLowNGNoHydro
Scenario 2: Base Case - Low Gas Price - No Hydro | [15 empty] | This scenario requires a pipeline. |  |  |  | 5.6% | #DIV/0!
Peak Hour
Billion NG Btu per Hour | Heating Demand |  |  | Heating Balancing |  | Heating Delta |  | Non-Contracted Demand |  | Non-Contracted Balancing |  |  |  |  | Non-Contracted Delta
| LDCs, Munis, Capacity Exempt | Gas EE | Gas Reduction Measures | Existing Pipeline Capacity | Existing LDC Vaporization | Supply less Demand | Demand as a % of Supply | Heating Demand Shortage | MA Electric System | Existing Distrigas Vaporization | Mystic LNG Injection | Demand Response | Winter Reliability | Incremental Pipeline | Supply less Demand | Demand as a % of Supply | Incremental Pipeline Quantity | DR Quantity | WR Quantity
2015 | 157.1275 | -8.017 | -7.1692 | 85.7202 | 36.795 | -19.4261 | 115.9% | 19.4261 | 14.1028 | 18.9406 | 12.1917 | 0.1444 | 4.017 |  | 1.7648 | 95% |  | 190 | 4017
2016 | 159.8522 | -9.2909 | -8.1933 | 99.9702 | 36.795 | -5.6026 | 104.1% | 5.6026 | 14.1028 | 18.9406 | 12.1917 |  |  |  | 11.4269 | 63.3%
2017 | 162.4379 | -10.6473 | -9.2175 | 99.9702 | 36.795 | -5.8079 | 104.2% | 5.8079 | 12.4591 | 18.9406 | 12.1917 |  |  |  | 12.8654 | 58.68%
2018 | 165.2189 | -11.7864 | -10.2417 | 99.9702 | 36.795 | -6.4255 | 104.7% | 6.4255 | 23.139 | 18.9406 | 12.1917 |  |  |  | 1.5678 | 94.96%
2019 | 167.7436 | -12.8388 | -11.2658 | 99.9702 | 36.795 | -6.8736 | 105% | 6.8736 | 19.6356 | 18.9406 | 12.1917 |  |  |  | 4.6231 | 85.15%
2020 | 168.5647 | -13.9354 | -12.29 | 99.9702 | 36.795 | -5.574 | 104.1% | 5.574 | 53.8354 | 18.9406 | 12.1917 |  |  | 33.3333 | 5.0563 | 92.16% | 8
2021 | 169.39 | -14.7059 | -13.1277 | 99.9702 | 36.795 | -4.7911 | 103.5% | 4.7911 | 52.2763 | 18.9406 | 12.1917 |  |  | 33.3333 | 7.3982 | 88.52% | 8
2022 | 170.2193 | -15.4756 | -13.9654 | 99.9702 | 36.795 | -4.013 | 102.9% | 4.013 | 52.1665 | 18.9406 | 12.1917 |  |  | 33.3333 | 8.2861 | 87.15% | 8
2023 | 171.0529 | -15.8326 | -14.8031 | 99.9702 | 36.795 | -3.6519 | 102.7% | 3.6519 | 53.5017 | 18.9406 | 12.1917 |  |  | 33.3333 | 7.312 | 88.66% | 8
2024 | 171.8905 | -16.2988 | -15.6407 | 99.9702 | 36.795 | -3.1857 | 102.3% | 3.1857 | 55.1421 | 18.9406 | 12.1917 |  |  | 37.5 | 10.3045 | 84.99% | 9
2025 | 172.7324 | -16.7039 | -16.4784 | 99.9702 | 36.795 | -2.7849 | 102% | 2.7849 | 54.0902 | 18.9406 | 12.1917 |  |  | 37.5 | 11.7572 | 82.87% | 9
2026 | 173.5785 | -17.0833 | -17.3161 | 99.9702 | 36.795 | -2.4138 | 101.8% | 2.4138 | 54.0902 | 18.9406 | 12.1917 |  |  | 37.5 | 12.1282 | 82.33% | 9
2027 | 174.4288 | -17.2883 | -18.1538 | 99.9702 | 36.795 | -2.2215 | 101.6% | 2.2215 | 56.1545 | 18.9406 | 12.1917 |  |  | 37.5 | 10.2563 | 85.06% | 9
2028 | 175.2834 | -17.5161 | -18.9915 | 99.9702 | 36.795 | -2.0106 | 101.5% | 2.0106 | 60.0702 | 18.9406 | 12.1917 |  |  | 37.5 | 6.5516 | 90.45% | 9
2029 | 176.1423 | -17.6044 | -19.8292 | 99.9702 | 36.795 | -1.9434 | 101.4% | 1.9434 | 60.8522 | 18.9406 | 12.1917 |  |  | 37.5 | 5.8367 | 91.5% | 9
2030 | 177.0054 | -17.654 | -20.6668 | 99.9702 | 36.795 | -1.9193 | 101.4% | 1.9193 | 60.9783 | 18.9406 | 12.1917 |  |  | 37.5 | 5.7347 | 91.64% | 9
Annual
Trillion NG Btu per Year | Heating Demand |  |  | Non-Contracted Demand |  | Total |  | Million Metric Tons CO2 per Year | Heating Demand |  |  | Non-Contracted Demand |  | Total | GWSA Emissions
| LDCs, Munis, Capacity Exempt | Gas EE | Gas Reduction Measures | MA Electric System | Winter Reliability |  |  |  | LDCs, Munis, Capacity Exempt | Gas EE | Gas Reduction Measures | MA Electric Inventory | Winter Reliability |  | Maximum allowable for complicance | Compliant?
2015 | 262.16 | -14.7481 | -11.9614 | 191.6056 | -0.004017 | 427.0521 |  | 2015 | 13.7861 | -0.77555 | -0.62901 | 18.2486 | 9.7963e-05 | 30.6302 | - | -
2016 | 266.6626 | -17.0916 | -13.6702 | 195.0627 | 0 | 430.9635 |  | 2016 | 14.0233 | -0.89882 | -0.71889 | 18.304 | 0 | 30.7096 | - | -
2017 | 269.916 | -19.5867 | -15.379 | 200.4512 | 0 | 435.4015 |  | 2017 | 14.1946 | -1.03 | -0.80877 | 17.8433 | 0 | 30.1991 | - | -
2018 | 273.6535 | -21.6822 | -17.0877 | 199.12 | 0 | 434.0036 |  | 2018 | 14.3923 | -1.1403 | -0.8987 | 17.1059 | 0 | 29.4591 | - | -
2019 | 277.5371 | -23.6183 | -18.7965 | 205.017 | 0 | 440.1393 |  | 2019 | 14.5972 | -1.2422 | -0.98861 | 17.4074 | 0 | 29.7738 | - | -
2020 | 278.8957 | -25.6356 | -20.5053 | 290.6037 | 0 | 523.3585 |  | 2020 | 14.67 | -1.3484 | -1.0786 | 17.2221 | 0 | 29.4651 | 23.3265 | No
2021 | 280.2611 | -27.053 | -21.9029 | 302.7777 | 0 | 534.0829 |  | 2021 | 14.7445 | -1.4233 | -1.1523 | 17.0059 | 0 | 29.1749 | - | -
2022 | 281.6333 | -28.469 | -23.3006 | 299.7499 | 0 | 529.6137 |  | 2022 | 14.8207 | -1.4982 | -1.2262 | 16.6465 | 0 | 28.7429 | - | -
2023 | 283.0124 | -29.1257 | -24.6982 | 298.9283 | 0 | 528.1168 |  | 2023 | 14.8981 | -1.5332 | -1.3001 | 16.7242 | 0 | 28.789 | - | -
2024 | 284.3984 | -29.9833 | -26.0958 | 295.3108 | 0 | 523.6301 |  | 2024 | 14.9783 | -1.5791 | -1.3744 | 16.5487 | 0 | 28.5735 | - | -
2025 | 285.7913 | -30.7284 | -27.4935 | 296.5815 | 0 | 524.1509 |  | 2025 | 15.0602 | -1.6193 | -1.4488 | 16.7241 | 0 | 28.7162 | - | -
2026 | 287.1912 | -31.4264 | -28.8911 | 298.8198 | 0 | 525.6935 |  | 2026 | 15.1446 | -1.6572 | -1.5235 | 16.5994 | 0 | 28.5632 | - | -
2027 | 288.5981 | -31.8035 | -30.2888 | 296.1281 | 0 | 522.6339 |  | 2027 | 15.2288 | -1.6782 | -1.5983 | 16.6503 | 0 | 28.6026 | - | -
2028 | 290.012 | -32.2226 | -31.6864 | 295.5452 | 0 | 521.6483 |  | 2028 | 15.3227 | -1.7025 | -1.6741 | 16.8079 | 0 | 28.754 | - | -
2029 | 291.433 | -32.3851 | -33.084 | 296.7964 | 0 | 522.7604 |  | 2029 | 15.4199 | -1.7135 | -1.7505 | 17.1767 | 0 | 29.1326 | - | -
2030 | 292.8611 | -32.4763 | -34.4817 | 294.4999 | 0 | 520.4031 |  | 2030 | 15.5209 | -1.7212 | -1.8274 | 16.8489 | 0 | 28.8212 | 18.6767 | No
2013 $ M per Year | "Total" Costs | [9 empty] | "Delta" Costs |  |  |  | Delta Costs from Base
| LDCs, Munis, Capacity Exempt | Gas EE | Electric EE PA | TVR | Avoided Price Spikes | Incremental Pipeline | MA Electric System | Demand Response | Winter Reliability | Total | Gas Reduction Measures | Low Demand Resources Capital | Other Resouces Capital | Total
2015 | 873.073 | 137.594 | 506.5663 | 97.0035 | 0 | 0 | 1770.1352 | 0.252 | 12.051 | 3396.6751 | 0 | 0 |  | 0 | -411.2813
2016 | 957.2301 | 158.4377 | 577.0638 | 0 | -0.043339 | 0 | 1849.6802 | 0 | 0 | 3542.3685 | 0 | 0 |  | 0 | -464.4949
2017 | 952.4223 | 181.0985 | 641.3441 | 0 | 0 | 0 | 2238.9523 | 0 | 0 | 4013.8171 | 0 | 0 |  | 0 | -72.0579
2018 | 1002.0039 | 198.9677 | 694.8539 | 0 | 0 | 0 | 2290.2391 | 0 | 0 | 4186.0646 | 0 | 0 |  | 0 | -114.5821
2019 | 973.7476 | 214.9255 | 737.2679 | 0 | 0 | 0 | 2272.0285 | 0 | 0 | 4197.9696 | 0 | 0 |  | 0 | -111.3509
2020 | 908.9502 | 231.8577 | 775.415 | 0 | -3478.935 | 39.7524 | 1693.5216 | 0 | 0 | 170.5619 | 0 | 0 |  | 0 | -499.1037
2021 | 921.8072 | 243.5479 | 810.8272 | 0 | -3430.4046 | 39.7524 | 1695.7469 | 0 | 0 | 281.277 | 0 | 0 |  | 0 | -578.2794
2022 | 936.725 | 253.2699 | 843.9285 | 0 | -3320.5342 | 39.7524 | 1719.765 | 0 | 0 | 472.9067 | 0 | 0 |  | 0 | -645.0285
2023 | 953.3504 | 256.8311 | 874.3559 | 0 | -3326.6961 | 39.7524 | 1766.9519 | 0 | 0 | 564.5456 | 0 | 0 |  | 0 | -692.3241
2024 | 971.7158 | 263.0263 | 900.953 | 0 | -3481.1248 | 44.7215 | 1798.0632 | 0 | 0 | 497.3549 | 0 | 0 |  | 0 | -721.9869
2025 | 982.0711 | 268.6222 | 923.2249 | 97.0035 | -3440.0274 | 44.7215 | 1852.2969 | 0 | 0 | 727.9127 | 0 | 0 |  | 0 | -743.3635
2026 | 995.356 | 273.63 | 942.8002 | 0 | -3459.7462 | 44.7215 | 1896.5163 | 0 | 0 | 693.2778 | 0 | 0 |  | 0 | -791.4603
2027 | 1008.9627 | 277.2596 | 961.4618 | 0 | -3477.4368 | 44.7215 | 1931.4024 | 0 | 0 | 746.3712 | 0 | 0 |  | 0 | -831.7782
2028 | 1025.3163 | 280.5852 | 973.0695 | 0 | -3578.5775 | 44.7215 | 1960.5888 | 0 | 0 | 705.7038 | 0 | 0 |  | 0 | -924.7077
2029 | 1033.4704 | 282.6715 | 984.4494 | 0 | -3597.4172 | 44.7215 | 1976.4809 | 0 | 0 | 724.3765 | 0 | 0 |  | 0 | -1055.4951
2030 | 1044.7012 | 284.1498 | 996.6308 | 0 | -3574.7088 | 44.7215 | 2033.4637 | 0 | 0 | 828.9581 | 0 | 0 |  | 0 | -1127.0073

## S3_BaseHighNGNoHydro
Scenario 3: Base Case - High Gas Price - No Hydro | [15 empty] | This scenario requires a pipeline. |  |  |  | 5.6% | #DIV/0!
Peak Hour
Billion NG Btu per Hour | Heating Demand |  |  | Heating Balancing |  | Heating Delta |  | Non-Contracted Demand |  | Non-Contracted Balancing |  |  |  |  | Non-Contracted Delta
| LDCs, Munis, Capacity Exempt | Gas EE | Gas Reduction Measures | Existing Pipeline Capacity | Existing LDC Vaporization | Supply less Demand | Demand as a % of Supply | Heating Demand Shortage | MA Electric System | Existing Distrigas Vaporization | Mystic LNG Injection | Demand Response | Winter Reliability | Incremental Pipeline | Supply less Demand | Demand as a % of Supply | Incremental Pipeline Quantity | DR Quantity | WR Quantity
2015 | 157.1275 | -8.017 | -7.1692 | 85.7202 | 36.795 | -19.4261 | 115.9% | 19.4261 | 14.1028 | 18.9406 | 12.1917 | 0.1444 | 4.017 |  | 1.7648 | 95% |  | 190 | 4017
2016 | 159.8522 | -9.2909 | -8.1933 | 99.9702 | 36.795 | -5.6026 | 104.1% | 5.6026 | 14.1028 | 18.9406 | 12.1917 |  |  |  | 11.4269 | 63.3%
2017 | 162.4379 | -10.6473 | -9.2175 | 99.9702 | 36.795 | -5.8079 | 104.2% | 5.8079 | 12.4591 | 18.9406 | 12.1917 |  |  |  | 12.8654 | 58.68%
2018 | 165.2189 | -11.7864 | -10.2417 | 99.9702 | 36.795 | -6.4255 | 104.7% | 6.4255 | 23.139 | 18.9406 | 12.1917 |  |  |  | 1.5678 | 94.96%
2019 | 167.7436 | -12.8388 | -11.2658 | 99.9702 | 36.795 | -6.8736 | 105% | 6.8736 | 19.4865 | 18.9406 | 12.1917 |  |  |  | 4.7722 | 84.67%
2020 | 168.5647 | -13.9354 | -12.29 | 99.9702 | 36.795 | -5.574 | 104.1% | 5.574 | 52.32 | 18.9406 | 12.1917 |  |  | 33.3333 | 6.5716 | 89.81% | 8
2021 | 169.39 | -14.7059 | -13.1277 | 99.9702 | 36.795 | -4.7911 | 103.5% | 4.7911 | 51.712 | 18.9406 | 12.1917 |  |  | 33.3333 | 7.9626 | 87.65% | 8
2022 | 170.2193 | -15.4756 | -13.9654 | 99.9702 | 36.795 | -4.013 | 102.9% | 4.013 | 51.0627 | 18.9406 | 12.1917 |  |  | 33.3333 | 9.3899 | 85.43% | 8
2023 | 171.0529 | -15.8326 | -14.8031 | 99.9702 | 36.795 | -3.6519 | 102.7% | 3.6519 | 51.9439 | 18.9406 | 12.1917 |  |  | 33.3333 | 8.8699 | 86.24% | 8
2024 | 171.8905 | -16.2988 | -15.6407 | 99.9702 | 36.795 | -3.1857 | 102.3% | 3.1857 | 54.0902 | 18.9406 | 12.1917 |  |  | 33.3333 | 7.1897 | 88.85% | 8
2025 | 172.7324 | -16.7039 | -16.4784 | 99.9702 | 36.795 | -2.7849 | 102% | 2.7849 | 53.3082 | 18.9406 | 12.1917 |  |  | 33.3333 | 8.3726 | 87.01% | 8
2026 | 173.5785 | -17.0833 | -17.3161 | 99.9702 | 36.795 | -2.4138 | 101.8% | 2.4138 | 53.3082 | 18.9406 | 12.1917 |  |  | 33.3333 | 8.7436 | 86.44% | 8
2027 | 174.4288 | -17.2883 | -18.1538 | 99.9702 | 36.795 | -2.2215 | 101.6% | 2.2215 | 52.0985 | 18.9406 | 12.1917 |  |  | 33.3333 | 10.1457 | 84.26% | 8
2028 | 175.2834 | -17.5161 | -18.9915 | 99.9702 | 36.795 | -2.0106 | 101.5% | 2.0106 | 56.2902 | 18.9406 | 12.1917 |  |  | 33.3333 | 6.1649 | 90.44% | 8
2029 | 176.1423 | -17.6044 | -19.8292 | 99.9702 | 36.795 | -1.9434 | 101.4% | 1.9434 | 60.0702 | 18.9406 | 12.1917 |  |  | 37.5 | 6.6187 | 90.36% | 9
2030 | 177.0054 | -17.654 | -20.6668 | 99.9702 | 36.795 | -1.9193 | 101.4% | 1.9193 | 57.1983 | 18.9406 | 12.1917 |  |  | 37.5 | 9.5147 | 86.14% | 9
Annual
Trillion NG Btu per Year | Heating Demand |  |  | Non-Contracted Demand |  | Total |  | Million Metric Tons CO2 per Year | Heating Demand |  |  | Non-Contracted Demand |  | Total | GWSA Emissions
| LDCs, Munis, Capacity Exempt | Gas EE | Gas Reduction Measures | MA Electric System | Winter Reliability |  |  |  | LDCs, Munis, Capacity Exempt | Gas EE | Gas Reduction Measures | MA Electric Inventory | Winter Reliability |  | Maximum allowable for complicance | Compliant?
2015 | 262.16 | -14.7481 | -11.9614 | 181.6412 | -0.004017 | 417.0877 |  | 2015 | 13.7861 | -0.77555 | -0.62901 | 18.2586 | 9.7963e-05 | 30.6402 | - | -
2016 | 266.6626 | -17.0916 | -13.6702 | 186.6465 | 0 | 422.5474 |  | 2016 | 14.0233 | -0.89882 | -0.71889 | 18.3199 | 0 | 30.7255 | - | -
2017 | 269.916 | -19.5867 | -15.379 | 195.0471 | 0 | 429.9974 |  | 2017 | 14.1946 | -1.03 | -0.80877 | 17.7587 | 0 | 30.1145 | - | -
2018 | 273.6535 | -21.6822 | -17.0877 | 195.6329 | 0 | 430.5165 |  | 2018 | 14.3923 | -1.1403 | -0.8987 | 17.0347 | 0 | 29.3879 | - | -
2019 | 277.5371 | -23.6183 | -18.7965 | 200.9573 | 0 | 436.0796 |  | 2019 | 14.5972 | -1.2422 | -0.98861 | 17.3252 | 0 | 29.6916 | - | -
2020 | 278.8957 | -25.6356 | -20.5053 | 251.2652 | 0 | 484.02 |  | 2020 | 14.67 | -1.3484 | -1.0786 | 17.1752 | 0 | 29.4182 | 23.3265 | No
2021 | 280.2611 | -27.053 | -21.9029 | 241.7697 | 0 | 473.0749 |  | 2021 | 14.7445 | -1.4233 | -1.1523 | 17.0248 | 0 | 29.1938 | - | -
2022 | 281.6333 | -28.469 | -23.3006 | 227.2139 | 0 | 457.0777 |  | 2022 | 14.8207 | -1.4982 | -1.2262 | 16.7175 | 0 | 28.8139 | - | -
2023 | 283.0124 | -29.1257 | -24.6982 | 228.7836 | 0 | 457.9721 |  | 2023 | 14.8981 | -1.5332 | -1.3001 | 16.8259 | 0 | 28.8907 | - | -
2024 | 284.3984 | -29.9833 | -26.0958 | 240.7053 | 0 | 469.0246 |  | 2024 | 14.9783 | -1.5791 | -1.3744 | 16.6516 | 0 | 28.6764 | - | -
2025 | 285.7913 | -30.7284 | -27.4935 | 243.7794 | 0 | 471.3488 |  | 2025 | 15.0602 | -1.6193 | -1.4488 | 16.8497 | 0 | 28.8418 | - | -
2026 | 287.1912 | -31.4264 | -28.8911 | 241.1263 | 0 | 468 |  | 2026 | 15.1446 | -1.6572 | -1.5235 | 16.6979 | 0 | 28.6617 | - | -
2027 | 288.5981 | -31.8035 | -30.2888 | 238.4426 | 0 | 464.9485 |  | 2027 | 15.2288 | -1.6782 | -1.5983 | 16.7454 | 0 | 28.6977 | - | -
2028 | 290.012 | -32.2226 | -31.6864 | 256.1303 | 0 | 482.2334 |  | 2028 | 15.3227 | -1.7025 | -1.6741 | 16.9282 | 0 | 28.8744 | - | -
2029 | 291.433 | -32.3851 | -33.084 | 257.6472 | 0 | 483.6111 |  | 2029 | 15.4199 | -1.7135 | -1.7505 | 17.2247 | 0 | 29.1806 | - | -
2030 | 292.8611 | -32.4763 | -34.4817 | 243.7003 | 0 | 469.6034 |  | 2030 | 15.5209 | -1.7212 | -1.8274 | 16.8434 | 0 | 28.8157 | 18.6767 | No
2013 $ M per Year | "Total" Costs | [9 empty] | "Delta" Costs |  |  |  | Delta Costs from Base
| LDCs, Munis, Capacity Exempt | Gas EE | Electric EE PA | TVR | Avoided Price Spikes | Incremental Pipeline | MA Electric System | Demand Response | Winter Reliability | Total | Gas Reduction Measures | Low Demand Resources Capital | Other Resouces Capital | Total
2015 | 873.073 | 137.594 | 506.5663 | 97.0035 | 0 | 0 | 2181.3591 | 0.252 | 12.051 | 3807.8989 | 0 | 0 |  | 0 | -0.057377
2016 | 985.0037 | 158.4377 | 577.0638 | 0 | -0.044597 | 0 | 2312.0583 | 0 | 0 | 4032.5189 | 0 | 0 |  | 0 | 25.6554
2017 | 1072.2589 | 181.0985 | 641.3441 | 0 | 0 | 0 | 2338.1086 | 0 | 0 | 4232.8101 | 0 | 0 |  | 0 | 146.935
2018 | 1120.0302 | 198.9677 | 694.8539 | 0 | 0 | 0 | 2388.6604 | 0 | 0 | 4402.5123 | 0 | 0 |  | 0 | 101.8656
2019 | 1133.1779 | 214.9255 | 737.2679 | 0 | 0 | 0 | 2406.5039 | 0 | 0 | 4491.8752 | 0 | 0 |  | 0 | 182.5547
2020 | 1159.1826 | 231.8577 | 775.415 | 0 | -3478.935 | 39.7524 | 2230.9716 | 0 | 0 | 958.2443 | 0 | 0 |  | 0 | 288.5787
2021 | 1205.5309 | 243.5479 | 810.8272 | 0 | -3430.4046 | 39.7524 | 2249.3983 | 0 | 0 | 1118.6521 | 0 | 0 |  | 0 | 259.0956
2022 | 1267.7886 | 253.2699 | 843.9285 | 0 | -3320.5342 | 39.7524 | 2354.2988 | 0 | 0 | 1438.5041 | 0 | 0 |  | 0 | 320.5689
2023 | 1330.266 | 256.8311 | 874.3559 | 0 | -3326.6961 | 39.7524 | 2465.5767 | 0 | 0 | 1640.086 | 0 | 0 |  | 0 | 383.2164
2024 | 1396.5011 | 263.0263 | 900.953 | 0 | -3481.1248 | 39.7524 | 2528.3097 | 0 | 0 | 1647.4177 | 0 | 0 |  | 0 | 428.0759
2025 | 1478.2106 | 268.6222 | 923.2249 | 97.0035 | -3440.0274 | 39.7524 | 2652.6575 | 0 | 0 | 2019.4437 | 0 | 0 |  | 0 | 548.1676
2026 | 1545.6904 | 273.63 | 942.8002 | 0 | -3459.7462 | 39.7524 | 2766.2755 | 0 | 0 | 2108.4024 | 0 | 0 |  | 0 | 623.6643
2027 | 1605.0274 | 277.2596 | 961.4618 | 0 | -3477.4368 | 39.7524 | 2846.7627 | 0 | 0 | 2252.8272 | 0 | 0 |  | 0 | 674.6778
2028 | 1665.081 | 280.5852 | 973.0695 | 0 | -3578.5775 | 39.7524 | 2988.1197 | 0 | 0 | 2368.0304 | 0 | 0 |  | 0 | 737.6189
2029 | 1697.0434 | 282.6715 | 984.4494 | 0 | -3597.4172 | 44.7215 | 3118.4483 | 0 | 0 | 2529.9169 | 0 | 0 |  | 0 | 750.0454
2030 | 1749.8349 | 284.1498 | 996.6308 | 0 | -3574.7088 | 44.7215 | 3179.5488 | 0 | 0 | 2680.177 | 0 | 0 |  | 0 | 724.2115

## S4_BaseRefNGHydro
Scenario 4: Base Case - Reference Gas Price - Hydro | [15 empty] | This scenario requires a pipeline. |  |  |  | 5.6% | #DIV/0!
Peak Hour
Billion NG Btu per Hour | Heating Demand |  |  | Heating Balancing |  | Heating Delta |  | Non-Contracted Demand |  | Non-Contracted Balancing |  |  |  |  | Non-Contracted Delta
| LDCs, Munis, Capacity Exempt | Gas EE | Gas Reduction Measures | Existing Pipeline Capacity | Existing LDC Vaporization | Supply less Demand | Demand as a % of Supply | Heating Demand Shortage | MA Electric System | Existing Distrigas Vaporization | Mystic LNG Injection | Demand Response | Winter Reliability | Incremental Pipeline | Supply less Demand | Demand as a % of Supply | Incremental Pipeline Quantity | DR Quantity | WR Quantity
2015 | 157.1275 | -8.017 | -7.1692 | 85.7202 | 36.795 | -19.4261 | 115.9% | 19.4261 | 14.1028 | 18.9406 | 12.1917 | 0.1444 | 4.017 |  | 1.7648 | 95% |  | 190 | 4017
2016 | 159.8522 | -9.2909 | -8.1933 | 99.9702 | 36.795 | -5.6026 | 104.1% | 5.6026 | 14.1028 | 18.9406 | 12.1917 |  |  |  | 11.4269 | 63.3%
2017 | 162.4379 | -10.6473 | -9.2175 | 99.9702 | 36.795 | -5.8079 | 104.2% | 5.8079 | 12.4591 | 18.9406 | 12.1917 |  |  |  | 12.8654 | 58.68%
2018 | 165.2189 | -11.7864 | -10.2417 | 99.9702 | 36.795 | -6.4255 | 104.7% | 6.4255 | 20.7803 | 18.9406 | 12.1917 |  |  |  | 3.9265 | 87.39%
2019 | 167.7436 | -12.8388 | -11.2658 | 99.9702 | 36.795 | -6.8736 | 105% | 6.8736 | 16.202 | 18.9406 | 12.1917 |  |  |  | 8.0566 | 74.12%
2020 | 168.5647 | -13.9354 | -12.29 | 99.9702 | 36.795 | -5.574 | 104.1% | 5.574 | 53.3813 | 18.9406 | 12.1917 |  |  | 33.3333 | 5.5103 | 91.45% | 8
2021 | 169.39 | -14.7059 | -13.1277 | 99.9702 | 36.795 | -4.7911 | 103.5% | 4.7911 | 51.712 | 18.9406 | 12.1917 |  |  | 33.3333 | 7.9626 | 87.65% | 8
2022 | 170.2193 | -15.4756 | -13.9654 | 99.9702 | 36.795 | -4.013 | 102.9% | 4.013 | 50.5698 | 18.9406 | 12.1917 |  |  | 33.3333 | 9.8828 | 84.67% | 8
2023 | 171.0529 | -15.8326 | -14.8031 | 99.9702 | 36.795 | -3.6519 | 102.7% | 3.6519 | 45.6597 | 18.9406 | 12.1917 |  |  | 33.3333 | 15.1541 | 76.49% | 8
2024 | 171.8905 | -16.2988 | -15.6407 | 99.9702 | 36.795 | -3.1857 | 102.3% | 3.1857 | 51.4182 | 18.9406 | 12.1917 |  |  | 33.3333 | 9.8617 | 84.7% | 8
2025 | 172.7324 | -16.7039 | -16.4784 | 99.9702 | 36.795 | -2.7849 | 102% | 2.7849 | 50.9252 | 18.9406 | 12.1917 |  |  | 33.3333 | 10.7555 | 83.32% | 8
2026 | 173.5785 | -17.0833 | -17.3161 | 99.9702 | 36.795 | -2.4138 | 101.8% | 2.4138 | 52.8152 | 18.9406 | 12.1917 |  |  | 33.3333 | 9.2365 | 85.67% | 8
2027 | 174.4288 | -17.2883 | -18.1538 | 99.9702 | 36.795 | -2.2215 | 101.6% | 2.2215 | 47.8255 | 18.9406 | 12.1917 |  |  | 33.3333 | 14.4186 | 77.63% | 8
2028 | 175.2834 | -17.5161 | -18.9915 | 99.9702 | 36.795 | -2.0106 | 101.5% | 2.0106 | 52.0172 | 18.9406 | 12.1917 |  |  | 33.3333 | 10.4378 | 83.81% | 8
2029 | 176.1423 | -17.6044 | -19.8292 | 99.9702 | 36.795 | -1.9434 | 101.4% | 1.9434 | 53.9072 | 18.9406 | 12.1917 |  |  | 33.3333 | 8.615 | 86.64% | 8
2030 | 177.0054 | -17.654 | -20.6668 | 99.9702 | 36.795 | -1.9193 | 101.4% | 1.9193 | 52.0172 | 18.9406 | 12.1917 |  |  | 33.3333 | 10.5291 | 83.67% | 8
Annual
Trillion NG Btu per Year | Heating Demand |  |  | Non-Contracted Demand |  | Total |  | Million Metric Tons CO2 per Year | Heating Demand |  |  | Non-Contracted Demand |  | Total | GWSA Emissions
| LDCs, Munis, Capacity Exempt | Gas EE | Gas Reduction Measures | MA Electric System | Winter Reliability |  |  |  | LDCs, Munis, Capacity Exempt | Gas EE | Gas Reduction Measures | MA Electric Inventory | Winter Reliability |  | Maximum allowable for complicance | Compliant?
2015 | 262.16 | -14.7481 | -11.9614 | 181.3113 | -0.004017 | 416.7578 |  | 2015 | 13.7861 | -0.77555 | -0.62901 | 18.2486 | 9.7963e-05 | 30.6302 | - | -
2016 | 266.6626 | -17.0916 | -13.6702 | 184.9723 | 0 | 420.8731 |  | 2016 | 14.0233 | -0.89882 | -0.71889 | 18.2831 | 0 | 30.6887 | - | -
2017 | 269.916 | -19.5867 | -15.379 | 197.0812 | 0 | 432.0315 |  | 2017 | 14.1946 | -1.03 | -0.80877 | 17.7789 | 0 | 30.1347 | - | -
2018 | 273.6535 | -21.6822 | -17.0877 | 177.3683 | 0 | 412.2518 |  | 2018 | 14.3923 | -1.1403 | -0.8987 | 14.8508 | 0 | 27.204 | - | -
2019 | 277.5371 | -23.6183 | -18.7965 | 185.2035 | 0 | 420.3258 |  | 2019 | 14.5972 | -1.2422 | -0.98861 | 15.1151 | 0 | 27.4815 | - | -
2020 | 278.8957 | -25.6356 | -20.5053 | 232.2602 | 0 | 465.015 |  | 2020 | 14.67 | -1.3484 | -1.0786 | 14.8258 | 0 | 27.0688 | 23.3265 | No
2021 | 280.2611 | -27.053 | -21.9029 | 222.3971 | 0 | 453.7023 |  | 2021 | 14.7445 | -1.4233 | -1.1523 | 14.7479 | 0 | 26.9169 | - | -
2022 | 281.6333 | -28.469 | -23.3006 | 191.5651 | 0 | 421.4289 |  | 2022 | 14.8207 | -1.4982 | -1.2262 | 12.6187 | 0 | 24.7151 | - | -
2023 | 283.0124 | -29.1257 | -24.6982 | 195.8505 | 0 | 425.039 |  | 2023 | 14.8981 | -1.5332 | -1.3001 | 12.773 | 0 | 24.8378 | - | -
2024 | 284.3984 | -29.9833 | -26.0958 | 212.9408 | 0 | 441.2601 |  | 2024 | 14.9783 | -1.5791 | -1.3744 | 12.6577 | 0 | 24.6825 | - | -
2025 | 285.7913 | -30.7284 | -27.4935 | 216.7378 | 0 | 444.3073 |  | 2025 | 15.0602 | -1.6193 | -1.4488 | 12.83 | 0 | 24.8221 | - | -
2026 | 287.1912 | -31.4264 | -28.8911 | 216.7397 | 0 | 443.6134 |  | 2026 | 15.1446 | -1.6572 | -1.5235 | 12.6966 | 0 | 24.6604 | - | -
2027 | 288.5981 | -31.8035 | -30.2888 | 216.5279 | 0 | 443.0337 |  | 2027 | 15.2288 | -1.6782 | -1.5983 | 12.7697 | 0 | 24.7221 | - | -
2028 | 290.012 | -32.2226 | -31.6864 | 233.3927 | 0 | 459.4957 |  | 2028 | 15.3227 | -1.7025 | -1.6741 | 12.8792 | 0 | 24.8253 | - | -
2029 | 291.433 | -32.3851 | -33.084 | 236.8518 | 0 | 462.8157 |  | 2029 | 15.4199 | -1.7135 | -1.7505 | 13.182 | 0 | 25.1379 | - | -
2030 | 292.8611 | -32.4763 | -34.4817 | 227.8405 | 0 | 453.7436 |  | 2030 | 15.5209 | -1.7212 | -1.8274 | 13.002 | 0 | 24.9743 | 18.6767 | No
2013 $ M per Year | "Total" Costs | [9 empty] | "Delta" Costs |  |  |  | Delta Costs from Base
| LDCs, Munis, Capacity Exempt | Gas EE | Electric EE PA | TVR | Avoided Price Spikes | Incremental Pipeline | MA Electric System | Demand Response | Winter Reliability | Total | Gas Reduction Measures | Low Demand Resources Capital | Other Resouces Capital | Total
2015 | 873.073 | 137.594 | 506.5663 | 97.0035 | 0 | 0 | 2181.4165 | 0.252 | 12.051 | 3807.9563 | 0 | 0 |  | 0 | -3.638e-12
2016 | 971.017 | 158.4377 | 577.0638 | 0 | -0.043964 | 0 | 2300.3888 | 0 | 0 | 4006.8634 | 0 | 0 |  | 0 | -5.0022e-12
2017 | 1024.4802 | 181.0985 | 641.3441 | 0 | 0 | 0 | 2298.2575 | 0 | 0 | 4145.1803 | 0 | 0 |  | 0 | 59.3052
2018 | 1116.586 | 198.9677 | 694.8539 | 0 | 0 | 0 | 2210.0986 | 0 | 0 | 4220.5062 | 0 | 0 | 128.7956 | 128.7956 | 48.6551
2019 | 1085.0985 | 214.9255 | 737.2679 | 0 | 0 | 0 | 2192.0652 | 0 | 0 | 4229.3572 | 0 | 0 | 128.7956 | 128.7956 | 48.8323
2020 | 1012.8913 | 231.8577 | 775.415 | 0 | -3478.935 | 39.7524 | 1988.8574 | 0 | 0 | 569.8388 | 0 | 0 | 128.7956 | 128.7956 | 28.9688
2021 | 1068.9979 | 243.5479 | 810.8272 | 0 | -3430.4046 | 39.7524 | 2013.7996 | 0 | 0 | 746.5205 | 0 | 0 | 128.7956 | 128.7956 | 15.7595
2022 | 1097.7841 | 253.2699 | 843.9285 | 0 | -3320.5342 | 39.7524 | 1999.8273 | 0 | 0 | 914.0281 | 0 | 0 | 317.6957 | 317.6957 | 113.7886
2023 | 1125.4985 | 256.8311 | 874.3559 | 0 | -3326.6961 | 39.7524 | 2076.3436 | 0 | 0 | 1046.0854 | 0 | 0 | 317.6957 | 317.6957 | 106.9115
2024 | 1162.2953 | 263.0263 | 900.953 | 0 | -3481.1248 | 39.7524 | 2115.899 | 0 | 0 | 1000.8011 | 0 | 0 | 317.6957 | 317.6957 | 99.1549
2025 | 1179.6405 | 268.6222 | 923.2249 | 97.0035 | -3440.0274 | 39.7524 | 2177.2267 | 0 | 0 | 1245.4429 | 0 | 0 | 317.6957 | 317.6957 | 91.8625
2026 | 1204.6255 | 273.63 | 942.8002 | 0 | -3459.7462 | 39.7524 | 2249.6628 | 0 | 0 | 1250.7248 | 0 | 0 | 317.6957 | 317.6957 | 83.6824
2027 | 1231.0897 | 277.2596 | 961.4618 | 0 | -3477.4368 | 39.7524 | 2306.565 | 0 | 0 | 1338.6917 | 0 | 0 | 317.6957 | 317.6957 | 78.2381
2028 | 1257.8182 | 280.5852 | 973.0695 | 0 | -3578.5775 | 39.7524 | 2404.022 | 0 | 0 | 1376.6699 | 0 | 0 | 317.6957 | 317.6957 | 63.9541
2029 | 1292.7746 | 282.6715 | 984.4494 | 0 | -3597.4172 | 39.7524 | 2519.7182 | 0 | 0 | 1521.9489 | 0 | 0 | 317.6957 | 317.6957 | 59.7731
2030 | 1350.2785 | 284.1498 | 996.6308 | 0 | -3574.7088 | 39.7524 | 2589.2445 | 0 | 0 | 1685.3472 | 0 | 0 | 317.6957 | 317.6957 | 47.0774

## S5_LowRefNGNoHydro
Scenario 5: Low Demand Case - Reference Gas Price - No Hydro | [15 empty] | This scenario requires a pipeline. |  |  |  |  | 5.6% | #DIV/0!
Peak Hour
Billion NG Btu per Hour | Heating Demand |  |  | Heating Balancing |  | Heating Delta |  | Non-Contracted Demand |  | Non-Contracted Balancing |  |  |  |  | Non-Contracted Delta
| LDCs, Munis, Capacity Exempt | Gas EE | Gas Reduction Measures | Existing Pipeline Capacity | Existing LDC Vaporization | Supply less Demand | Demand as a % of Supply | Heating Demand Shortage | MA Electric System | Existing Distrigas Vaporization | Mystic LNG Injection | Demand Response | Winter Reliability | Incremental Pipeline | Supply less Demand | Demand as a % of Supply | Incremental Pipeline Quantity | DR Quantity | WR Quantity
2015 | 157.1275 | -8.017 | -7.1692 | 85.7202 | 36.795 | -19.4261 | 115.9% | 19.4261 | 14.1028 | 18.9406 | 12.1917 | 0.5776 | 3.584 |  | 1.765 | 95% |  | 760 | 3584
2016 | 159.8522 | -10.4957 | -8.1933 | 99.9702 | 36.795 | -4.3978 | 103.2% | 4.3978 | 14.0998 | 18.9406 | 12.1917 |  |  |  | 12.6346 | 59.42%
2017 | 162.4379 | -12.589 | -9.2175 | 99.9702 | 36.795 | -3.8661 | 102.8% | 3.8661 | 12.453 | 18.9406 | 12.1917 |  |  |  | 14.8131 | 52.42%
2018 | 165.2189 | -14.5548 | -10.2417 | 99.9702 | 36.795 | -3.6572 | 102.7% | 3.6572 | 22.5641 | 18.9406 | 12.1917 |  |  |  | 4.911 | 84.23%
2019 | 167.7436 | -16.5236 | -11.2658 | 99.9702 | 36.795 | -3.1889 | 102.3% | 3.1889 | 16.1899 | 18.9406 | 12.1917 |  |  |  | 11.7535 | 62.25%
2020 | 168.5647 | -18.5366 | -12.29 | 99.9702 | 36.795 | -0.97285 | 100.7% | 0.97285 | 53.3662 | 18.9406 | 12.1917 |  |  | 29.1667 | 5.9599 | 90.12% | 7
2021 | 169.39 | -20.2234 | -13.1277 | 99.9702 | 36.795 | 0.72643 | 99.47% | 0 | 51.101 | 18.9406 | 12.1917 |  |  | 29.1667 | 9.198 | 84.75% | 7
2022 | 170.2193 | -21.9095 | -13.9654 | 99.9702 | 36.795 | 2.4208 | 98.23% | 0 | 49.8558 | 18.9406 | 12.1917 |  |  | 29.1667 | 10.4431 | 82.68% | 7
2023 | 171.0529 | -23.1829 | -14.8031 | 99.9702 | 36.795 | 3.6984 | 97.3% | 0 | 48.7673 | 18.9406 | 12.1917 |  |  | 29.1667 | 11.5316 | 80.88% | 7
2024 | 171.8905 | -24.5654 | -15.6407 | 99.9702 | 36.795 | 5.0809 | 96.28% | 0 | 50.9095 | 18.9406 | 12.1917 |  |  | 29.1667 | 9.3895 | 84.43% | 7
2025 | 172.7324 | -25.8869 | -16.4784 | 99.9702 | 36.795 | 6.3981 | 95.32% | 0 | 48.4236 | 18.9406 | 12.1917 |  |  | 29.1667 | 11.8754 | 80.31% | 7
2026 | 173.5785 | -27.1827 | -17.3161 | 99.9702 | 36.795 | 7.6855 | 94.38% | 0 | 47.8277 | 18.9406 | 12.1917 |  |  | 29.1667 | 12.4713 | 79.32% | 7
2027 | 174.4288 | -28.3041 | -18.1538 | 99.9702 | 36.795 | 8.7943 | 93.57% | 0 | 47.9121 | 18.9406 | 12.1917 |  |  | 29.1667 | 12.3869 | 79.46% | 7
2028 | 175.2834 | -29.4482 | -18.9915 | 99.9702 | 36.795 | 9.9216 | 92.75% | 0 | 51.015 | 18.9406 | 12.1917 |  |  | 29.1667 | 9.284 | 84.6% | 7
2029 | 176.1423 | -30.4529 | -19.8292 | 99.9702 | 36.795 | 10.9051 | 92.03% | 0 | 52.802 | 18.9406 | 12.1917 |  |  | 29.1667 | 7.497 | 87.57% | 7
2030 | 177.0054 | -31.4189 | -20.6668 | 99.9702 | 36.795 | 11.8456 | 91.34% | 0 | 46.0432 | 18.9406 | 12.1917 |  |  | 29.1667 | 14.2558 | 76.36% | 7
Annual
Trillion NG Btu per Year | Heating Demand |  |  | Non-Contracted Demand |  | Total |  | Million Metric Tons CO2 per Year | Heating Demand |  |  | Non-Contracted Demand |  | Total | GWSA Emissions
| LDCs, Munis, Capacity Exempt | Gas EE | Gas Reduction Measures | MA Electric System | Winter Reliability |  |  |  | LDCs, Munis, Capacity Exempt | Gas EE | Gas Reduction Measures | MA Electric Inventory | Winter Reliability |  | Maximum allowable for complicance | Compliant?
2015 | 262.16 | -14.7481 | -11.9614 | 181.6476 | -0.003584 | 417.0946 |  | 2015 | 13.7861 | -0.77555 | -0.62901 | 18.3124 | 8.7403e-05 | 30.694 | - | -
2016 | 266.6626 | -19.3079 | -13.6702 | 184.2935 | 0 | 417.978 |  | 2016 | 14.0233 | -1.0154 | -0.71889 | 18.0295 | 0 | 30.3186 | - | -
2017 | 269.916 | -23.1587 | -15.379 | 192.8749 | 0 | 424.2532 |  | 2017 | 14.1946 | -1.2179 | -0.80877 | 17.205 | 0 | 29.373 | - | -
2018 | 273.6535 | -26.7749 | -17.0877 | 189.015 | 0 | 418.8058 |  | 2018 | 14.3923 | -1.4082 | -0.8987 | 16.166 | 0 | 28.2514 | - | -
2019 | 277.5371 | -30.3968 | -18.7965 | 193.1479 | 0 | 421.4917 |  | 2019 | 14.5972 | -1.5987 | -0.98861 | 16.1131 | 0 | 28.123 | - | -
2020 | 278.8957 | -34.0999 | -20.5053 | 239.6583 | 0 | 463.9489 |  | 2020 | 14.67 | -1.7937 | -1.0786 | 15.5331 | 0 | 27.3308 | 23.3265 | No
2021 | 280.2611 | -37.203 | -21.9029 | 224.0795 | 0 | 445.2347 |  | 2021 | 14.7445 | -1.9572 | -1.1523 | 14.7074 | 0 | 26.3423 | - | -
2022 | 281.6333 | -40.3047 | -23.3006 | 204.7186 | 0 | 422.7466 |  | 2022 | 14.8207 | -2.121 | -1.2262 | 13.6131 | 0 | 25.0867 | - | -
2023 | 283.0124 | -42.6473 | -24.6982 | 202.1491 | 0 | 417.8161 |  | 2023 | 14.8981 | -2.245 | -1.3001 | 13.0252 | 0 | 24.3782 | - | -
2024 | 284.3984 | -45.1906 | -26.0958 | 212.3492 | 0 | 425.4612 |  | 2024 | 14.9783 | -2.38 | -1.3744 | 12.1962 | 0 | 23.4201 | - | -
2025 | 285.7913 | -47.6215 | -27.4935 | 210.5919 | 0 | 421.2683 |  | 2025 | 15.0602 | -2.5095 | -1.4488 | 11.6464 | 0 | 22.7483 | - | -
2026 | 287.1912 | -50.0052 | -28.8911 | 207.8769 | 0 | 416.1718 |  | 2026 | 15.1446 | -2.6369 | -1.5235 | 10.8678 | 0 | 21.8519 | - | -
2027 | 288.5981 | -52.0681 | -30.2888 | 203.0385 | 0 | 409.2797 |  | 2027 | 15.2288 | -2.7475 | -1.5983 | 10.2182 | 0 | 21.1011 | - | -
2028 | 290.012 | -54.1729 | -31.6864 | 213.8473 | 0 | 418 |  | 2028 | 15.3227 | -2.8622 | -1.6741 | 9.6774 | 0 | 20.4638 | - | -
2029 | 291.433 | -56.0212 | -33.084 | 213.4952 | 0 | 415.823 |  | 2029 | 15.4199 | -2.9641 | -1.7505 | 9.3012 | 0 | 20.0065 | - | -
2030 | 292.8611 | -57.7982 | -34.4817 | 200.0039 | 0 | 400.5852 |  | 2030 | 15.5209 | -3.0632 | -1.8274 | 8.4028 | 0 | 19.0332 | 18.6767 | No |  | 200.5813 | 200.0039 | 400.5852
[18 empty] | 225.9032 | 260.9605 | 486.8637
2013 $ M per Year | "Total" Costs | [9 empty] | "Delta" Costs |  |  |  | Delta Costs from Base |  |  | -11.21% | -23.36% | -17.72%
| LDCs, Munis, Capacity Exempt | Gas EE | Electric EE PA | TVR | Avoided Price Spikes | Incremental Pipeline | MA Electric System | Demand Response | Winter Reliability | Total | Gas Reduction Measures | Low Demand Resources Capital | Other Resouces Capital | Total
2015 | 873.073 | 137.594 | 506.5663 | 97.0035 | 0 | 0 | 2190.7641 | 1.008 | 10.752 | 3816.7609 | 0 | 2.4828 |  | 2.4828 | 11.2874
2016 | 961.8943 | 178.9825 | 579.7024 | 0 | -0.043964 | 0 | 2280.8871 | 0 | 0 | 4001.4224 | 0 | 19.4403 |  | 19.4403 | 13.9993
2017 | 1008.9049 | 214.1249 | 650.6589 | 0 | 0 | 0 | 2245.8415 | 0 | 0 | 4119.5303 | 0 | 30.1639 |  | 30.1639 | 63.8191
2018 | 1092.3763 | 245.7012 | 714.1842 | 0 | 0 | 0 | 2292.1169 | 0 | 0 | 4344.3786 | 0 | 40.9683 |  | 40.9683 | 84.7002
2019 | 1053.8156 | 276.6094 | 769.6699 | 0 | 0 | 0 | 2237.5562 | 0 | 0 | 4337.651 | 0 | 51.8536 |  | 51.8536 | 80.1841
2020 | 976.057 | 308.4113 | 820.8681 | 0 | -3478.935 | 34.7834 | 1969.944 | 0 | 0 | 631.1288 | 0 | 62.8198 |  | 62.8198 | 24.2829
2021 | 1022.0887 | 334.9246 | 869.074 | 0 | -3430.4046 | 34.7834 | 1937.9271 | 0 | 0 | 768.3932 | 0 | 143.4796 |  | 143.4796 | 52.3163
2022 | 1041.2588 | 358.5651 | 914.5978 | 0 | -3320.5342 | 34.7834 | 1941.8966 | 0 | 0 | 970.5675 | 0 | 223.618 |  | 223.618 | 76.2503
2023 | 1059.097 | 376.0641 | 957.3189 | 0 | -3326.6961 | 34.7834 | 1952.7033 | 0 | 0 | 1053.2705 | 0 | 303.235 |  | 303.235 | 99.6359
2024 | 1084.8801 | 396.4312 | 996.4678 | 0 | -3481.1248 | 34.7834 | 1925.9356 | 0 | 0 | 957.3733 | 0 | 382.3306 |  | 382.3306 | 120.3621
2025 | 1092.0728 | 416.2983 | 1031.492 | 97.0035 | -3440.0274 | 34.7834 | 1915.1164 | 0 | 0 | 1146.7391 | 0 | 460.9049 |  | 460.9049 | 136.3678
2026 | 1105.978 | 435.3961 | 1063.9777 | 0 | -3459.7462 | 34.7834 | 1921.5002 | 0 | 0 | 1101.8892 | 0 | 538.9577 |  | 538.9577 | 156.1088
2027 | 1120.9489 | 453.924 | 1095.659 | 0 | -3477.4368 | 34.7834 | 1906.973 | 0 | 0 | 1134.8514 | 0 | 616.4892 |  | 616.4892 | 173.1912
2028 | 1135.7077 | 471.7228 | 1120.7748 | 0 | -3578.5775 | 34.7834 | 1930.8338 | 0 | 0 | 1115.2451 | 0 | 693.4992 |  | 693.4992 | 178.3328
2029 | 1157.5487 | 488.9783 | 1145.8391 | 0 | -3597.4172 | 34.7834 | 1964.6615 | 0 | 0 | 1194.3938 | 0 | 769.9879 |  | 769.9879 | 184.5101
2030 | 1198.9234 | 505.7025 | 1171.8281 | 0 | -3574.7088 | 34.7834 | 1955.4647 | 0 | 0 | 1291.9933 | 0 | 845.9551 |  | 845.9551 | 181.983

## S6_LowLowNGNoHydro
Scenario 6: Low Demand Case - Low Gas Price - No Hydro | [15 empty] | This scenario requires a pipeline. |  |  |  | 5.6% | #DIV/0!
Peak Hour
Billion NG Btu per Hour | Heating Demand |  |  | Heating Balancing |  | Heating Delta |  | Non-Contracted Demand |  | Non-Contracted Balancing |  |  |  |  | Non-Contracted Delta
| LDCs, Munis, Capacity Exempt | Gas EE | Gas Reduction Measures | Existing Pipeline Capacity | Existing LDC Vaporization | Supply less Demand | Demand as a % of Supply | Heating Demand Shortage | MA Electric System | Existing Distrigas Vaporization | Mystic LNG Injection | Demand Response | Winter Reliability | Incremental Pipeline | Supply less Demand | Demand as a % of Supply | Incremental Pipeline Quantity | DR Quantity | WR Quantity
2015 | 157.1275 | -8.017 | -7.1692 | 85.7202 | 36.795 | -19.4261 | 115.9% | 19.4261 | 14.1028 | 18.9406 | 12.1917 | 0.5776 | 3.584 |  | 1.765 | 95% |  | 760 | 3584
2016 | 159.8522 | -10.4957 | -8.1933 | 99.9702 | 36.795 | -4.3978 | 103.2% | 4.3978 | 14.1028 | 18.9406 | 12.1917 |  |  |  | 12.6316 | 59.43%
2017 | 162.4379 | -12.589 | -9.2175 | 99.9702 | 36.795 | -3.8661 | 102.8% | 3.8661 | 12.4591 | 18.9406 | 12.1917 |  |  |  | 14.8071 | 52.44%
2018 | 165.2189 | -14.5548 | -10.2417 | 99.9702 | 36.795 | -3.6572 | 102.7% | 3.6572 | 22.5732 | 18.9406 | 12.1917 |  |  |  | 4.902 | 84.25%
2019 | 167.7436 | -16.5236 | -11.2658 | 99.9702 | 36.795 | -3.1889 | 102.3% | 3.1889 | 17.887 | 18.9406 | 12.1917 |  |  |  | 10.0564 | 67.7%
2020 | 168.5647 | -18.5366 | -12.29 | 99.9702 | 36.795 | -0.97285 | 100.7% | 0.97285 | 53.3813 | 18.9406 | 12.1917 |  |  | 29.1667 | 5.9448 | 90.14% | 7
2021 | 169.39 | -20.2234 | -13.1277 | 99.9702 | 36.795 | 0.72643 | 99.47% | 0 | 51.172 | 18.9406 | 12.1917 |  |  | 29.1667 | 9.127 | 84.86% | 7
2022 | 170.2193 | -21.9095 | -13.9654 | 99.9702 | 36.795 | 2.4208 | 98.23% | 0 | 50.4887 | 18.9406 | 12.1917 |  |  | 29.1667 | 9.8102 | 83.73% | 7
2023 | 171.0529 | -23.1829 | -14.8031 | 99.9702 | 36.795 | 3.6984 | 97.3% | 0 | 49.7097 | 18.9406 | 12.1917 |  |  | 29.1667 | 10.5893 | 82.44% | 7
2024 | 171.8905 | -24.5654 | -15.6407 | 99.9702 | 36.795 | 5.0809 | 96.28% | 0 | 51.4242 | 18.9406 | 12.1917 |  |  | 29.1667 | 8.8747 | 85.28% | 7
2025 | 172.7324 | -25.8869 | -16.4784 | 99.9702 | 36.795 | 6.3981 | 95.32% | 0 | 50.6082 | 18.9406 | 12.1917 |  |  | 29.1667 | 9.6908 | 83.93% | 7
2026 | 173.5785 | -27.1827 | -17.3161 | 99.9702 | 36.795 | 7.6855 | 94.38% | 0 | 50.0682 | 18.9406 | 12.1917 |  |  | 29.1667 | 10.2308 | 83.03% | 7
2027 | 174.4288 | -28.3041 | -18.1538 | 99.9702 | 36.795 | 8.7943 | 93.57% | 0 | 48.3185 | 18.9406 | 12.1917 |  |  | 29.1667 | 11.9805 | 80.13% | 7
2028 | 175.2834 | -29.4482 | -18.9915 | 99.9702 | 36.795 | 9.9216 | 92.75% | 0 | 50.0802 | 18.9406 | 12.1917 |  |  | 29.1667 | 10.2188 | 83.05% | 7
2029 | 176.1423 | -30.4529 | -19.8292 | 99.9702 | 36.795 | 10.9051 | 92.03% | 0 | 53.3202 | 18.9406 | 12.1917 |  |  | 29.1667 | 6.9788 | 88.43% | 7
2030 | 177.0054 | -31.4189 | -20.6668 | 99.9702 | 36.795 | 11.8456 | 91.34% | 0 | 49.0002 | 18.9406 | 12.1917 |  |  | 29.1667 | 11.2988 | 81.26% | 7
Annual
Trillion NG Btu per Year | Heating Demand |  |  | Non-Contracted Demand |  | Total |  | Million Metric Tons CO2 per Year | Heating Demand |  |  | Non-Contracted Demand |  | Total | GWSA Emissions
| LDCs, Munis, Capacity Exempt | Gas EE | Gas Reduction Measures | MA Electric System | Winter Reliability |  |  |  | LDCs, Munis, Capacity Exempt | Gas EE | Gas Reduction Measures | MA Electric Inventory | Winter Reliability |  | Maximum allowable for complicance | Compliant?
2015 | 262.16 | -14.7481 | -11.9614 | 181.6476 | -0.003584 | 417.0946 |  | 2015 | 13.7861 | -0.77555 | -0.62901 | 18.3124 | 8.7403e-05 | 30.694 | - | -
2016 | 266.6626 | -19.3079 | -13.6702 | 185.8776 | 0 | 419.5621 |  | 2016 | 14.0233 | -1.0154 | -0.71889 | 18.0745 | 0 | 30.3636 | - | -
2017 | 269.916 | -23.1587 | -15.379 | 195.649 | 0 | 427.0274 |  | 2017 | 14.1946 | -1.2179 | -0.80877 | 17.2945 | 0 | 29.4625 | - | -
2018 | 273.6535 | -26.7749 | -17.0877 | 192.2334 | 0 | 422.0243 |  | 2018 | 14.3923 | -1.4082 | -0.8987 | 16.2745 | 0 | 28.3599 | - | -
2019 | 277.5371 | -30.3968 | -18.7965 | 195.8896 | 0 | 424.2335 |  | 2019 | 14.5972 | -1.5987 | -0.98861 | 16.2382 | 0 | 28.248 | - | -
2020 | 278.8957 | -34.0999 | -20.5053 | 245.2412 | 0 | 469.5318 |  | 2020 | 14.67 | -1.7937 | -1.0786 | 15.6151 | 0 | 27.4129 | 23.3265 | No
2021 | 280.2611 | -37.203 | -21.9029 | 232.0838 | 0 | 453.239 |  | 2021 | 14.7445 | -1.9572 | -1.1523 | 14.7555 | 0 | 26.3905 | - | -
2022 | 281.6333 | -40.3047 | -23.3006 | 211.7991 | 0 | 429.8272 |  | 2022 | 14.8207 | -2.121 | -1.2262 | 13.6737 | 0 | 25.1472 | - | -
2023 | 283.0124 | -42.6473 | -24.6982 | 209.212 | 0 | 424.879 |  | 2023 | 14.8981 | -2.245 | -1.3001 | 13.0626 | 0 | 24.4156 | - | -
2024 | 284.3984 | -45.1906 | -26.0958 | 216.0452 | 0 | 429.1572 |  | 2024 | 14.9783 | -2.38 | -1.3744 | 12.2395 | 0 | 23.4634 | - | -
2025 | 285.7913 | -47.6215 | -27.4935 | 212.8591 | 0 | 423.5355 |  | 2025 | 15.0602 | -2.5095 | -1.4488 | 11.7228 | 0 | 22.8247 | - | -
2026 | 287.1912 | -50.0052 | -28.8911 | 207.8059 | 0 | 416.1008 |  | 2026 | 15.1446 | -2.6369 | -1.5235 | 10.9389 | 0 | 21.923 | - | -
2027 | 288.5981 | -52.0681 | -30.2888 | 200.8539 | 0 | 407.0951 |  | 2027 | 15.2288 | -2.7475 | -1.5983 | 10.3443 | 0 | 21.2273 | - | -
2028 | 290.012 | -54.1729 | -31.6864 | 209.3412 | 0 | 413.4939 |  | 2028 | 15.3227 | -2.8622 | -1.6741 | 9.7903 | 0 | 20.5767 | - | -
2029 | 291.433 | -56.0212 | -33.084 | 208.2849 | 0 | 410.6127 |  | 2029 | 15.4199 | -2.9641 | -1.7505 | 9.4484 | 0 | 20.1537 | - | -
2030 | 292.8611 | -57.7982 | -34.4817 | 192.9198 | 0 | 393.5011 |  | 2030 | 15.5209 | -3.0632 | -1.8274 | 8.5331 | 0 | 19.1634 | 18.6767 | No
2013 $ M per Year | "Total" Costs | [9 empty] | "Delta" Costs |  |  |  | Delta Costs from Base
| LDCs, Munis, Capacity Exempt | Gas EE | Electric EE PA | TVR | Avoided Price Spikes | Incremental Pipeline | MA Electric System | Demand Response | Winter Reliability | Total | Gas Reduction Measures | Low Demand Resources Capital | Other Resouces Capital | Total
2015 | 873.073 | 137.594 | 506.5663 | 97.0035 | 0 | 0 | 2278.975 | 1.008 | 10.752 | 3904.9718 | 0 | 2.4828 |  | 2.4828 | 99.4983
2016 | 948.2369 | 178.9825 | 579.7024 | 0 | -0.043339 | 0 | 2355.5497 | 0 | 0 | 4062.4282 | 0 | 17.3771 |  | 17.3771 | 72.9418
2017 | 937.9425 | 214.1249 | 650.6589 | 0 | 0 | 0 | 2187.2807 | 0 | 0 | 3990.0071 | 0 | 26.0373 |  | 26.0373 | -69.8307
2018 | 980.2786 | 245.7012 | 714.1842 | 0 | 0 | 0 | 2202.5524 | 0 | 0 | 4142.7164 | 0 | 34.7784 |  | 34.7784 | -123.1519
2019 | 945.6749 | 276.6094 | 769.6699 | 0 | 0 | 0 | 2150.7097 | 0 | 0 | 4142.6639 | 0 | 43.6005 |  | 43.6005 | -123.0561
2020 | 875.8958 | 308.4113 | 820.8681 | 0 | -3478.935 | 34.7834 | 1998.25 | 0 | 0 | 559.2736 | 0 | 52.5034 |  | 52.5034 | -57.8886
2021 | 881.357 | 334.9246 | 869.074 | 0 | -3430.4046 | 34.7834 | 1985.1431 | 0 | 0 | 674.8775 | 0 | 114.9403 |  | 114.9403 | -69.7387
2022 | 888.4927 | 358.5651 | 914.5978 | 0 | -3320.5342 | 34.7834 | 2030.4232 | 0 | 0 | 906.328 | 0 | 177.3772 |  | 177.3772 | -34.23
2023 | 897.1052 | 376.0641 | 957.3189 | 0 | -3326.6961 | 34.7834 | 2082.9367 | 0 | 0 | 1021.5122 | 0 | 239.8142 |  | 239.8142 | 4.4567
2024 | 906.9943 | 396.4312 | 996.4678 | 0 | -3481.1248 | 34.7834 | 2097.0688 | 0 | 0 | 950.6207 | 0 | 302.2511 |  | 302.2511 | 33.5299
2025 | 909.1694 | 416.2983 | 1031.492 | 97.0035 | -3440.0274 | 34.7834 | 2123.3015 | 0 | 0 | 1172.0208 | 0 | 364.688 |  | 364.688 | 65.4326
2026 | 913.8457 | 435.3961 | 1063.9777 | 0 | -3459.7462 | 34.7834 | 2170.9653 | 0 | 0 | 1159.222 | 0 | 427.1249 |  | 427.1249 | 101.6088
2027 | 918.6948 | 453.924 | 1095.659 | 0 | -3477.4368 | 34.7834 | 2199.7795 | 0 | 0 | 1225.4038 | 0 | 489.5619 |  | 489.5619 | 136.8163
2028 | 925.7773 | 471.7228 | 1120.7748 | 0 | -3578.5775 | 34.7834 | 2266.729 | 0 | 0 | 1241.2099 | 0 | 551.9988 |  | 551.9988 | 162.7971
2029 | 925.3681 | 488.9783 | 1145.8391 | 0 | -3597.4172 | 34.7834 | 2327.0383 | 0 | 0 | 1324.5899 | 0 | 614.4357 |  | 614.4357 | 159.154
2030 | 927.5988 | 505.7025 | 1171.8281 | 0 | -3574.7088 | 34.7834 | 2344.1124 | 0 | 0 | 1409.3164 | 0 | 676.8726 |  | 676.8726 | 130.2236
DRAFT

## S7_LowHighNGNoHydro
Scenario 7: Low Demand Case - High Gas Price - No Hydro | [15 empty] | This scenario requires a pipeline. |  |  |  | 5.6% | #DIV/0!
Peak Hour
Billion NG Btu per Hour | Heating Demand |  |  | Heating Balancing |  | Heating Delta |  | Non-Contracted Demand |  | Non-Contracted Balancing |  |  |  |  | Non-Contracted Delta
| LDCs, Munis, Capacity Exempt | Gas EE | Gas Reduction Measures | Existing Pipeline Capacity | Existing LDC Vaporization | Supply less Demand | Demand as a % of Supply | Heating Demand Shortage | MA Electric System | Existing Distrigas Vaporization | Mystic LNG Injection | Demand Response | Winter Reliability | Incremental Pipeline | Supply less Demand | Demand as a % of Supply | Incremental Pipeline Quantity | DR Quantity | WR Quantity
2015 | 157.1275 | -8.017 | -7.1692 | 85.7202 | 36.795 | -19.4261 | 115.9% | 19.4261 | 14.1028 | 18.9406 | 12.1917 | 0.5776 | 3.584 |  | 1.765 | 95% |  | 760 | 3584
2016 | 159.8522 | -10.4957 | -8.1934 | 99.9702 | 36.795 | -4.3978 | 103.2% | 4.3978 | 14.0756 | 18.9406 | 12.1917 |  |  |  | 12.6589 | 59.34%
2017 | 162.4379 | -12.589 | -9.2175 | 99.9702 | 36.795 | -3.8661 | 102.8% | 3.8661 | 12.4046 | 18.9406 | 12.1917 |  |  |  | 14.8616 | 52.26%
2018 | 165.2189 | -14.5548 | -10.2417 | 99.9702 | 36.795 | -3.6571 | 102.7% | 3.6571 | 24.8914 | 18.9406 | 12.1917 |  |  |  | 2.5837 | 91.7%
2019 | 167.7436 | -16.5236 | -11.2659 | 99.9702 | 36.795 | -3.1888 | 102.3% | 3.1888 | 16.0931 | 18.9406 | 12.1917 |  |  |  | 11.8504 | 61.94%
2020 | 168.5647 | -18.5366 | -12.29 | 99.9702 | 36.795 | -0.97283 | 100.7% | 0.97283 | 51.7298 | 18.9406 | 12.1917 |  |  | 25 | 3.4297 | 93.89% | 6
2021 | 169.39 | -20.2234 | -13.315 | 99.9702 | 36.795 | 0.91372 | 99.33% | 0 | 50.6157 | 18.9406 | 12.1917 |  |  | 25 | 5.5166 | 90.17% | 6
2022 | 170.2193 | -21.9095 | -14.3399 | 99.9702 | 36.795 | 2.7954 | 97.96% | 0 | 49.0064 | 18.9406 | 12.1917 |  |  | 25 | 7.1259 | 87.31% | 6
2023 | 171.0529 | -23.1829 | -15.3649 | 99.9702 | 36.795 | 4.2602 | 96.89% | 0 | 44.3421 | 18.9406 | 12.1917 |  |  | 25 | 11.7902 | 79% | 6
2024 | 171.8905 | -24.5654 | -16.3898 | 99.9702 | 36.795 | 5.83 | 95.74% | 0 | 43.9581 | 18.9406 | 12.1917 |  |  | 25 | 12.1742 | 78.31% | 6
2025 | 172.7324 | -25.8869 | -17.4147 | 99.9702 | 36.795 | 7.3345 | 94.64% | 0 | 40.615 | 18.9406 | 12.1917 |  |  | 25 | 15.5172 | 72.36% | 6
2026 | 173.5785 | -27.1827 | -18.4397 | 99.9702 | 36.795 | 8.8091 | 93.56% | 0 | 43.435 | 18.9406 | 12.1917 |  |  | 25 | 12.6973 | 77.38% | 6
2027 | 174.4288 | -28.3041 | -19.4646 | 99.9702 | 36.795 | 10.1051 | 92.61% | 0 | 38.6949 | 18.9406 | 12.1917 |  |  | 25 | 17.4374 | 68.94% | 6
2028 | 175.2834 | -29.4482 | -20.4896 | 99.9702 | 36.795 | 11.4197 | 91.65% | 0 | 41.1555 | 18.9406 | 12.1917 |  |  | 25 | 14.9768 | 73.32% | 6
2029 | 176.1423 | -30.4529 | -21.5145 | 99.9702 | 36.795 | 12.5905 | 90.79% | 0 | 44.8148 | 18.9406 | 12.1917 |  |  | 25 | 11.3175 | 79.84% | 6
2030 | 177.0054 | -31.4189 | -22.5395 | 99.9702 | 36.795 | 13.7183 | 89.97% | 0 | 38.5711 | 18.9406 | 12.1917 |  |  | 25 | 17.5612 | 68.71% | 6
Annual
Trillion NG Btu per Year | Heating Demand |  |  | Non-Contracted Demand |  | Total |  | Million Metric Tons CO2 per Year | Heating Demand |  |  | Non-Contracted Demand |  | Total | GWSA Emissions
| LDCs, Munis, Capacity Exempt | Gas EE | Gas Reduction Measures | MA Electric System | Winter Reliability |  |  |  | LDCs, Munis, Capacity Exempt | Gas EE | Gas Reduction Measures | MA Electric Inventory | Winter Reliability |  | Maximum allowable for complicance | Compliant?
2015 | 262.16 | -14.7481 | -11.963 | 182.0481 | -0.003584 | 417.4935 |  | 2015 | 13.7861 | -0.77555 | -0.62909 | 18.3419 | 8.7403e-05 | 30.7234 | - | -
2016 | 266.6626 | -19.3079 | -13.6718 | 183.8676 | 0 | 417.5505 |  | 2016 | 14.0233 | -1.0154 | -0.71897 | 17.9493 | 0 | 30.2383 | - | -
2017 | 269.916 | -23.1587 | -15.3805 | 189.1883 | 0 | 420.565 |  | 2017 | 14.1946 | -1.2179 | -0.80885 | 16.9285 | 0 | 29.0964 | - | -
2018 | 273.6535 | -26.7749 | -17.0893 | 186.7881 | 0 | 416.5773 |  | 2018 | 14.3923 | -1.4082 | -0.89878 | 15.801 | 0 | 27.8863 | - | -
2019 | 277.5371 | -30.3968 | -18.7981 | 188.8294 | 0 | 417.1717 |  | 2019 | 14.5972 | -1.5987 | -0.9887 | 15.588 | 0 | 27.5978 | - | -
2020 | 278.8957 | -34.0999 | -20.5069 | 232.453 | 0 | 456.742 |  | 2020 | 14.67 | -1.7937 | -1.0787 | 14.8708 | 0 | 26.6685 | 23.3265 | No
2021 | 280.2611 | -37.203 | -22.0453 | 210.986 | 0 | 431.9988 |  | 2021 | 14.7445 | -1.9572 | -1.1598 | 13.1112 | 0 | 24.7387 | - | -
2022 | 281.6333 | -40.3047 | -23.5837 | 189.9781 | 0 | 407.723 |  | 2022 | 14.8207 | -2.121 | -1.2411 | 11.2569 | 0 | 22.7155 | - | -
2023 | 283.0124 | -42.6473 | -25.1222 | 185.4474 | 0 | 400.6904 |  | 2023 | 14.8981 | -2.245 | -1.3225 | 9.8592 | 0 | 21.1898 | - | -
2024 | 284.3984 | -45.1906 | -26.6606 | 189.5777 | 0 | 402.1249 |  | 2024 | 14.9783 | -2.38 | -1.4041 | 8.3022 | 0 | 19.4964 | - | -
2025 | 285.7913 | -47.6215 | -28.1991 | 181.4652 | 0 | 391.436 |  | 2025 | 15.0602 | -2.5095 | -1.486 | 6.8998 | 0 | 17.9646 | - | -
2026 | 287.1912 | -50.0052 | -29.7375 | 176.8009 | 0 | 384.2494 |  | 2026 | 15.1446 | -2.6369 | -1.5682 | 5.3792 | 0 | 16.3187 | - | -
2027 | 288.5981 | -52.0681 | -31.276 | 166.0234 | 0 | 371.2775 |  | 2027 | 15.2288 | -2.7475 | -1.6504 | 3.9583 | 0 | 14.7892 | - | -
2028 | 290.012 | -54.1729 | -32.8144 | 178.1903 | 0 | 381.215 |  | 2028 | 15.3227 | -2.8622 | -1.7337 | 2.823 | 0 | 13.5498 | - | -
2029 | 291.433 | -56.0212 | -34.3528 | 171.1837 | 0 | 372.2427 |  | 2029 | 15.4199 | -2.9641 | -1.8176 | 1.6481 | 0 | 12.2863 | - | -
2030 | 292.8611 | -57.7982 | -35.8913 | 160.1056 | 0 | 359.2773 |  | 2030 | 15.5209 | -3.0632 | -1.9022 | 0.099424 | 0 | 10.655 | 18.6767 | Yes
2013 $ M per Year | "Total" Costs | [9 empty] | "Delta" Costs |  |  |  | Delta Costs from Base
| LDCs, Munis, Capacity Exempt | Gas EE | Electric EE PA | TVR | Avoided Price Spikes | Incremental Pipeline | MA Electric System | Demand Response | Winter Reliability | Total | Gas Reduction Measures | Low Demand Resources Capital | Other Resouces Capital | Total
2015 | 873.0671 | 137.594 | 506.5663 | 97.0035 | 0 | 0 | 2191.2634 | 1.008 | 10.752 | 3817.2544 | 0.053342 | 2.5224 |  | 2.5757 | 11.8738
2016 | 975.743 | 178.9825 | 579.7024 | 0 | -0.044597 | 0 | 2288.4821 | 0 | 0 | 4022.8654 | 0 | 35.3105 |  | 35.3105 | 51.3125
2017 | 1055.9501 | 214.1249 | 650.6589 | 0 | 0 | 0 | 2271.5556 | 0 | 0 | 4192.2895 | 0 | 61.8646 |  | 61.8646 | 168.279
2018 | 1095.7383 | 245.7012 | 714.1842 | 0 | 0 | 0 | 2279.417 | 0 | 0 | 4335.0408 | 0 | 88.4996 |  | 88.4996 | 122.8936
2019 | 1100.5012 | 276.6094 | 769.6699 | 0 | 0 | 0 | 2251.1452 | 0 | 0 | 4397.9257 | 0 | 115.2155 |  | 115.2155 | 203.8207
2020 | 1117.0205 | 308.4113 | 820.8681 | 0 | -3478.935 | 29.8143 | 2071.7337 | 0 | 0 | 868.9129 | 0 | 142.0123 |  | 142.0123 | 341.2595
2021 | 1151.8884 | 334.9246 | 869.074 | 0 | -3430.4046 | 29.8143 | 1959.3298 | 0 | 0 | 914.6266 | 2.1573 | 463.8645 |  | 466.0218 | 521.0919
2022 | 1200.9478 | 358.5651 | 914.5978 | 0 | -3320.5342 | 29.8143 | 1937.1308 | 0 | 0 | 1120.5217 | 2.2289 | 784.9792 |  | 787.2081 | 789.7945
2023 | 1249.3229 | 376.0641 | 957.3189 | 0 | -3326.6961 | 29.8143 | 1916.2452 | 0 | 0 | 1202.0692 | 2.3005 | 1105.3563 |  | 1107.6569 | 1052.8564
2024 | 1300.0322 | 396.4312 | 996.4678 | 0 | -3481.1248 | 29.8143 | 1842.6965 | 0 | 0 | 1084.3172 | 2.3722 | 1424.996 |  | 1427.3681 | 1292.3435
2025 | 1363.896 | 416.2983 | 1031.492 | 97.0035 | -3440.0274 | 29.8143 | 1817.68 | 0 | 0 | 1316.1568 | 2.4438 | 1743.898 |  | 1746.3418 | 1591.2225
2026 | 1413.3465 | 435.3961 | 1063.9777 | 0 | -3459.7462 | 29.8143 | 1787.5472 | 0 | 0 | 1270.3355 | 2.5154 | 2062.0626 |  | 2064.578 | 1850.1754
2027 | 1454.4365 | 453.924 | 1095.659 | 0 | -3477.4368 | 29.8143 | 1723.9676 | 0 | 0 | 1280.3646 | 2.587 | 2379.4896 |  | 2382.0766 | 2084.2918
2028 | 1495.1261 | 471.7228 | 1120.7748 | 0 | -3578.5775 | 29.8143 | 1716.8136 | 0 | 0 | 1255.6742 | 2.6586 | 2696.1791 |  | 2698.8378 | 2324.1005
2029 | 1510.0015 | 488.9783 | 1145.8391 | 0 | -3597.4172 | 29.8143 | 1702.0415 | 0 | 0 | 1279.2576 | 2.7303 | 3012.1311 |  | 3014.8613 | 2514.2473
2030 | 1542.7741 | 505.7025 | 1171.8281 | 0 | -3574.7088 | 29.8143 | 1618.701 | 0 | 0 | 1294.1112 | 2.8019 | 3327.3455 |  | 3330.1474 | 2668.2931

## S8_LowRefNGHydro
Scenario 8: Low Demand Case - Reference Gas Price - Hydro | [15 empty] | This scenario requires a pipeline. |  |  |  | 5.6% | #DIV/0!
Peak Hour
Billion NG Btu per Hour | Heating Demand |  |  | Heating Balancing |  | Heating Delta |  | Non-Contracted Demand |  | Non-Contracted Balancing |  |  |  |  | Non-Contracted Delta
| LDCs, Munis, Capacity Exempt | Gas EE | Gas Reduction Measures | Existing Pipeline Capacity | Existing LDC Vaporization | Supply less Demand | Demand as a % of Supply | Heating Demand Shortage | MA Electric System | Existing Distrigas Vaporization | Mystic LNG Injection | Demand Response | Winter Reliability | Incremental Pipeline | Supply less Demand | Demand as a % of Supply | Incremental Pipeline Quantity | DR Quantity | WR Quantity
2015 | 157.1275 | -8.017 | -7.1692 | 85.7202 | 36.795 | -19.4261 | 115.9% | 19.4261 | 14.1028 | 18.9406 | 12.1917 | 0.5776 | 3.584 |  | 1.765 | 95% |  | 760 | 3584
2016 | 159.8522 | -10.4957 | -8.1933 | 99.9702 | 36.795 | -4.3978 | 103.2% | 4.3978 | 14.0799 | 18.9406 | 12.1917 |  |  |  | 12.6546 | 59.35%
2017 | 162.4379 | -12.589 | -9.2175 | 99.9702 | 36.795 | -3.8661 | 102.8% | 3.8661 | 12.4132 | 18.9406 | 12.1917 |  |  |  | 14.853 | 52.29%
2018 | 165.2189 | -14.5548 | -10.2417 | 99.9702 | 36.795 | -3.6572 | 102.7% | 3.6572 | 19.112 | 18.9406 | 12.1917 |  |  |  | 8.3632 | 73.14%
2019 | 167.7436 | -16.5236 | -11.2658 | 99.9702 | 36.795 | -3.1889 | 102.3% | 3.1889 | 16.1103 | 18.9406 | 12.1917 |  |  |  | 11.8332 | 61.99%
2020 | 168.5647 | -18.5366 | -12.29 | 99.9702 | 36.795 | -0.97285 | 100.7% | 0.97285 | 49.8245 | 18.9406 | 12.1917 |  |  | 25 | 5.3349 | 90.5% | 6
2021 | 169.39 | -20.2234 | -13.1277 | 99.9702 | 36.795 | 0.72643 | 99.47% | 0 | 51.387 | 18.9406 | 12.1917 |  |  | 25 | 4.7453 | 91.55% | 6
2022 | 170.2193 | -21.9095 | -13.9654 | 99.9702 | 36.795 | 2.4208 | 98.23% | 0 | 42.8073 | 18.9406 | 12.1917 |  |  | 25 | 13.325 | 76.26% | 6
2023 | 171.0529 | -23.1829 | -14.8031 | 99.9702 | 36.795 | 3.6984 | 97.3% | 0 | 42.1045 | 18.9406 | 12.1917 |  |  | 25 | 14.0278 | 75.01% | 6
2024 | 171.8905 | -24.5654 | -15.6407 | 99.9702 | 36.795 | 5.0809 | 96.28% | 0 | 43.9847 | 18.9406 | 12.1917 |  |  | 25 | 12.1476 | 78.36% | 6
2025 | 172.7324 | -25.8869 | -16.4784 | 99.9702 | 36.795 | 6.3981 | 95.32% | 0 | 43.7744 | 18.9406 | 12.1917 |  |  | 25 | 12.3579 | 77.98% | 6
2026 | 173.5785 | -27.1827 | -17.3161 | 99.9702 | 36.795 | 7.6855 | 94.38% | 0 | 43.5641 | 18.9406 | 12.1917 |  |  | 25 | 12.5682 | 77.61% | 6
2027 | 174.4288 | -28.3041 | -18.1538 | 99.9702 | 36.795 | 8.7943 | 93.57% | 0 | 44.6816 | 18.9406 | 12.1917 |  |  | 25 | 11.4506 | 79.6% | 6
2028 | 175.2834 | -29.4482 | -18.9915 | 99.9702 | 36.795 | 9.9216 | 92.75% | 0 | 48.663 | 18.9406 | 12.1917 |  |  | 25 | 7.4693 | 86.69% | 6
2029 | 176.1423 | -30.4529 | -19.8292 | 99.9702 | 36.795 | 10.9051 | 92.03% | 0 | 47.8052 | 18.9406 | 12.1917 |  |  | 25 | 8.3271 | 85.17% | 6
2030 | 177.0054 | -31.4189 | -20.6668 | 99.9702 | 36.795 | 11.8456 | 91.34% | 0 | 46.4732 | 18.9406 | 12.1917 |  |  | 25 | 9.659 | 82.79% | 6
Annual
Trillion NG Btu per Year | Heating Demand |  |  | Non-Contracted Demand |  | Total |  | Million Metric Tons CO2 per Year | Heating Demand |  |  | Non-Contracted Demand |  | Total | GWSA Emissions
| LDCs, Munis, Capacity Exempt | Gas EE | Gas Reduction Measures | MA Electric System | Winter Reliability |  |  |  | LDCs, Munis, Capacity Exempt | Gas EE | Gas Reduction Measures | MA Electric Inventory | Winter Reliability |  | Maximum allowable for complicance | Compliant?
2015 | 262.16 | -14.7481 | -11.9614 | 181.6476 | -0.003584 | 417.0946 |  | 2015 | 13.7861 | -0.77555 | -0.62901 | 18.3124 | 8.7403e-05 | 30.694 | - | -
2016 | 266.6626 | -19.3079 | -13.6702 | 184.2847 | 0 | 417.9692 |  | 2016 | 14.0233 | -1.0154 | -0.71889 | 18.0295 | 0 | 30.3186 | - | -
2017 | 269.916 | -23.1587 | -15.379 | 192.8573 | 0 | 424.2356 |  | 2017 | 14.1946 | -1.2179 | -0.80877 | 17.205 | 0 | 29.373 | - | -
2018 | 273.6535 | -26.7749 | -17.0877 | 171.2045 | 0 | 400.9954 |  | 2018 | 14.3923 | -1.4082 | -0.8987 | 13.9774 | 0 | 26.0628 | - | -
2019 | 277.5371 | -30.3968 | -18.7965 | 174.4685 | 0 | 402.8123 |  | 2019 | 14.5972 | -1.5987 | -0.98861 | 13.8727 | 0 | 25.8825 | - | -
2020 | 278.8957 | -34.0999 | -20.5053 | 214.7662 | 0 | 439.0568 |  | 2020 | 14.67 | -1.7937 | -1.0786 | 13.1638 | 0 | 24.9615 | 23.3265 | No |  | 1.635
2021 | 280.2611 | -37.203 | -21.9029 | 203.0983 | 0 | 424.2534 |  | 2021 | 14.7445 | -1.9572 | -1.1523 | 12.4007 | 0 | 24.0356 | - | -
2022 | 281.6333 | -40.3047 | -23.3006 | 169.7926 | 0 | 387.8206 |  | 2022 | 14.8207 | -2.121 | -1.2262 | 9.6622 | 0 | 21.1357 | - | -
2023 | 283.0124 | -42.6473 | -24.6982 | 168.7094 | 0 | 384.3764 |  | 2023 | 14.8981 | -2.245 | -1.3001 | 9.0897 | 0 | 20.4427 | - | -
2024 | 284.3984 | -45.1906 | -26.0958 | 184.9082 | 0 | 398.0202 |  | 2024 | 14.9783 | -2.38 | -1.3744 | 8.4426 | 0 | 19.6665 | - | -
2025 | 285.7913 | -47.6215 | -27.4935 | 181.2963 | 0 | 391.9727 |  | 2025 | 15.0602 | -2.5095 | -1.4488 | 7.8741 | 0 | 18.976 | - | -
2026 | 287.1912 | -50.0052 | -28.8911 | 182.1985 | 0 | 390.4934 |  | 2026 | 15.1446 | -2.6369 | -1.5235 | 7.1845 | 0 | 18.1686 | - | -
2027 | 288.5981 | -52.0681 | -30.2888 | 176.2034 | 0 | 382.4446 |  | 2027 | 15.2288 | -2.7475 | -1.5983 | 6.5673 | 0 | 17.4503 | - | -
2028 | 290.012 | -54.1729 | -31.6864 | 191.7728 | 0 | 395.9255 |  | 2028 | 15.3227 | -2.8622 | -1.6741 | 6.1385 | 0 | 16.9249 | - | -
2029 | 291.433 | -56.0212 | -33.084 | 190.4854 | 0 | 392.8132 |  | 2029 | 15.4199 | -2.9641 | -1.7505 | 5.7203 | 0 | 16.4256 | - | -
2030 | 292.8611 | -57.7982 | -34.4817 | 182.304 | 0 | 382.8853 |  | 2030 | 15.5209 | -3.0632 | -1.8274 | 4.9929 | 0 | 15.6233 | 18.6767 | Yes
2013 $ M per Year | "Total" Costs | [9 empty] | "Delta" Costs |  |  |  | Delta Costs from Base
| LDCs, Munis, Capacity Exempt | Gas EE | Electric EE PA | TVR | Avoided Price Spikes | Incremental Pipeline | MA Electric System | Demand Response | Winter Reliability | Total | Gas Reduction Measures | Low Demand Resources Capital | Other Resouces Capital | Total
2015 | 873.073 | 137.594 | 506.5663 | 97.0035 | 0 | 0 | 2190.7641 | 1.008 | 10.752 | 3816.7609 | 0 | 2.4828 |  | 2.4828 | 11.2874
2016 | 961.8943 | 178.9825 | 579.7024 | 0 | -0.043964 | 0 | 2280.9045 | 0 | 0 | 4001.4398 | 0 | 19.4403 |  | 19.4403 | 14.0167
2017 | 1008.9049 | 214.1249 | 650.6589 | 0 | 0 | 0 | 2245.8763 | 0 | 0 | 4119.5651 | 0 | 30.1639 |  | 30.1639 | 63.8538
2018 | 1092.3763 | 245.7012 | 714.1842 | 0 | 0 | 0 | 2120.3737 | 0 | 0 | 4172.6354 | 0 | 40.9683 | 128.7956 | 169.7638 | 41.7525
2019 | 1053.8156 | 276.6094 | 769.6699 | 0 | 0 | 0 | 2068.0747 | 0 | 0 | 4168.1695 | 0 | 51.8536 | 128.7956 | 180.6491 | 39.4982
2020 | 976.057 | 308.4113 | 820.8681 | 0 | -3478.935 | 29.8143 | 1872.811 | 0 | 0 | 529.0268 | 0 | 62.8198 | 128.7956 | 191.6153 | 50.9765
2021 | 1022.0887 | 334.9246 | 869.074 | 0 | -3430.4046 | 29.8143 | 1828.9719 | 0 | 0 | 654.4689 | 0 | 143.4796 | 128.7956 | 272.2751 | 67.1876
2022 | 1041.2588 | 358.5651 | 914.5978 | 0 | -3320.5342 | 29.8143 | 1746.5844 | 0 | 0 | 770.2863 | 0 | 223.618 | 317.6957 | 541.3137 | 193.6648
2023 | 1059.097 | 376.0641 | 957.3189 | 0 | -3326.6961 | 29.8143 | 1755.5815 | 0 | 0 | 851.1797 | 0 | 303.235 | 317.6957 | 620.9307 | 215.2408
2024 | 1084.8801 | 396.4312 | 996.4678 | 0 | -3481.1248 | 29.8143 | 1721.1513 | 0 | 0 | 747.62 | 0 | 382.3306 | 317.6957 | 700.0264 | 228.3045
2025 | 1092.0728 | 416.2983 | 1031.492 | 97.0035 | -3440.0274 | 29.8143 | 1703.1698 | 0 | 0 | 929.8235 | 0 | 460.9049 | 317.6957 | 778.6006 | 237.1479
2026 | 1105.978 | 435.3961 | 1063.9777 | 0 | -3459.7462 | 29.8143 | 1707.0494 | 0 | 0 | 882.4693 | 0 | 538.9577 | 317.6957 | 856.6534 | 254.3846
2027 | 1120.9489 | 453.924 | 1095.659 | 0 | -3477.4368 | 29.8143 | 1688.7441 | 0 | 0 | 911.6535 | 0 | 616.4892 | 317.6957 | 934.1849 | 267.689
2028 | 1135.7077 | 471.7228 | 1120.7748 | 0 | -3578.5775 | 29.8143 | 1708.9526 | 0 | 0 | 888.3948 | 0 | 693.4992 | 317.6957 | 1011.1949 | 269.1783
2029 | 1157.5487 | 488.9783 | 1145.8391 | 0 | -3597.4172 | 29.8143 | 1735.8736 | 0 | 0 | 960.6369 | 0 | 769.9879 | 317.6957 | 1087.6836 | 268.4489
2030 | 1198.9234 | 505.7025 | 1171.8281 | 0 | -3574.7088 | 29.8143 | 1716.972 | 0 | 0 | 1048.5316 | 0 | 845.9551 | 317.6957 | 1163.6508 | 256.2169

## RefTables
Reference Tables
Table 1. Constants
Source: | AEO 2014
Available at: | http://www.eia.gov/oiaf/aeo/tablebrowser/aeo_query_server/?event=ehExcel.getFile&study=AEO2014&region=0-0&cases=ref2014-d102413a&table=20-AEO2014&yearFilter=0
Notes: | Last updated 11/5/2014 by JMD
|  |  | Unit | Value
Unit Conversion - Pipeline gas |  |  | kBtu / cubic foot | 1.022
Unit Conversion - Shipped-in LNG |  |  | kBtu / cubic foot | 1.045
Unit Conversion |  |  | short ton / metric ton | 1.1023
Table 2. LDC Demand
Source: | Calculated from LDC Data
Available at: | G:\14-128 MA DOER Low Demand Scenario\Task 3. Modeling\LDC Data Updated (21041204 PK).xlsx
Notes: | Last updated 12/4/2014 by PK
Item | Reconstituted Design Year Load | Design Hour
Temporal Resolution | Annual | Hour
Geographic Resolution | MA | MA
Units | Billion Btu | Billion Btu
2015 | 256296.4132 | 153.6131 | 0.05994%
2016 | 260799.9854 | 156.3378 | 0.05995%
2017 | 264076.3005 | 158.9235 | 0.06018%
2018 | 267832.6155 | 161.7045 | 0.06038%
2019 | 271722.4216 | 164.2292 | 0.06044%
2020 | 273081.0337 | 165.0503 | 0.06044%
2021 | 274446.4389 | 165.8756 | 0.06044%
2022 | 275818.6711 | 166.7049 | 0.06044%
2023 | 277197.7644 | 167.5385 | 0.06044%
2024 | 278583.7532 | 168.3762 | 0.06044%
2025 | 279976.672 | 169.218 | 0.06044%
2026 | 281376.5554 | 170.0641 | 0.06044%
2027 | 282783.4381 | 170.9144 | 0.06044%
2028 | 284197.3553 | 171.769 | 0.06044%
2029 | 285618.3421 | 172.6279 | 0.06044%
2030 | 287046.4338 | 173.491 | 0.06044%
Table 3. Muni Capacity
Source: | MA capacity under contract to municipal gas companies
Available at: | G:\14-128 MA DOER Low Demand Scenario\Task 3. Modeling\Peak Day Capacity.xlsx
Notes: | N/A
Tennessee Gas Pipeline |  |  | Unit | Value
HOLYOKE/TGP HOLYOKE MA 2 HAMPDEN |  |  | MMBtu/Day | 29566
WAKEFLD/TGP WAKEFIELD SALES ESSEX |  |  | MMBtu/Day | 13317
WESTFLD/TGP WESTFIELD MA HAMPDEN |  |  | MMBtu/Day | 19874
TOTAL MUNICIPAL GAS COMPANY CAPACITY |  |  | MMBtu/Day | 62757
Table 4. Design day to peak hour conversion for heating demand
Source: | Eastern Interconnection Planning Collaborative Draft Gas-Electric Interface Study Target 2 Report, p.64-65
Available at: | N/A
Notes: | N/A
|  |  | Unit | Value
Percentage of daily hourly consumption in the peak hour |  |  | % | 5.6%
Table 5. Design day to peak hour conversion for pipeline supply and vaporization
Source: | DOER
Available at: | N/A
Notes: | N/A
|  |  | Unit | Value
Percentage of daily hourly consumption in the peak hour |  |  | % | 4.167%
Table 6. Existing MA Peak Hour Capacity
Source: | DOE/EIA, Algonquin Gas Transmision AIM Project.
Available at: | G:\14-128 MA DOER Low Demand Scenario\Task 3. Modeling\Peak Day Capacity.xlsx
DOE/EIA EIA-StatetoStateCapacity.xls, http://www.eia.gov/naturalgas/data.cfm
Algonquin Gas Transmission, LLC, Algonquin Incremental Market ("AIM") Project. Selected because it has completed its open-season, has filed with the Federal Energy Regulatory Commission for approval and the LDC contracts for the service have received MA D.P.U. approval.
Notes: | N/A
|  |  | Unit | Value | Source
Existing Capacity | Algonquin Gas Trans Co |  | MMCf / Day | 705 | DOE
Existing Capacity | Maritimes/Northeast PL Co |  | MMCf / Day | 597 | DOE
Existing Capacity | Tennessee Gas Pipeline Co |  | MMCf / Day | 711 | DOE
Existing Capacity | Pipeline Capacity Expansion |  | MMBtu/Day | 342000 | Algonquin
Existing Capacity | Total, Pre-November 2016 |  | MMBtu/Peak Hour | 85720.25 | Calculated
Existing Capacity | Total, Post-November 2016 |  | MMBtu/Peak Hour | 99970.25 | Calculated
Table 7. Existing MA Vaporization Capacity
Source: | Utility Forecast and Supply Plans
Available at: | National Grid Forecast and Supply Plan at Table G-14, Existing Gas Manufacturing and Storage Facilities.
Columbia Gas of Massachusetts Forecast and Supply Plan Table G-14, Existing On-System Peaking Resources at page A-34.
NStar Forecast and Supply Plan Figure 51: Nstar Gas Firm Portfolio Resources at page 88.
Liberty Utilities Forecast and Supply Plan at Table G-14, Existing Gas Manufacturing and Storage Facilities, Appendix 1 Energy Facilities Siting Board Tables, at page 12.
Fitchburg Gas and Electric Forecast and Supply Plan at Table G-14, page A-13.
Berkshire Gas Company Forecast and Supply Plan at Table G-14, page 21.
G:\14-128 MA DOER Low Demand Scenario\Task 3. Modeling\Peak Day Capacity (14-11-25).xlsx
Notes: | N/A
Company | Location | Type | Unit | Value | Source
GDF Suez | LNG Injection - Mystic | LNG Storage - Port | Mcf/day | 280000 | National Grid Forecast and Supply Plan
GDF Suez | LNG Injection - Other Gen | LNG Storage - Port | Mcf/day | 435000 | National Grid Forecast and Supply Plan
National Grid | Dorchester | LNG Storage - Tanks | MMBtu/Day | 198968 | National Grid Forecast and Supply Plan
National Grid | Lynn | LNG Storage - Tanks | MMBtu/Day | 120142 | National Grid Forecast and Supply Plan
National Grid | Salem | LNG Storage - Tanks | MMBtu/Day | 31768 | National Grid Forecast and Supply Plan
National Grid | Tewsbury | LNG Storage - Tanks | MMBtu/Day | 83600 | National Grid Forecast and Supply Plan
National Grid | Westford | LNG Storage - Tanks | MMBtu/Day | 0 | National Grid Forecast and Supply Plan
National Grid | South Yarmouth | LNG Storage - Tanks | MMBtu/Day | 27600 | National Grid Forecast and Supply Plan
National Grid | Wareham | LNG Storage - Tanks | MMBtu/Day | 4494 | National Grid Forecast and Supply Plan
National Grid | Haverhill | LNG Storage - Tanks | MMBtu/Day | 41069 | National Grid Forecast and Supply Plan
Columbia | Easton | LNG Storage - Tanks | MMBtu/Day | 44000 | Columbia Forecast and Supply Plan
Columbia | Lawrence | LNG Storage - Tanks | MMBtu/Day | 12500 | Columbia Forecast and Supply Plan
Columbia | Ludlow | LNG Storage - Tanks | MMBtu/Day | 48000 | Columbia Forecast and Supply Plan
Columbia | Marshfield | LNG Storage - Tanks | MMBtu/Day | 8000 | Columbia Forecast and Supply Plan
NSTAR | Hopkington | LNG Storage - Tanks | MMBtu/Day | 180000 | NSTAR Forecast and Supply Plan
NSTAR | Acushnet | LNG Storage - Tanks | MMBtu/Day | 30000 | NSTAR Forecast and Supply Plan
Liberty | Fall River | LNG Storage - Tanks | MMBtu/Day | 20000 | Liberty Forecast and Supply Plan
Fitchurg Gas & Electric | N/A | LNG Storage - Tanks | MMBtu/Day | 7200 | Fitchburg Forecast and Supply Plan
Berkshire Gas | N/A | LNG Storage - Tanks | MMBtu/Day | 3300 | Berkshire Forecast and Supply Plan
Holyoke (Muni) | Holyoke | LNG Storage - Tanks | MMBtu/Day | 21000 | NGA Annual Supply Manual
Middleboro (Muni) | Middleboro | LNG Storage - Tanks | MMBtu/Day | 1440 | NGA Annual Supply Manual
National Grid | Southbridge | Propane | MMBtu/Day | 0 | National Grid Forecast and Supply Plan
National Grid | Norwood | Propane | MMBtu/Day | 0 | National Grid Forecast and Supply Plan
Columbia | Brockton | Propane | MMBtu/Day | 21000 | Columbia Forecast and Supply Plan
Columbia | Lawrence | Propane | MMBtu/Day | 14000 | Columbia Forecast and Supply Plan
Columbia | North Hampton | Propane | MMBtu/Day | 5000 | Columbia Forecast and Supply Plan
Columbia | West Springfield | Propane | MMBtu/Day | 18000 | Columbia Forecast and Supply Plan
Fitchurg Gas & Electric | N/A | Propane | MMBtu/Day | 10581 | Fitchburg Forecast and Supply Plan
Berkshire Gas | Pittsfield | Propane | MMBtu/Day | 3500 | Berkshire Forecast and Supply Plan
Berkshire Gas | Greenfield | Propane | MMBtu/Day | 2000 | Berkshire Forecast and Supply Plan
Berkshire Gas | North Adams | Propane | MMBtu/Day | 2400 | Berkshire Forecast and Supply Plan
Total |  | LNG Shipped - Mystic | MMBtu/Peak Hour | 12191.6667 | Calculated
Total |  | LNG Shipped - Other | MMBtu/Peak Hour | 18940.625 | Calculated
Total |  | LNG Storage - Tanks | MMBtu/Peak Hour | 36795.0417 | Calculated
Total |  | Propane | MMBtu/Peak Hour | 3186.7083 | Calculated
Table 8. Non-electric CO2 emission rates for Natural Gas
Source: | AEO 2014, Table 2.1 and Table 18.1
Available at: | http://www.eia.gov/oiaf/aeo/tablebrowser/aeo_query_server/?event=ehExcel.getFile&study=AEO2014&region=1-1&cases=ref2014-d102413a&table=2-AEO2014&yearFilter=0
http://www.eia.gov/oiaf/aeo/tablebrowser/aeo_query_server/?event=ehExcel.getFile&study=AEO2014&region=1-1&cases=ref2014-d102413a&table=17-AEO2014&yearFilter=0
Notes: | N/A
Series | NG Consumption | NG Consumption | NG Consumption | NG Consumption | CO2 Emissions | CO2 Emissions | CO2 Emissions | CO2 Emissions | CO2 Emissions Rate | CO2 Emissions Rate | CO2 Emissions Rate | CO2 Emissions Rate | CO2 Emissions Rate
Unit | MMBtu | MMBtu | MMBtu | MMBtu | Million Metric Tons | Million Metric Tons | Million Metric Tons | Million Metric Tons | Metric Tons per MMBtu | Metric Tons per MMBtu | Metric Tons per MMBtu | Metric Tons per MMBtu | Metric Tons per MMBtu
Sector | Residential | Commercial | Industrial | Transportation | Residential | Commercial | Industrial | Transportation | Residential | Commercial | Industrial | Transportation | Weighted Average
2015 | 220007000 | 168415000 | 140746000 | 13499000 | 11.6728 | 8.9355 | 7.0852 | 0.84344 | 0.053057 | 0.053057 | 0.05034 | 0.062481 | 0.052587
2016 | 221244000 | 169983000 | 145026000 | 13029000 | 11.7385 | 9.0187 | 7.3016 | 0.82703 | 0.053057 | 0.053057 | 0.050347 | 0.063476 | 0.052588
2017 | 222288000 | 171583000 | 147208000 | 13205000 | 11.7938 | 9.1036 | 7.4086 | 0.84323 | 0.053057 | 0.053057 | 0.050327 | 0.063856 | 0.052589
2018 | 222833000 | 172594000 | 148239000 | 13253000 | 11.8228 | 9.1572 | 7.4572 | 0.85287 | 0.053057 | 0.053057 | 0.050306 | 0.064353 | 0.052593
2019 | 223305000 | 173680000 | 150121000 | 13270000 | 11.8478 | 9.2149 | 7.5494 | 0.86117 | 0.053057 | 0.053057 | 0.050289 | 0.064896 | 0.052596
2020 | 223904000 | 174803000 | 152635000 | 13213000 | 11.8796 | 9.2744 | 7.6756 | 0.86603 | 0.053057 | 0.053057 | 0.050288 | 0.065544 | 0.0526
2021 | 224200000 | 175546000 | 154698000 | 13174000 | 11.8953 | 9.3139 | 7.779 | 0.87413 | 0.053057 | 0.053057 | 0.050285 | 0.066353 | 0.05261
2022 | 224366000 | 176303000 | 157214000 | 13079000 | 11.9041 | 9.3541 | 7.9072 | 0.88098 | 0.053057 | 0.053057 | 0.050296 | 0.067358 | 0.052624
2023 | 224521000 | 177184000 | 159636000 | 13018000 | 11.9123 | 9.4008 | 8.0316 | 0.89025 | 0.053057 | 0.053057 | 0.050312 | 0.068386 | 0.052641
2024 | 224563000 | 177920000 | 161481000 | 12998000 | 11.9146 | 9.4398 | 8.126 | 0.90632 | 0.053057 | 0.053057 | 0.050321 | 0.069728 | 0.052667
2025 | 224354000 | 178335000 | 163378000 | 13007000 | 11.9035 | 9.4619 | 8.2244 | 0.92538 | 0.053057 | 0.053057 | 0.05034 | 0.071145 | 0.052696
2026 | 224104000 | 178797000 | 165581000 | 12899000 | 11.8902 | 9.4864 | 8.3411 | 0.94051 | 0.053057 | 0.053057 | 0.050375 | 0.072914 | 0.052733
2027 | 223769000 | 179328000 | 167496000 | 12725000 | 11.8725 | 9.5145 | 8.4411 | 0.95251 | 0.053057 | 0.053057 | 0.050396 | 0.074854 | 0.052768
2028 | 223357000 | 180125000 | 169264000 | 12740000 | 11.8506 | 9.5568 | 8.5357 | 0.99091 | 0.053057 | 0.053057 | 0.050428 | 0.07778 | 0.052835
2029 | 222797000 | 180738000 | 170951000 | 12615000 | 11.8209 | 9.5894 | 8.6309 | 1.0228 | 0.053057 | 0.053057 | 0.050487 | 0.081076 | 0.052911
2030 | 222185000 | 181501000 | 172851000 | 12704000 | 11.7884 | 9.6298 | 8.7388 | 1.0714 | 0.053057 | 0.053057 | 0.050557 | 0.084334 | 0.052998
Table 9. CO2 emission rates for Natural Gas, Oil - Electric Power
Source: | AEO 2014, Table 2.1 and Table 18.1
Available at: | http://www.eia.gov/oiaf/aeo/tablebrowser/aeo_query_server/?event=ehExcel.getFile&study=AEO2014&region=1-1&cases=ref2014-d102413a&table=2-AEO2014&yearFilter=0
http://www.eia.gov/oiaf/aeo/tablebrowser/aeo_query_server/?event=ehExcel.getFile&study=AEO2014&region=1-1&cases=ref2014-d102413a&table=17-AEO2014&yearFilter=0
Notes: | N/A
Series | Oil Consumption | Oil CO2 Emissions | Oil CO2 Emissions Rate | NG Consumption | NG CO2 Emissions | NG CO2 Emissions Rate | Net Increase
Unit | MMBtu | Million Metric Tons | Metric Tons per MMBtu | MMBtu | Million Metric Tons | Metric Tons per MMBtu | Metric Tons per MMBtu
Sector | Electric Power | Electric Power | Electric Power | Electric Power | Electric Power | Electric Power | Electric Power
2015 | 3887000 | 0.30102 | 0.077444 | 455756000 | 24.1809 | 0.053057 | 0.024387
2016 | 3755000 | 0.29139 | 0.0776 | 467721000 | 24.8157 | 0.053057 | 0.024543
2017 | 1250000 | 0.093478 | 0.074782 | 480300000 | 25.4831 | 0.053057 | 0.021726
2018 | 1347000 | 0.10053 | 0.074634 | 482361000 | 25.5925 | 0.053057 | 0.021577
2019 | 1556000 | 0.11584 | 0.074447 | 480477000 | 25.4925 | 0.053057 | 0.02139
2020 | 1570000 | 0.11686 | 0.074432 | 470348000 | 24.9551 | 0.053057 | 0.021375
2021 | 1460000 | 0.10884 | 0.074545 | 463174000 | 24.5745 | 0.053057 | 0.021488
2022 | 1285000 | 0.094956 | 0.073896 | 450075000 | 23.8795 | 0.053057 | 0.020839
2023 | 1279000 | 0.094571 | 0.073941 | 440293000 | 23.3605 | 0.053057 | 0.020885
2024 | 1099000 | 0.080378 | 0.073137 | 435318000 | 23.0965 | 0.053057 | 0.020081
2025 | 1099000 | 0.080385 | 0.073144 | 433680000 | 23.0096 | 0.053057 | 0.020087
2026 | 1051000 | 0.076891 | 0.07316 | 420147000 | 22.2872 | 0.053046 | 0.020114
2027 | 1145000 | 0.083776 | 0.073167 | 400199000 | 21.2252 | 0.053037 | 0.02013
2028 | 1170000 | 0.085587 | 0.073151 | 398817000 | 21.1469 | 0.053024 | 0.020127
2029 | 1175000 | 0.085963 | 0.07316 | 383828000 | 20.3523 | 0.053024 | 0.020136
2030 | 1171000 | 0.085685 | 0.073173 | 389681000 | 20.6627 | 0.053025 | 0.020148
Table 10. Annual MA-basis NG Prices
Source: | Synapse
Available at: | G:\14-128 MA DOER Low Demand Scenario\Task 2. Supply Curve\Low Demand Task List (20141119).xlsx
Notes: | N/A
| Total MA Delivered (2013 $ / MMBtu) |  |  | Total Delivered (HH Only)
| Low | Ref | High | Low | Ref | High
2015 | 9.6478 | 9.6478 | 9.6478 | 3.7081 | 3.7081 | 3.7081
2016 | 10.0961 | 10.1545 | 10.2138 | 4.0578 | 4.1162 | 4.1755
2017 | 9.9934 | 10.3001 | 10.5035 | 4.0537 | 4.3604 | 4.5638
2018 | 10.2057 | 10.6935 | 10.7082 | 4.266 | 4.7538 | 4.7684
2019 | 10.0812 | 10.5548 | 10.7592 | 4.1415 | 4.615 | 4.8195
2020 | 3.4159 | 3.8625 | 4.491 | 3.9052 | 4.3518 | 4.9803
2021 | 3.4978 | 4.1342 | 4.7245 | 3.9852 | 4.6216 | 5.2119
2022 | 3.5877 | 4.2884 | 5.028 | 4.0751 | 4.7758 | 5.5154
2023 | 3.6723 | 4.4234 | 5.3168 | 4.1597 | 4.9108 | 5.8042
2024 | 3.7667 | 4.6014 | 5.6272 | 4.256 | 5.0907 | 6.1164
2025 | 3.8281 | 4.6962 | 6.0082 | 4.3155 | 5.1837 | 6.4956
2026 | 3.8999 | 4.8223 | 6.3256 | 4.3873 | 5.3097 | 6.813
2027 | 3.9671 | 4.9477 | 6.5986 | 4.4545 | 5.4351 | 7.086
2028 | 4.0455 | 5.0738 | 6.875 | 4.5347 | 5.563 | 7.3643
2029 | 4.0862 | 5.2338 | 7.0228 | 4.5736 | 5.7212 | 7.5102
2030 | 4.1372 | 5.4898 | 7.2585 | 4.6246 | 5.9772 | 7.746
Table 11. GWSA Compliance
Source: | Synapse, DPU 14-86
Available at: | G:\14-128 MA DOER Low Demand Scenario\Task 3. Modeling\GHG\EAS Exhibit 08 Synapse GWSA Target Spreadsheet (20141113 EAS).xlsx
Notes: | N/A
|  |  |  | 2020 | 2030
GWSA Target (% reduction below 1990 statewide levels) |  |  |  | 25% | 43.33%
GWSA Target (million metric tons CO2-e) |  |  |  | 70.8146 | 53.5043
CECP Non-Energy Sector Emissions (million metric tons CO2-e) |  |  |  | 9.3484 | 7.9416
CECP Transportation Sector Emissions (million metric tons CO2-e) |  |  |  | 31.7775 | 26.4897
CECP Building and Electric Sector Target (million metric tons CO2-e) |  |  |  | 29.6886 | 19.073
CECP Building Sector Oil Emissions (million metric tons CO2-e) |  |  |  | 6.3622 | 0.3963
Emissions Available under GWSA Target |  |  |  | 23.3265 | 18.6767
|  |  | Unit | 2020 | 2030
GWSA Gas |  |  | million metric tons | 9.58 | 8.0173
GWSA Electric |  |  | million metric tons | 13.7465 | 10.6594
Maximum allowable emissions from gas heating and electric sectors |  |  | million metric tons | 23.3265 | 18.6767
BAU Gas |  |  | million metric tons | 12.3247 | 12.96
BAU Electric |  |  | million metric tons | 23.6122 | 25.2877
BAU emissions from gas heating and electric sectors |  |  | million metric tons | 35.9369 | 38.2477
Table 12. LDC Distribution by Month
Source: | National Grid forecast for 2013/2014
Available at: | G:\14-128 MA DOER Low Demand Scenario\Task 3. Modeling\LDC Data 20141105.xlsx
Notes: | N/A
| Dtherms / Year | Percentage of Year
Jan | 26295666.1313 | 16.83%
Feb | 22839006.7961 | 14.61%
Mar | 20455559.5548 | 13.09%
Apr | 13272719.8851 | 8.493%
May | 7905148.6545 | 5.058%
Jun | 5052499.9962 | 3.233%
Jul | 4246849.1698 | 2.718%
Aug | 4332129.385 | 2.772%
Sep | 5204495.5568 | 3.33%
Oct | 9238504.8357 | 5.912%
Nov | 14683484.4173 | 9.396%
Dec | 22751430.6875 | 14.56%
Table 13. Hydro transmission costs
Source: | Synapse analysis
Available at: | G:\13-103 MA DOER Support RE Electric Market Issues\Large Hydro Imports task 2\Synapse analyses\New England GHG Emissions\Copy of DOER Hydro Inventory (20131031) - Swap3600 JRH.xlsx
Notes: | N/A
Capital Recovery Factor
35-year levelization rate |  |  | 8.586%
|  |  | Cost normalized to 1200 MW (2013 $ B) | Annualized Cost (2013 $ M)
Path/route |  | Online Date
VT Route - overland + submarine |  | 2018 | 1.5 | 128.7956
ME Route - overland + submarine |  | 2022 | 2.2 | 188.9002
Table 14. Advanced Building Codes and Existing Renewable Thermal
Source: | G:\14-128 MA DOER Low Demand Scenario\Task 3. Modeling\GHG\EAS Exhibit 08 Synapse GWSA Target Spreadsheet (20141113 EAS).xlsx
Available at: | N/A
Notes: | N/A
|  | Value | 2020 | 2030
CO2 reductions from Adv. Bldg Codes |  | million metric tons | 0.90164 | 0.95868
CO2 reductions from Exist. RE Thermal |  | million metric tons | 0.1863 | 0.8708
Total CO2 Reductions |  | million metric tons | 1.0879 | 1.8295
MMBtu reductions |  | Trillion Btu per Year | 20.5053 | 34.4817
MMBtu reductions |  | Billion Btu per Hour | 12.29 | 20.6668
| Trillion Btu / Year | Billion Btu / Hour
2008 | 0 | 0
2009 | 1.7088 | 1.0242
2010 | 3.4175 | 2.0483
2011 | 5.1263 | 3.0725
2012 | 6.8351 | 4.0967
2013 | 8.5439 | 5.1208
2014 | 10.2526 | 6.145
2015 | 11.9614 | 7.1692
2016 | 13.6702 | 8.1933
2017 | 15.379 | 9.2175
2018 | 17.0877 | 10.2417
2019 | 18.7965 | 11.2658
2020 | 20.5053 | 12.29
2021 | 21.9029 | 13.1277
2022 | 23.3006 | 13.9654
2023 | 24.6982 | 14.8031
2024 | 26.0958 | 15.6407
2025 | 27.4935 | 16.4784
2026 | 28.8911 | 17.3161
2027 | 30.2888 | 18.1538
2028 | 31.6864 | 18.9915
2029 | 33.084 | 19.8292
2030 | 34.4817 | 20.6668

## PriceSpikes
Calculating the savings of avoiding price spikes
Source: | G:\14-128 MA DOER Low Demand Scenario\Task 2. Supply Curve\Low Demand Task List (20141124).xlsx
Year | Month | Savings by avoiding Spike (2013 $/MMBtu) |  |  | Demand (Monthly MMBtu) |  |  |  | Monthly Price Effect (2013 $ M)
|  | Low | Ref | High | LDCs + Munis | Electric System | Reductions | Total - Base | Scenario 1 | Scenario 2 | Scenario 3 | Scenario 4 | Scenario 5 | Scenario 6 | Scenario 7 | Scenario 8
2015 | 1 | 0 | 0 | 0 | 44111739.7507 | 3554370 | -2481547.6237 | 45184562.127 | 0 | 0 | 0 | 0 | 0 | 0 | 0 | 0
2015 | 2 | 0 | 0 | 0 | 38313093.8354 | 5863510 | -2155339.3156 | 42021264.5198 | 0 | 0 | 0 | 0 | 0 | 0 | 0 | 0
2015 | 3 | 0 | 0 | 0 | 34314792.2183 | 7895290 | -1930411.0781 | 40279671.1402 | 0 | 0 | 0 | 0 | 0 | 0 | 0 | 0
2015 | 4 | 0 | 0 | 0 | 22265371.1236 | 16149520 | -1252559.5027 | 37162331.6209 | 0 | 0 | 0 | 0 | 0 | 0 | 0 | 0
2015 | 5 | 0 | 0 | 0 | 13261115.2879 | 17875540 | -746016.5778 | 30390638.71 | 0 | 0 | 0 | 0 | 0 | 0 | 0 | 0
2015 | 6 | 0 | 0 | 0 | 8475714.7361 | 19517320 | -476809.3456 | 27516225.3905 | 0 | 0 | 0 | 0 | 0 | 0 | 0 | 0
2015 | 7 | 0 | 0 | 0 | 7124212.1955 | 26045590 | -400779.2924 | 32769022.903 | 0 | 0 | 0 | 0 | 0 | 0 | 0 | 0
2015 | 8 | 0 | 0 | 0 | 7267272.2206 | 24999230 | -408827.2694 | 31857674.9513 | 0 | 0 | 0 | 0 | 0 | 0 | 0 | 0
2015 | 9 | 0 | 0 | 0 | 8730691.6808 | 21391170 | -491153.3147 | 29630708.3661 | 0 | 0 | 0 | 0 | 0 | 0 | 0 | 0
2015 | 10 | 0 | 0 | 0 | 15497858.8092 | 21111310 | -871846.6993 | 35737322.11 | 0 | 0 | 0 | 0 | 0 | 0 | 0 | 0
2015 | 11 | 0 | 0 | 0 | 24631969.3905 | 8813940 | -1385694.7256 | 32060214.6649 | 0 | 0 | 0 | 0 | 0 | 0 | 0 | 0
2015 | 12 | 0 | 0 | 0 | 38166182.3827 | 8094530 | -2147074.673 | 44113637.7097 | 0 | 0 | 0 | 0 | 0 | 0 | 0 | 0
2016 | 1 | 0 | 0 | 0 | 44869362.5311 | 4331440 | -2875882.7156 | 46324919.8155 | 0 | 0 | 0 | 0 | 0 | 0 | 0 | 0
2016 | 2 | -0.0010541 | -0.0010693 | -0.0010847 | 38971124.3924 | 4641830 | -2497837.6497 | 41115116.7427 | -0.043964 | -0.043339 | -0.044597 | -0.043964 | -0.043964 | -0.043339 | -0.044597 | -0.043964
2016 | 3 | 0 | 0 | 0 | 34904151.6142 | 7704520 | -2237166.7585 | 40371504.8557 | 0 | 0 | 0 | 0 | 0 | 0 | 0 | 0
2016 | 4 | 0 | 0 | 0 | 22647780.715 | 20780760 | -1451599.8764 | 41976940.8386 | 0 | 0 | 0 | 0 | 0 | 0 | 0 | 0
2016 | 5 | 0 | 0 | 0 | 13488876.0403 | 20113480 | -864563.7751 | 32737792.2652 | 0 | 0 | 0 | 0 | 0 | 0 | 0 | 0
2016 | 6 | 0 | 0 | 0 | 8621285.838 | 20976260 | -552577.6505 | 29044968.1875 | 0 | 0 | 0 | 0 | 0 | 0 | 0 | 0
2016 | 7 | 0 | 0 | 0 | 7246571.1294 | 25908220 | -464465.8957 | 32690325.2337 | 0 | 0 | 0 | 0 | 0 | 0 | 0 | 0
2016 | 8 | 0 | 0 | 0 | 7392088.2224 | 25064490 | -473792.7519 | 31982785.4705 | 0 | 0 | 0 | 0 | 0 | 0 | 0 | 0
2016 | 9 | 0 | 0 | 0 | 8880642.0329 | 20528350 | -569200.9756 | 28839791.0573 | 0 | 0 | 0 | 0 | 0 | 0 | 0 | 0
2016 | 10 | 0 | 0 | 0 | 15764035.8167 | 19280900 | -1010389.1737 | 34034546.643 | 0 | 0 | 0 | 0 | 0 | 0 | 0 | 0
2016 | 11 | 0 | 0 | 0 | 25055025.503 | 7479960 | -1605891.2077 | 30929094.2953 | 0 | 0 | 0 | 0 | 0 | 0 | 0 | 0
2016 | 12 | 0 | 0 | 0 | 38821689.7233 | 8162080 | -2488259.6981 | 44495510.0252 | 0 | 0 | 0 | 0 | 0 | 0 | 0 | 0
2017 | 1 | 0 | 0 | 0 | 45416784.6849 | 4610530 | -3295716.2964 | 46731598.3885 | 0 | 0 | 0 | 0 | 0 | 0 | 0 | 0
2017 | 2 | 0 | 0 | 0 | 39446585.9467 | 5154850 | -2862482.6052 | 41738953.3416 | 0 | 0 | 0 | 0 | 0 | 0 | 0 | 0
2017 | 3 | 0 | 0 | 0 | 35329994.6566 | 7457440 | -2563757.8695 | 40223676.7871 | 0 | 0 | 0 | 0 | 0 | 0 | 0 | 0
2017 | 4 | 0 | 0 | 0 | 22924091.6809 | 18813290 | -1663510.5954 | 40073871.0854 | 0 | 0 | 0 | 0 | 0 | 0 | 0 | 0
2017 | 5 | 0 | 0 | 0 | 13653445.1172 | 18663340 | -990776.4693 | 31326008.648 | 0 | 0 | 0 | 0 | 0 | 0 | 0 | 0
2017 | 6 | 0 | 0 | 0 | 8726468.5863 | 21251370 | -633245.2843 | 29344593.302 | 0 | 0 | 0 | 0 | 0 | 0 | 0 | 0
2017 | 7 | 0 | 0 | 0 | 7334981.8701 | 28235130 | -532270.6011 | 35037841.269 | 0 | 0 | 0 | 0 | 0 | 0 | 0 | 0
2017 | 8 | 0 | 0 | 0 | 7482274.3233 | 27018860 | -542959.0314 | 33958175.2919 | 0 | 0 | 0 | 0 | 0 | 0 | 0 | 0
2017 | 9 | 0 | 0 | 0 | 8988989.0187 | 21543900 | -652295.353 | 29880593.6658 | 0 | 0 | 0 | 0 | 0 | 0 | 0 | 0
2017 | 10 | 0 | 0 | 0 | 15956362.6507 | 24016040 | -1157890.0793 | 38814512.5714 | 0 | 0 | 0 | 0 | 0 | 0 | 0 | 0
2017 | 11 | 0 | 0 | 0 | 25360705.71 | 13139390 | -1840326.0309 | 36659769.679 | 0 | 0 | 0 | 0 | 0 | 0 | 0 | 0
2017 | 12 | 0 | 0 | 0 | 39295328.1216 | 10547030 | -2851506.4235 | 46990851.6981 | 0 | 0 | 0 | 0 | 0 | 0 | 0 | 0
2018 | 1 | 0 | 0 | 0 | 46045670.2412 | 7500480 | -3648308.4222 | 49897841.819 | 0 | 0 | 0 | 0 | 0 | 0 | 0 | 0
2018 | 2 | 0 | 0 | 0 | 39992802.248 | 7475720 | -3168725.2353 | 44299797.0128 | 0 | 0 | 0 | 0 | 0 | 0 | 0 | 0
2018 | 3 | 0 | 0 | 0 | 35819208.5782 | 8964780 | -2838041.4412 | 41945947.1371 | 0 | 0 | 0 | 0 | 0 | 0 | 0 | 0
2018 | 4 | 0 | 0 | 0 | 23241521.2446 | 17809720 | -1841481.235 | 39209760.0096 | 0 | 0 | 0 | 0 | 0 | 0 | 0 | 0
2018 | 5 | 0 | 0 | 0 | 13842504.173 | 17213070 | -1096774.6651 | 29958799.5079 | 0 | 0 | 0 | 0 | 0 | 0 | 0 | 0
2018 | 6 | 0 | 0 | 0 | 8847303.8697 | 20568860 | -700993.0152 | 28715170.8545 | 0 | 0 | 0 | 0 | 0 | 0 | 0 | 0
2018 | 7 | 0 | 0 | 0 | 7436549.2573 | 27314740 | -589215.5581 | 34162073.6992 | 0 | 0 | 0 | 0 | 0 | 0 | 0 | 0
2018 | 8 | 0 | 0 | 0 | 7585881.2669 | 27155180 | -601047.4898 | 34140013.7771 | 0 | 0 | 0 | 0 | 0 | 0 | 0 | 0
2018 | 9 | 0 | 0 | 0 | 9113459.4188 | 21333290 | -722081.155 | 29724668.2638 | 0 | 0 | 0 | 0 | 0 | 0 | 0 | 0
2018 | 10 | 0 | 0 | 0 | 16177310.172 | 22199340 | -1281766.9205 | 37094883.2515 | 0 | 0 | 0 | 0 | 0 | 0 | 0 | 0
2018 | 11 | 0 | 0 | 0 | 25711875.0327 | 10856940 | -2037213.2654 | 34531601.7673 | 0 | 0 | 0 | 0 | 0 | 0 | 0 | 0
2018 | 12 | 0 | 0 | 0 | 39839449.958 | 10727870 | -3156574.7671 | 47410745.1909 | 0 | 0 | 0 | 0 | 0 | 0 | 0 | 0
2019 | 1 | 0 | 0 | 0 | 46699128.4451 | 7045490 | -3974075.604 | 49770542.8412 | 0 | 0 | 0 | 0 | 0 | 0 | 0 | 0
2019 | 2 | 0 | 0 | 0 | 40560361.0346 | 6658060 | -3451669.1562 | 43766751.8784 | 0 | 0 | 0 | 0 | 0 | 0 | 0 | 0
2019 | 3 | 0 | 0 | 0 | 36327537.7128 | 9106470 | -3091457.7249 | 42342549.9879 | 0 | 0 | 0 | 0 | 0 | 0 | 0 | 0
2019 | 4 | 0 | 0 | 0 | 23571353.8358 | 21757270 | -2005912.002 | 43322711.8338 | 0 | 0 | 0 | 0 | 0 | 0 | 0 | 0
2019 | 5 | 0 | 0 | 0 | 14038950.394 | 21561090 | -1194708.5979 | 34405331.7962 | 0 | 0 | 0 | 0 | 0 | 0 | 0 | 0
2019 | 6 | 0 | 0 | 0 | 8972860.5891 | 21005500 | -763586.5497 | 29214774.0394 | 0 | 0 | 0 | 0 | 0 | 0 | 0 | 0
2019 | 7 | 0 | 0 | 0 | 7542085.2196 | 28127690 | -641828.1855 | 35027947.0341 | 0 | 0 | 0 | 0 | 0 | 0 | 0 | 0
2019 | 8 | 0 | 0 | 0 | 7693536.478 | 27173130 | -654716.622 | 34211949.856 | 0 | 0 | 0 | 0 | 0 | 0 | 0 | 0
2019 | 9 | 0 | 0 | 0 | 9242793.2909 | 21352540 | -786557.7057 | 29808775.5851 | 0 | 0 | 0 | 0 | 0 | 0 | 0 | 0
2019 | 10 | 0 | 0 | 0 | 16406890.8469 | 19645100 | -1396219.3048 | 34655771.5421 | 0 | 0 | 0 | 0 | 0 | 0 | 0 | 0
2019 | 11 | 0 | 0 | 0 | 26076765.7074 | 11403880 | -2219121.4671 | 35261524.2402 | 0 | 0 | 0 | 0 | 0 | 0 | 0 | 0
2019 | 12 | 0 | 0 | 0 | 40404832.4419 | 10180800 | -3438433.7403 | 47147198.7016 | 0 | 0 | 0 | 0 | 0 | 0 | 0 | 0
2020 | 1 | -19.735 | -19.735 | -19.735 | 46927732.1246 | 23993940 | -4313516.8911 | 66608155.2335 | -1314.5136 | -1314.5136 | -1314.5136 | -1314.5136 | -1314.5136 | -1314.5136 | -1314.5136 | -1314.5136
2020 | 2 | -15.0728 | -15.0728 | -15.0728 | 40758913.943 | 21823620 | -3746489.6724 | 58836044.2706 | -886.8228 | -886.8228 | -886.8228 | -886.8228 | -886.8228 | -886.8228 | -886.8228 | -886.8228
2020 | 3 | -10.9009 | -10.9009 | -10.9009 | 36505369.9136 | 20124800 | -3355511.1787 | 53274658.7349 | -580.7432 | -580.7432 | -580.7432 | -580.7432 | -580.7432 | -580.7432 | -580.7432 | -580.7432
2020 | 4 | 0 | 0 | 0 | 23686741.3901 | 19245730 | -2177244.7646 | 40755226.6255 | 0 | 0 | 0 | 0 | 0 | 0 | 0 | 0
2020 | 5 | 0 | 0 | 0 | 14107674.4971 | 16764810 | -1296753.3158 | 29575731.1813 | 0 | 0 | 0 | 0 | 0 | 0 | 0 | 0
2020 | 6 | 0 | 0 | 0 | 9016784.9409 | 19069680 | -828807.4532 | 27257657.4877 | 0 | 0 | 0 | 0 | 0 | 0 | 0 | 0
2020 | 7 | 0 | 0 | 0 | 7579005.5753 | 25937080 | -696649.2325 | 32819436.3428 | 0 | 0 | 0 | 0 | 0 | 0 | 0 | 0
2020 | 8 | 0 | 0 | 0 | 7731198.2247 | 25045660 | -710638.5206 | 32066219.7041 | 0 | 0 | 0 | 0 | 0 | 0 | 0 | 0
2020 | 9 | 0 | 0 | 0 | 9288039.0294 | 18784700 | -853740.6652 | 27218998.3642 | 0 | 0 | 0 | 0 | 0 | 0 | 0 | 0
2020 | 10 | 0 | 0 | 0 | 16487206.5989 | 22209120 | -1515475.8377 | 37180850.7612 | 0 | 0 | 0 | 0 | 0 | 0 | 0 | 0
2020 | 11 | -3.2989 | -3.2989 | -3.2989 | 26204417.8668 | 20908780 | -2408665.2811 | 44704532.5857 | -147.4741 | -147.4741 | -147.4741 | -147.4741 | -147.4741 | -147.4741 | -147.4741 | -147.4741
2020 | 12 | -9.3517 | -9.3517 | -9.3517 | 40602623.9998 | 21875950 | -3732123.7681 | 58746450.2317 | -549.3812 | -549.3812 | -549.3812 | -549.3812 | -549.3812 | -549.3812 | -549.3812 | -549.3812
2021 | 1 | -19.735 | -19.735 | -19.735 | 47157478.8225 | 24477160 | -4552007.4618 | 67082631.3607 | -1323.8774 | -1323.8774 | -1323.8774 | -1323.8774 | -1323.8774 | -1323.8774 | -1323.8774 | -1323.8774
2021 | 2 | -14.6617 | -14.6617 | -14.6617 | 40958459.6159 | 19258750 | -3953629.8049 | 56263579.8111 | -824.9209 | -824.9209 | -824.9209 | -824.9209 | -824.9209 | -824.9209 | -824.9209 | -824.9209
2021 | 3 | -10.9009 | -10.9009 | -10.9009 | 36684091.2754 | 20908230 | -3541034.4528 | 54051286.8227 | -589.2092 | -589.2092 | -589.2092 | -589.2092 | -589.2092 | -589.2092 | -589.2092 | -589.2092
2021 | 4 | 0 | 0 | 0 | 23802705.8821 | 16172360 | -2297622.7206 | 37677443.1616 | 0 | 0 | 0 | 0 | 0 | 0 | 0 | 0
2021 | 5 | 0 | 0 | 0 | 14176742.2207 | 17635950 | -1368449.6708 | 30444242.5498 | 0 | 0 | 0 | 0 | 0 | 0 | 0 | 0
2021 | 6 | 0 | 0 | 0 | 9060928.9144 | 18813920 | -874631.4913 | 27000217.4231 | 0 | 0 | 0 | 0 | 0 | 0 | 0 | 0
2021 | 7 | 0 | 0 | 0 | 7616110.5328 | 25036890 | -735166.3584 | 31917834.1744 | 0 | 0 | 0 | 0 | 0 | 0 | 0 | 0
2021 | 8 | 0 | 0 | 0 | 7769048.2801 | 24166830 | -749929.1019 | 31185949.1782 | 0 | 0 | 0 | 0 | 0 | 0 | 0 | 0
2021 | 9 | 0 | 0 | 0 | 9333510.9966 | 19427480 | -900943.2387 | 27860047.7579 | 0 | 0 | 0 | 0 | 0 | 0 | 0 | 0
2021 | 10 | 0 | 0 | 0 | 16567923.9296 | 20097170 | -1599265.1693 | 35065828.7602 | 0 | 0 | 0 | 0 | 0 | 0 | 0 | 0
2021 | 11 | -3.2989 | -3.2989 | -3.2989 | 26332708.287 | 18626040 | -2541838.2748 | 42416910.0123 | -139.9276 | -139.9276 | -139.9276 | -139.9276 | -139.9276 | -139.9276 | -139.9276 | -139.9276
2021 | 12 | -9.3517 | -9.3517 | -9.3517 | 40801404.5154 | 22213760 | -3938469.6223 | 59076694.8931 | -552.4696 | -552.4696 | -552.4696 | -552.4696 | -552.4696 | -552.4696 | -552.4696 | -552.4696
2022 | 1 | -19.735 | -19.735 | -19.735 | 47388374.2539 | 22868540 | -4790264.9922 | 65466649.2617 | -1291.9859 | -1291.9859 | -1291.9859 | -1291.9859 | -1291.9859 | -1291.9859 | -1291.9859 | -1291.9859
2022 | 2 | -14.6617 | -14.6617 | -14.6617 | 41159003.0173 | 17785680 | -4160567.531 | 54784115.4863 | -803.2294 | -803.2294 | -803.2294 | -803.2294 | -803.2294 | -803.2294 | -803.2294 | -803.2294
2022 | 3 | -10.9009 | -10.9009 | -10.9009 | 36863706.2441 | 17947800 | -3726376.4432 | 51085129.8008 | -556.8753 | -556.8753 | -556.8753 | -556.8753 | -556.8753 | -556.8753 | -556.8753 | -556.8753
2022 | 4 | 0 | 0 | 0 | 23919250.1966 | 19713150 | -2417883.0496 | 41214517.147 | 0 | 0 | 0 | 0 | 0 | 0 | 0 | 0
2022 | 5 | 0 | 0 | 0 | 14246155.2828 | 18434800 | -1440075.968 | 31240879.3149 | 0 | 0 | 0 | 0 | 0 | 0 | 0 | 0
2022 | 6 | 0 | 0 | 0 | 9105293.6078 | 17935420 | -920410.7526 | 26120302.8552 | 0 | 0 | 0 | 0 | 0 | 0 | 0 | 0
2022 | 7 | 0 | 0 | 0 | 7653401.015 | 23640980 | -773645.8473 | 30520735.1677 | 0 | 0 | 0 | 0 | 0 | 0 | 0 | 0
2022 | 8 | 0 | 0 | 0 | 7807087.5858 | 22869450 | -789181.2906 | 29887356.2952 | 0 | 0 | 0 | 0 | 0 | 0 | 0 | 0
2022 | 9 | 0 | 0 | 0 | 9379210.3237 | 17734150 | -948099.6885 | 26165260.6352 | 0 | 0 | 0 | 0 | 0 | 0 | 0 | 0
2022 | 10 | 0 | 0 | 0 | 16649044.8469 | 17170800 | -1682972.6265 | 32136872.2204 | 0 | 0 | 0 | 0 | 0 | 0 | 0 | 0
2022 | 11 | -3.2989 | -3.2989 | -3.2989 | 26461640.1593 | 17094350 | -2674881.1388 | 40881109.0205 | -134.8612 | -134.8612 | -134.8612 | -134.8612 | -134.8612 | -134.8612 | -134.8612 | -134.8612
2022 | 12 | -9.3517 | -9.3517 | -9.3517 | 41001178.9336 | 20200480 | -4144613.8462 | 57057045.0874 | -533.5823 | -533.5823 | -533.5823 | -533.5823 | -533.5823 | -533.5823 | -533.5823 | -533.5823
2023 | 1 | -19.735 | -19.735 | -19.735 | 47620424.1624 | 22227300 | -4900772.385 | 64946951.7773 | -1281.7297 | -1281.7297 | -1281.7297 | -1281.7297 | -1281.7297 | -1281.7297 | -1281.7297 | -1281.7297
2023 | 2 | -14.6617 | -14.6617 | -14.6617 | 41360549.1356 | 18558420 | -4256548.3319 | 55662420.8037 | -816.1069 | -816.1069 | -816.1069 | -816.1069 | -816.1069 | -816.1069 | -816.1069 | -816.1069
2023 | 3 | -10.9009 | -10.9009 | -10.9009 | 37044219.2875 | 17504480 | -3812340.8202 | 50736358.4673 | -553.0734 | -553.0734 | -553.0734 | -553.0734 | -553.0734 | -553.0734 | -553.0734 | -553.0734
2023 | 4 | 0 | 0 | 0 | 24036377.2326 | 17791010 | -2473661.5822 | 39353725.6505 | 0 | 0 | 0 | 0 | 0 | 0 | 0 | 0
2023 | 5 | 0 | 0 | 0 | 14315915.4104 | 16913540 | -1473297.3119 | 29756158.0985 | 0 | 0 | 0 | 0 | 0 | 0 | 0 | 0
2023 | 6 | 0 | 0 | 0 | 9149880.1247 | 18058710 | -941643.8562 | 26266946.2685 | 0 | 0 | 0 | 0 | 0 | 0 | 0 | 0
2023 | 7 | 0 | 0 | 0 | 7690877.9497 | 23180210 | -791493.2077 | 30079594.742 | 0 | 0 | 0 | 0 | 0 | 0 | 0 | 0
2023 | 8 | 0 | 0 | 0 | 7845317.0881 | 22717450 | -807387.0406 | 29755380.0475 | 0 | 0 | 0 | 0 | 0 | 0 | 0 | 0
2023 | 9 | 0 | 0 | 0 | 9425138.1474 | 18498550 | -969971.5525 | 26953716.5948 | 0 | 0 | 0 | 0 | 0 | 0 | 0 | 0
2023 | 10 | 0 | 0 | 0 | 16730571.3689 | 21216430 | -1721797.3925 | 36225203.9764 | 0 | 0 | 0 | 0 | 0 | 0 | 0 | 0
2023 | 11 | -3.2989 | -3.2989 | -3.2989 | 26591216.691 | 19151970 | -2736588.4016 | 43006598.2894 | -141.8729 | -141.8729 | -141.8729 | -141.8729 | -141.8729 | -141.8729 | -141.8729 | -141.8729
2023 | 12 | -9.3517 | -9.3517 | -9.3517 | 41201952.2239 | 20130710 | -4240226.6091 | 57092435.6148 | -533.9133 | -533.9133 | -533.9133 | -533.9133 | -533.9133 | -533.9133 | -533.9133 | -533.9133
2024 | 1 | -19.735 | -19.735 | -19.735 | 47853634.3204 | 24507670 | -5045066.2914 | 67316238.029 | -1328.4876 | -1328.4876 | -1328.4876 | -1328.4876 | -1328.4876 | -1328.4876 | -1328.4876 | -1328.4876
2024 | 2 | -15.0728 | -15.0728 | -15.0728 | 41563102.9845 | 21609830 | -4381874.2884 | 58791058.6961 | -886.1448 | -886.1448 | -886.1448 | -886.1448 | -886.1448 | -886.1448 | -886.1448 | -886.1448
2024 | 3 | -10.9009 | -10.9009 | -10.9009 | 37225634.8962 | 19574920 | -3924587.9327 | 52875966.9635 | -576.3971 | -576.3971 | -576.3971 | -576.3971 | -576.3971 | -576.3971 | -576.3971 | -576.3971
2024 | 4 | 0 | 0 | 0 | 24154089.9039 | 15888900 | -2546493.8349 | 37496496.069 | 0 | 0 | 0 | 0 | 0 | 0 | 0 | 0
2024 | 5 | 0 | 0 | 0 | 14386024.3385 | 16527230 | -1516675.7445 | 29396578.594 | 0 | 0 | 0 | 0 | 0 | 0 | 0 | 0
2024 | 6 | 0 | 0 | 0 | 9194689.5742 | 19688750 | -969368.7656 | 27914070.8086 | 0 | 0 | 0 | 0 | 0 | 0 | 0 | 0
2024 | 7 | 0 | 0 | 0 | 7728542.269 | 25305510 | -814797.2173 | 32219255.0517 | 0 | 0 | 0 | 0 | 0 | 0 | 0 | 0
2024 | 8 | 0 | 0 | 0 | 7883737.7378 | 24868930 | -831159.0139 | 31921508.724 | 0 | 0 | 0 | 0 | 0 | 0 | 0 | 0
2024 | 9 | 0 | 0 | 0 | 9471295.6102 | 19852150 | -998530.517 | 28324915.0931 | 0 | 0 | 0 | 0 | 0 | 0 | 0 | 0
2024 | 10 | 0 | 0 | 0 | 16812505.5234 | 20097470 | -1772492.4365 | 35137483.087 | 0 | 0 | 0 | 0 | 0 | 0 | 0 | 0
2024 | 11 | -3.2989 | -3.2989 | -3.2989 | 26721441.1054 | 18507910 | -2817162.0336 | 42412189.0717 | -139.912 | -139.912 | -139.912 | -139.912 | -139.912 | -139.912 | -139.912 | -139.912
2024 | 12 | -9.3517 | -9.3517 | -9.3517 | 41403729.3807 | 21793560 | -4365072.0035 | 58832217.3772 | -550.1833 | -550.1833 | -550.1833 | -550.1833 | -550.1833 | -550.1833 | -550.1833 | -550.1833
2025 | 1 | -19.735 | -19.735 | -19.735 | 48088010.5293 | 24451710 | -5170443.2866 | 67369277.2427 | -1329.5344 | -1329.5344 | -1329.5344 | -1329.5344 | -1329.5344 | -1329.5344 | -1329.5344 | -1329.5344
2025 | 2 | -14.6617 | -14.6617 | -14.6617 | 41766669.6027 | 19732160 | -4490770.0292 | 57008059.5735 | -835.8362 | -835.8362 | -835.8362 | -835.8362 | -835.8362 | -835.8362 | -835.8362 | -835.8362
2025 | 3 | -10.9009 | -10.9009 | -10.9009 | 37407957.583 | 20445490 | -4022119.4643 | 53831328.1187 | -586.8114 | -586.8114 | -586.8114 | -586.8114 | -586.8114 | -586.8114 | -586.8114 | -586.8114
2025 | 4 | 0 | 0 | 0 | 24272391.1385 | 20897290 | -2609777.7893 | 42559903.3492 | 0 | 0 | 0 | 0 | 0 | 0 | 0 | 0
2025 | 5 | 0 | 0 | 0 | 14456483.8113 | 20227920 | -1554367.2705 | 33130036.5408 | 0 | 0 | 0 | 0 | 0 | 0 | 0 | 0
2025 | 6 | 0 | 0 | 0 | 9239723.0709 | 20213360 | -993458.9432 | 28459624.1277 | 0 | 0 | 0 | 0 | 0 | 0 | 0 | 0
2025 | 7 | 0 | 0 | 0 | 7766394.9099 | 25378730 | -835046.0745 | 32310078.8354 | 0 | 0 | 0 | 0 | 0 | 0 | 0 | 0
2025 | 8 | 0 | 0 | 0 | 7922350.4908 | 25154360 | -851814.4847 | 32224896.0061 | 0 | 0 | 0 | 0 | 0 | 0 | 0 | 0
2025 | 9 | 0 | 0 | 0 | 9517683.8603 | 19549410 | -1023345.4052 | 28043748.4551 | 0 | 0 | 0 | 0 | 0 | 0 | 0 | 0
2025 | 10 | 0 | 0 | 0 | 16894849.3488 | 18567100 | -1816541.3672 | 33645407.9816 | 0 | 0 | 0 | 0 | 0 | 0 | 0 | 0
2025 | 11 | -3.2989 | -3.2989 | -3.2989 | 26852316.6418 | 18083370 | -2887172.4736 | 42048514.1682 | -138.7123 | -138.7123 | -138.7123 | -138.7123 | -138.7123 | -138.7123 | -138.7123 | -138.7123
2025 | 12 | -9.3517 | -9.3517 | -9.3517 | 41606515.4232 | 21586950 | -4473550.1839 | 58719915.2393 | -549.1331 | -549.1331 | -549.1331 | -549.1331 | -549.1331 | -549.1331 | -549.1331 | -549.1331
2026 | 1 | -19.735 | -19.735 | -19.735 | 48323558.6192 | 24628490 | -5287887.2459 | 67664161.3733 | -1335.3539 | -1335.3539 | -1335.3539 | -1335.3539 | -1335.3539 | -1335.3539 | -1335.3539 | -1335.3539
2026 | 2 | -14.6617 | -14.6617 | -14.6617 | 41971254.0539 | 20151190 | -4592775.5601 | 57529668.4938 | -843.4839 | -843.4839 | -843.4839 | -843.4839 | -843.4839 | -843.4839 | -843.4839 | -843.4839
2026 | 3 | -10.9009 | -10.9009 | -10.9009 | 37591191.8831 | 20326020 | -4113479.8387 | 53803732.0444 | -586.5106 | -586.5106 | -586.5106 | -586.5106 | -586.5106 | -586.5106 | -586.5106 | -586.5106
2026 | 4 | 0 | 0 | 0 | 24391283.8792 | 18380920 | -2669057.5492 | 40103146.3301 | 0 | 0 | 0 | 0 | 0 | 0 | 0 | 0
2026 | 5 | 0 | 0 | 0 | 14527295.5814 | 16570640 | -1589673.9234 | 29508261.658 | 0 | 0 | 0 | 0 | 0 | 0 | 0 | 0
2026 | 6 | 0 | 0 | 0 | 9284981.7351 | 20007740 | -1016024.852 | 28276696.8831 | 0 | 0 | 0 | 0 | 0 | 0 | 0 | 0
2026 | 7 | 0 | 0 | 0 | 7804436.8141 | 25489980 | -854013.7165 | 32440403.0976 | 0 | 0 | 0 | 0 | 0 | 0 | 0 | 0
2026 | 8 | 0 | 0 | 0 | 7961156.3076 | 25212140 | -871163.0125 | 32302133.2951 | 0 | 0 | 0 | 0 | 0 | 0 | 0 | 0
2026 | 9 | 0 | 0 | 0 | 9564304.0516 | 20341780 | -1046590.1696 | 28859493.8821 | 0 | 0 | 0 | 0 | 0 | 0 | 0 | 0
2026 | 10 | 0 | 0 | 0 | 16977604.8932 | 22101780 | -1857803.1698 | 37221581.7234 | 0 | 0 | 0 | 0 | 0 | 0 | 0 | 0
2026 | 11 | -3.2989 | -3.2989 | -3.2989 | 26983846.5559 | 20123820 | -2952753.111 | 44154913.4449 | -145.661 | -145.661 | -145.661 | -145.661 | -145.661 | -145.661 | -145.661 | -145.661
2026 | 12 | -9.3517 | -9.3517 | -9.3517 | 41810315.3959 | 21442390 | -4575164.5749 | 58677540.821 | -548.7368 | -548.7368 | -548.7368 | -548.7368 | -548.7368 | -548.7368 | -548.7368 | -548.7368
2027 | 1 | -19.735 | -19.735 | -19.735 | 48560284.4495 | 25088730 | -5351348.6417 | 68297665.8079 | -1347.8561 | -1347.8561 | -1347.8561 | -1347.8561 | -1347.8561 | -1347.8561 | -1347.8561 | -1347.8561
2027 | 2 | -14.6617 | -14.6617 | -14.6617 | 42176861.4275 | 20546720 | -4647894.7285 | 58075686.6989 | -851.4895 | -851.4895 | -851.4895 | -851.4895 | -851.4895 | -851.4895 | -851.4895 | -851.4895
2027 | 3 | -10.9009 | -10.9009 | -10.9009 | 37775342.3548 | 19841320 | -4162846.8468 | 53453815.508 | -582.6962 | -582.6962 | -582.6962 | -582.6962 | -582.6962 | -582.6962 | -582.6962 | -582.6962
2027 | 4 | 0 | 0 | 0 | 24510771.0837 | 16977050 | -2701089.6462 | 38786731.4375 | 0 | 0 | 0 | 0 | 0 | 0 | 0 | 0
2027 | 5 | 0 | 0 | 0 | 14598461.4104 | 18166710 | -1608752.0393 | 31156419.3711 | 0 | 0 | 0 | 0 | 0 | 0 | 0 | 0
2027 | 6 | 0 | 0 | 0 | 9330466.6926 | 20329840 | -1028218.447 | 28632088.2456 | 0 | 0 | 0 | 0 | 0 | 0 | 0 | 0
2027 | 7 | 0 | 0 | 0 | 7842668.9277 | 25488030 | -864262.971 | 32466435.9567 | 0 | 0 | 0 | 0 | 0 | 0 | 0 | 0
2027 | 8 | 0 | 0 | 0 | 8000156.1535 | 25371620 | -881618.0805 | 32490158.073 | 0 | 0 | 0 | 0 | 0 | 0 | 0 | 0
2027 | 9 | 0 | 0 | 0 | 9611157.344 | 20522820 | -1059150.5874 | 29074826.7566 | 0 | 0 | 0 | 0 | 0 | 0 | 0 | 0
2027 | 10 | 0 | 0 | 0 | 17060774.2154 | 20362550 | -1880099.179 | 35543225.0364 | 0 | 0 | 0 | 0 | 0 | 0 | 0 | 0
2027 | 11 | -3.2989 | -3.2989 | -3.2989 | 27116034.1196 | 19439790 | -2988189.9169 | 43567634.2027 | -143.7237 | -143.7237 | -143.7237 | -143.7237 | -143.7237 | -143.7237 | -143.7237 | -143.7237
2027 | 12 | -9.3517 | -9.3517 | -9.3517 | 42015134.3685 | 21606280 | -4630072.389 | 58991341.9795 | -551.6714 | -551.6714 | -551.6714 | -551.6714 | -551.6714 | -551.6714 | -551.6714 | -551.6714
2028 | 1 | -19.735 | -19.735 | -19.735 | 48798193.909 | 26607680 | -5421855.4438 | 69984018.4652 | -1381.1363 | -1381.1363 | -1381.1363 | -1381.1363 | -1381.1363 | -1381.1363 | -1381.1363 | -1381.1363
2028 | 2 | -15.0728 | -15.0728 | -15.0728 | 42383496.8378 | 22346040 | -4709133.1594 | 60020403.6784 | -904.6744 | -904.6744 | -904.6744 | -904.6744 | -904.6744 | -904.6744 | -904.6744 | -904.6744
2028 | 3 | -10.9009 | -10.9009 | -10.9009 | 37960413.5788 | 19910660 | -4217694.5195 | 53653379.0593 | -584.8716 | -584.8716 | -584.8716 | -584.8716 | -584.8716 | -584.8716 | -584.8716 | -584.8716
2028 | 4 | 0 | 0 | 0 | 24630855.7242 | 21522460 | -2736677.9074 | 43416637.8168 | 0 | 0 | 0 | 0 | 0 | 0 | 0 | 0
2028 | 5 | 0 | 0 | 0 | 14669983.0686 | 20354930 | -1629948.1843 | 33394964.8842 | 0 | 0 | 0 | 0 | 0 | 0 | 0 | 0
2028 | 6 | 0 | 0 | 0 | 9376179.0749 | 21220860 | -1041765.7599 | 29555273.315 | 0 | 0 | 0 | 0 | 0 | 0 | 0 | 0
2028 | 7 | 0 | 0 | 0 | 7881092.2019 | 27130640 | -875650.0853 | 34136082.1167 | 0 | 0 | 0 | 0 | 0 | 0 | 0 | 0
2028 | 8 | 0 | 0 | 0 | 8039350.9986 | 26992320 | -893233.8573 | 34138437.1412 | 0 | 0 | 0 | 0 | 0 | 0 | 0 | 0
2028 | 9 | 0 | 0 | 0 | 9658244.9028 | 21395380 | -1073105.4473 | 29980519.4554 | 0 | 0 | 0 | 0 | 0 | 0 | 0 | 0
2028 | 10 | 0 | 0 | 0 | 17144359.3842 | 19642850 | -1904870.4637 | 34882338.9205 | 0 | 0 | 0 | 0 | 0 | 0 | 0 | 0
2028 | 11 | -3.2989 | -3.2989 | -3.2989 | 27248882.6211 | 20425600 | -3027560.8735 | 44646921.7476 | -147.2841 | -147.2841 | -147.2841 | -147.2841 | -147.2841 | -147.2841 | -147.2841 | -147.2841
2028 | 12 | -9.3517 | -9.3517 | -9.3517 | 42220977.436 | 22417370 | -4691076.0013 | 59947271.4347 | -560.611 | -560.611 | -560.611 | -560.611 | -560.611 | -560.611 | -560.611 | -560.611
2029 | 1 | -19.735 | -19.735 | -19.735 | 49037292.9158 | 27180080 | -5449196.2677 | 70768176.6481 | -1396.6117 | -1396.6117 | -1396.6117 | -1396.6117 | -1396.6117 | -1396.6117 | -1396.6117 | -1396.6117
2029 | 2 | -14.6617 | -14.6617 | -14.6617 | 42591165.4253 | 21291860 | -4732879.9343 | 59150145.491 | -867.2429 | -867.2429 | -867.2429 | -867.2429 | -867.2429 | -867.2429 | -867.2429 | -867.2429
2029 | 3 | -10.9009 | -10.9009 | -10.9009 | 38146410.159 | 22214110 | -4238963.1137 | 56121557.0453 | -611.777 | -611.777 | -611.777 | -611.777 | -611.777 | -611.777 | -611.777 | -611.777
2029 | 4 | 0 | 0 | 0 | 24751540.7879 | 20913630 | -2750478.17 | 42914692.6179 | 0 | 0 | 0 | 0 | 0 | 0 | 0 | 0
2029 | 5 | 0 | 0 | 0 | 14741862.335 | 18675360 | -1638167.5341 | 31779054.8009 | 0 | 0 | 0 | 0 | 0 | 0 | 0 | 0
2029 | 6 | 0 | 0 | 0 | 9422120.0192 | 21471110 | -1047019.0785 | 29846210.9406 | 0 | 0 | 0 | 0 | 0 | 0 | 0 | 0
2029 | 7 | 0 | 0 | 0 | 7919707.5925 | 27272970 | -880065.7314 | 34312611.8611 | 0 | 0 | 0 | 0 | 0 | 0 | 0 | 0
2029 | 8 | 0 | 0 | 0 | 8078741.8179 | 26463160 | -897738.1732 | 33644163.6446 | 0 | 0 | 0 | 0 | 0 | 0 | 0 | 0
2029 | 9 | 0 | 0 | 0 | 9705567.8993 | 21667170 | -1078516.8028 | 30294221.0966 | 0 | 0 | 0 | 0 | 0 | 0 | 0 | 0
2029 | 10 | 0 | 0 | 0 | 17228362.4788 | 22341250 | -1914476.1657 | 37655136.3131 | 0 | 0 | 0 | 0 | 0 | 0 | 0 | 0
2029 | 11 | -3.2989 | -3.2989 | -3.2989 | 27382395.3651 | 21733600 | -3042827.9734 | 46073167.3916 | -151.9891 | -151.9891 | -151.9891 | -151.9891 | -151.9891 | -151.9891 | -151.9891 | -151.9891
2029 | 12 | -9.3517 | -9.3517 | -9.3517 | 42427849.7188 | 23216380 | -4714731.7192 | 60929497.9996 | -569.7965 | -569.7965 | -569.7965 | -569.7965 | -569.7965 | -569.7965 | -569.7965 | -569.7965
2030 | 1 | -19.735 | -19.735 | -19.735 | 49277587.4177 | 26695880 | -5464544.997 | 70508922.4207 | -1391.4953 | -1391.4953 | -1391.4953 | -1391.4953 | -1391.4953 | -1391.4953 | -1391.4953 | -1391.4953
2030 | 2 | -14.6617 | -14.6617 | -14.6617 | 42799872.3557 | 21457220 | -4746211.0182 | 59510881.3375 | -872.5319 | -872.5319 | -872.5319 | -872.5319 | -872.5319 | -872.5319 | -872.5319 | -872.5319
2030 | 3 | -10.9009 | -10.9009 | -10.9009 | 38333336.722 | 21067950 | -4250902.9841 | 55150383.7379 | -601.1904 | -601.1904 | -601.1904 | -601.1904 | -601.1904 | -601.1904 | -601.1904 | -601.1904
2030 | 4 | 0 | 0 | 0 | 24872829.2769 | 18199860 | -2758225.4308 | 40314463.8461 | 0 | 0 | 0 | 0 | 0 | 0 | 0 | 0
2030 | 5 | 0 | 0 | 0 | 14814100.9978 | 16514660 | -1642781.754 | 29685979.2437 | 0 | 0 | 0 | 0 | 0 | 0 | 0 | 0
2030 | 6 | 0 | 0 | 0 | 9468290.6681 | 20845170 | -1049968.213 | 29263492.4551 | 0 | 0 | 0 | 0 | 0 | 0 | 0 | 0
2030 | 7 | 0 | 0 | 0 | 7958516.0601 | 27144190 | -882544.609 | 34220161.4511 | 0 | 0 | 0 | 0 | 0 | 0 | 0 | 0
2030 | 8 | 0 | 0 | 0 | 8118329.5913 | 26308640 | -900266.8287 | 33526702.7626 | 0 | 0 | 0 | 0 | 0 | 0 | 0 | 0
2030 | 9 | 0 | 0 | 0 | 9753127.5109 | 20420130 | -1081554.6567 | 29091702.8542 | 0 | 0 | 0 | 0 | 0 | 0 | 0 | 0
2030 | 10 | 0 | 0 | 0 | 17312785.5889 | 20186150 | -1919868.663 | 35579066.9259 | 0 | 0 | 0 | 0 | 0 | 0 | 0 | 0
2030 | 11 | -3.2989 | -3.2989 | -3.2989 | 27516575.6728 | 19762610 | -3051398.6947 | 44227786.978 | -145.9014 | -145.9014 | -145.9014 | -145.9014 | -145.9014 | -145.9014 | -145.9014 | -145.9014
2030 | 12 | -9.3517 | -9.3517 | -9.3517 | 42635756.363 | 22358060 | -4728011.6851 | 60265804.6779 | -563.5898 | -563.5898 | -563.5898 | -563.5898 | -563.5898 | -563.5898 | -563.5898 | -563.5898

## BalancingMeasures
Balancing Measures
Source | G:\14-128 MA DOER Low Demand Scenario\Task 2. Supply Curve\Renewables Supply Curve - Ref Gas (20141114 PK 314 PM).xlsm
Incremental Balancing Measures: Base Case | [11 empty] | Availability (Billion Btu)
| Increment | Total winter peak hour availability | Total annual availability | Winter peak hour availability | Annual availability | Hours of availability at winter peak per year | Annual cost | Per MMBtu cost | Number of minimum increments available
2015 Balancing Measures |  | MMBtu | MMBtu | MMBtu | MMBtu | hours | $ | $/MMBtu Annual |  | Lifetime | Levelized Cost
Pipeline (long- and short-haul) | Minimum | 0 | n/a | n/a | n/a | n/a | n/a | n/a | n/a
Winter Reliability Program | Minimum | 29433.6 | 29433.6 | 1 | 150 | 150 | 450 | 3 | 29433.6 |  |  | 0.001
Demand Response | Minimum | 190 | 5040 | 0.76 | 20.16 | 24 | 1326.3158 | 65.7895 | 250 |  |  | 0.00076
Pumped Storage | Minimum | 0 | n/a | n/a | n/a | n/a | n/a | n/a | n/a
Battery Storage | Minimum | 288.8 | 52560 | 288.8 | 52560 | 181.9945 | 20051424.6587 | 381.4959 | 1 |  |  | 0.2888
2020 Balancing Measures
Pipeline (long- and short-haul) | Minimum | undetermined | undetermined | 4166.6667 | 36500000 | n/a | 51100000 | 1.4 | undetermined | 20 | 4969055.8514 | 4.1667
Winter Reliability Program | Minimum | 0 | n/a | n/a | n/a | n/a | n/a | n/a | n/a
Demand Response | Minimum | 190 | 5040 | 0.76 | 20.16 | 24 | 1326.3158 | 65.7895 | 250 |  |  | 0.00076
Pumped Storage | Minimum | 4043.2 | 367920 | 2021.6 | 183960 | 181.9945 | 94466330.4679 | 256.7578 | 2 |  |  | 2.0216
Battery Storage | Minimum | 1444 | 52560 | 288.8 | 10512 | 181.9945 | 19153973.4257 | 364.4211 | 5 |  |  | 0.2888
2030 Balancing Measures
Pipeline (long- and short-haul) | Minimum | undetermined | undetermined | 4166.6667 | 36500000 | n/a | 51100000 | 1.4 | undetermined | 20 | 4969055.8514 | 4.1667
Winter Reliability Program | Minimum | 0 | n/a | n/a | n/a | n/a | n/a | n/a | n/a
Demand Response | Minimum | 190 | 5040 | 0.76 | 20.16 | 24 | 1326.3158 | 65.7895 | 250 |  |  | 0.00076
Pumped Storage | Minimum | 4043.2 | 367920 | 2021.6 | 183960 | 181.9945 | 94466330.4679 | 256.7578 | 2 |  |  | 2.0216
Battery Storage | Minimum | 8664 | 52560 | 288.8 | 1752 | 181.9945 | 15509560.7018 | 295.083 | 30 |  |  | 0.2888
Incremental Balancing Measures: Low Demand Case
| Increment | Total winter peak hour availability | Total annual availability | Winter peak hour availability | Annual availability | Hours of availability at winter peak per year | Annual cost | Per MMBtu cost | Number of minimum increments available
2015 Balancing Measures |  | MMBtu | MMBtu | MMBtu | MMBtu | hours | $ | $/MMBtu Annual
Pipeline (long- and short-haul) | Minimum | 0 | n/a | n/a | n/a | n/a | n/a | n/a | n/a
Winter Reliability Program | Minimum | 29433.6 | 29433.6 | 1 | 150 | 150 | 450 | 3 | 29433.6 |  |  | 0.001
Demand Response | Minimum | 760 | 20160 | 0.76 | 20.16 | 24 | 1326.3158 | 65.7895 | 1000 |  |  | 0.00076
Pumped Storage | Minimum | 0 | n/a | n/a | n/a | n/a | n/a | n/a | n/a
Battery Storage | Minimum | 288.8 | 52560 | 288.8 | 52560 | 181.9945 | 20051424.6587 | 381.4959 | 1 |  |  | 0.2888
2020 Balancing Measures
Pipeline (long- and short-haul) | Minimum | undetermined | undetermined | 4166.6667 | 36500000 | n/a | 51100000 | 1.4 | undetermined | 20 | 4969055.8514 | 4.1667
Winter Reliability Program | Minimum | 0 | n/a | n/a | n/a | n/a | n/a | n/a | n/a
Demand Response | Minimum | 760 | 20160 | 0.76 | 20.16 | 24 | 1326.3158 | 65.7895 | 1000 |  |  | 0.00076
Pumped Storage | Minimum | 4043.2 | 367920 | 2021.6 | 183960 | 181.9945 | 94466330.4679 | 256.7578 | 2 |  |  | 2.0216
Battery Storage | Minimum | 1444 | 52560 | 288.8 | 10512 | 181.9945 | 19153973.4257 | 364.4211 | 5 |  |  | 0.2888
2030 Balancing Measures
Pipeline (long- and short-haul) | Minimum | undetermined | undetermined | 4166.6667 | 36500000 | n/a | 51100000 | 1.4 | undetermined | 20 | 4969055.8514 | 4.1667
Winter Reliability Program | Minimum | 0 | n/a | n/a | n/a | n/a | n/a | n/a | n/a
Demand Response | Minimum | 760 | 20160 | 0.76 | 20.16 | 24 | 1326.3158 | 65.7895 | 1000 |  |  | 0.00076
Pumped Storage | Minimum | 4043.2 | 367920 | 2021.6 | 183960 | 181.9945 | 94466330.4679 | 256.7578 | 2 |  |  | 2.0216
Battery Storage | Minimum | 8664 | 52560 | 288.8 | 1752 | 181.9945 | 15509560.7018 | 295.083 | 30 |  |  | 0.2888

## Inputs_JanElectric
January Peak Hour Data (Billion Btu per Hour NG consumption of the electric system)
Sources | Base Case | Reference Gas | No Hydro | G:\14-128 MA DOER Low Demand Scenario\Task 3. Modeling\Market Analytics Outputs\Ref demand_ref gas_January.xlsx
| Base Case | Low Gas | No Hydro | G:\14-128 MA DOER Low Demand Scenario\Task 3. Modeling\Market Analytics Outputs\Ref demand_low gas_January.xlsx
| Base Case | High Gas | No Hydro | G:\14-128 MA DOER Low Demand Scenario\Task 3. Modeling\Market Analytics Outputs\Ref demand_high gas_January.xlsx
| Base Case | Reference Gas | Hydro | G:\14-128 MA DOER Low Demand Scenario\Task 3. Modeling\Market Analytics Outputs\Ref demand_new hydro_January_new gas differentials.xlsx
| Low Demand | Reference Gas | No Hydro | G:\14-128 MA DOER Low Demand Scenario\Task 3. Modeling\Market Analytics Outputs\Low demand_ref gas_January.xlsx
| Low Demand | Low Gas | No Hydro | G:\14-128 MA DOER Low Demand Scenario\Task 3. Modeling\Market Analytics Outputs\Low demand_low gas_January.xlsx
| Low Demand | High Gas | No Hydro | G:\14-128 MA DOER Low Demand Scenario\Task 3. Modeling\Market Analytics Outputs\Low demand_high gas_January.xlsx
| Low Demand | Reference Gas | Hydro | G:\14-128 MA DOER Low Demand Scenario\Task 3. Modeling\Market Analytics Outputs\Low demand_new hydro_January_new gas differentials.xlsx
| Base Case | Base Case | Base Case | Base Case | Low Demand | Low Demand | Low Demand | Low Demand
| Reference Gas | Low Gas | High Gas | Reference Gas | Reference Gas | Low Gas | High Gas | Reference Gas
| No Hydro | No Hydro | No Hydro | Hydro | No Hydro | No Hydro | No Hydro | Hydro
2015 | 14.1028 | 14.1028 | 14.1028 | 14.1028 | 14.1028 | 14.1028 | 14.1028 | 14.1028
2016 | 14.1028 | 14.1028 | 14.1028 | 14.1028 | 14.1028 | 14.1028 | 14.1028 | 14.1028
2017 | 12.4591 | 12.4591 | 12.4591 | 12.4591 | 12.4591 | 12.4591 | 12.4591 | 12.4591
2018 | 23.139 | 23.139 | 23.139 | 20.7803 | 22.5732 | 22.5732 | 24.9732 | 19.1808
2019 | 19.6356 | 19.6356 | 19.4865 | 16.202 | 16.202 | 17.887 | 16.202 | 16.202
2020 | 53.8354 | 53.8354 | 52.32 | 53.3813 | 53.3813 | 53.3813 | 51.866 | 49.9393
2021 | 51.712 | 52.2763 | 51.712 | 51.712 | 51.712 | 51.712 | 51.712 | 51.712
2022 | 52.1665 | 52.1665 | 51.0627 | 50.5698 | 51.0627 | 51.5687 | 51.0627 | 43.3426
2023 | 52.904 | 53.5017 | 51.9439 | 45.6597 | 50.5702 | 51.3297 | 47.3585 | 42.8501
2024 | 55.1421 | 55.1421 | 54.0902 | 51.4182 | 53.3082 | 53.5842 | 47.9346 | 44.9405
2025 | 53.3082 | 54.0902 | 53.3082 | 50.9252 | 51.4182 | 53.3082 | 45.5516 | 44.9405
2026 | 53.3082 | 54.0902 | 53.3082 | 52.8152 | 51.4182 | 53.3082 | 49.3316 | 44.9405
2027 | 55.8785 | 56.1545 | 52.0985 | 47.8255 | 52.0985 | 52.0985 | 45.5516 | 46.2684
2028 | 60.0702 | 60.0702 | 56.2902 | 52.0172 | 55.7972 | 54.4002 | 48.9723 | 50.4601
2029 | 60.0702 | 60.8522 | 60.0702 | 53.9072 | 58.1802 | 58.1802 | 53.5917 | 49.8125
2030 | 60.9783 | 60.9783 | 57.1983 | 52.0172 | 52.0172 | 54.4002 | 48.3081 | 48.6908

## Inputs_SupplyCurve
Total Costs (2013 $ M) | [15 empty] | Gas Reduction Savings (Annual MMBtu) | [12 empty] | Gas Reduction Savings (Peak MMBtu)
Source: | G:\14-128 MA DOER Low Demand Scenario\Task 2. Supply Curve\Renewables Supply Curve - For Export (20141201 PK).xlsm
Base | [15 empty] | Base | [12 empty] | Base
| Low |  |  |  |  | Reference |  |  |  |  | High | [5 empty] | Low |  |  |  | Reference |  |  |  | High |  |  |  |  | Low |  |  |  | Reference |  |  |  | High
| Gas EE | Gas Reduction Measures | Non-EE Costs | MA EE Costs | TVR | Gas EE | Gas Reduction Measures | Non-EE Costs | MA EE Costs | TVR | Gas EE | Gas Reduction Measures | Non-EE Costs | MA EE Costs | TVR |  | EE | Gas - SHW | Gas - Biomass Thermal | Gas - Total | Gas - EE | Gas - SHW | Gas - Biomass Thermal | Gas - Total | Gas - EE | Gas - SHW | Gas - Biomass Thermal | Gas - Total |  | Gas - EE | SHW | Gas | Gas - Total | Gas - EE | Gas - SHW | Gas - Biomass Thermal | Gas - Total | Gas - EE | Gas - SHW | Gas - Biomass Thermal | Gas - Total
2015 | 137.594 | 0 | 0 | 506.5663 | 97.0035 | 137.594 | 0 | 0 | 506.5663 | 97.0035 | 137.594 | 0 | 0 | 506.5663 | 97.0035 | 2015 | 14748059.4178 | 0 | 0 | 14748059.4178 | 14748059.4178 | 0 | 0 | 14748059.4178 | 14748059.4178 | 0 | 0 | 14748059.4178 | 2015 | 8016.9925 | 0 | 0 | 8016.9925 | 8016.9925 | 0 | 0 | 8016.9925 | 8016.9925 | 0 | 0 | 8016.9925
2016 | 158.4377 | 0 | 0 | 577.0638 | 0 | 158.4377 | 0 | 0 | 577.0638 | 0 | 158.4377 | 0 | 0 | 577.0638 | 0 | 2016 | 17091628.1285 | 0 | 0 | 17091628.1285 | 17091628.1285 | 0 | 0 | 17091628.1285 | 17091628.1285 | 0 | 0 | 17091628.1285 | 2016 | 9290.9481 | 0 | 0 | 9290.9481 | 9290.9481 | 0 | 0 | 9290.9481 | 9290.9481 | 0 | 0 | 9290.9481
2017 | 181.0985 | 0 | 0 | 641.3441 | 0 | 181.0985 | 0 | 0 | 641.3441 | 0 | 181.0985 | 0 | 0 | 641.3441 | 0 | 2017 | 19586736.6392 | 0 | 0 | 19586736.6392 | 19586736.6392 | 0 | 0 | 19586736.6392 | 19586736.6392 | 0 | 0 | 19586736.6392 | 2017 | 10647.2802 | 0 | 0 | 10647.2802 | 10647.2802 | 0 | 0 | 10647.2802 | 10647.2802 | 0 | 0 | 10647.2802
2018 | 198.9677 | 0 | 0 | 694.8539 | 0 | 198.9677 | 0 | 0 | 694.8539 | 0 | 198.9677 | 0 | 0 | 694.8539 | 0 | 2018 | 21682223.1699 | 0 | 0 | 21682223.1699 | 21682223.1699 | 0 | 0 | 21682223.1699 | 21682223.1699 | 0 | 0 | 21682223.1699 | 2018 | 11786.3792 | 0 | 0 | 11786.3792 | 11786.3792 | 0 | 0 | 11786.3792 | 11786.3792 | 0 | 0 | 11786.3792
2019 | 214.9255 | 0 | 0 | 737.2679 | 0 | 214.9255 | 0 | 0 | 737.2679 | 0 | 214.9255 | 0 | 0 | 737.2679 | 0 | 2019 | 23618286.6602 | 0 | 0 | 23618286.6602 | 23618286.6602 | 0 | 0 | 23618286.6602 | 23618286.6602 | 0 | 0 | 23618286.6602 | 2019 | 12838.8164 | 0 | 0 | 12838.8164 | 12838.8164 | 0 | 0 | 12838.8164 | 12838.8164 | 0 | 0 | 12838.8164
2020 | 231.8577 | 0 | 0 | 775.415 | 0 | 231.8577 | 0 | 0 | 775.415 | 0 | 231.8577 | 0 | 0 | 775.415 | 0 | 2020 | 25635616.5809 | 0 | 0 | 25635616.5809 | 25635616.5809 | 0 | 0 | 25635616.5809 | 25635616.5809 | 0 | 0 | 25635616.5809 | 2020 | 13935.4298 | 0 | 0 | 13935.4298 | 13935.4298 | 0 | 0 | 13935.4298 | 13935.4298 | 0 | 0 | 13935.4298
2021 | 243.5479 | 0 | 0 | 810.8272 | 0 | 243.5479 | 0 | 0 | 810.8272 | 0 | 243.5479 | 0 | 0 | 810.8272 | 0 | 2021 | 27052987.3676 | 0 | 0 | 27052987.3676 | 27052987.3676 | 0 | 0 | 27052987.3676 | 27052987.3676 | 0 | 0 | 27052987.3676 | 2021 | 14705.9075 | 0 | 0 | 14705.9075 | 14705.9075 | 0 | 0 | 14705.9075 | 14705.9075 | 0 | 0 | 14705.9075
2022 | 253.2699 | 0 | 0 | 843.9285 | 0 | 253.2699 | 0 | 0 | 843.9285 | 0 | 253.2699 | 0 | 0 | 843.9285 | 0 | 2022 | 28468973.1745 | 0 | 0 | 28468973.1745 | 28468973.1745 | 0 | 0 | 28468973.1745 | 28468973.1745 | 0 | 0 | 28468973.1745 | 2022 | 15475.6323 | 0 | 0 | 15475.6323 | 15475.6323 | 0 | 0 | 15475.6323 | 15475.6323 | 0 | 0 | 15475.6323
2023 | 256.8311 | 0 | 0 | 874.3559 | 0 | 256.8311 | 0 | 0 | 874.3559 | 0 | 256.8311 | 0 | 0 | 874.3559 | 0 | 2023 | 29125728.4914 | 0 | 0 | 29125728.4914 | 29125728.4914 | 0 | 0 | 29125728.4914 | 29125728.4914 | 0 | 0 | 29125728.4914 | 2023 | 15832.6421 | 0 | 0 | 15832.6421 | 15832.6421 | 0 | 0 | 15832.6421 | 15832.6421 | 0 | 0 | 15832.6421
2024 | 263.0263 | 0 | 0 | 900.953 | 0 | 263.0263 | 0 | 0 | 900.953 | 0 | 263.0263 | 0 | 0 | 900.953 | 0 | 2024 | 29983280.0794 | 0 | 0 | 29983280.0794 | 29983280.0794 | 0 | 0 | 29983280.0794 | 29983280.0794 | 0 | 0 | 29983280.0794 | 2024 | 16298.8041 | 0 | 0 | 16298.8041 | 16298.8041 | 0 | 0 | 16298.8041 | 16298.8041 | 0 | 0 | 16298.8041
2025 | 268.6222 | 0 | 0 | 923.2249 | 97.0035 | 268.6222 | 0 | 0 | 923.2249 | 97.0035 | 268.6222 | 0 | 0 | 923.2249 | 97.0035 | 2025 | 30728406.7721 | 0 | 0 | 30728406.7721 | 30728406.7721 | 0 | 0 | 30728406.7721 | 30728406.7721 | 0 | 0 | 30728406.7721 | 2025 | 16703.8523 | 0 | 0 | 16703.8523 | 16703.8523 | 0 | 0 | 16703.8523 | 16703.8523 | 0 | 0 | 16703.8523
2026 | 273.63 | 0 | 0 | 942.8002 | 0 | 273.63 | 0 | 0 | 942.8002 | 0 | 273.63 | 0 | 0 | 942.8002 | 0 | 2026 | 31426386.7236 | 0 | 0 | 31426386.7236 | 31426386.7236 | 0 | 0 | 31426386.7236 | 31426386.7236 | 0 | 0 | 31426386.7236 | 2026 | 17083.2718 | 0 | 0 | 17083.2718 | 17083.2718 | 0 | 0 | 17083.2718 | 17083.2718 | 0 | 0 | 17083.2718
2027 | 277.2596 | 0 | 0 | 961.4618 | 0 | 277.2596 | 0 | 0 | 961.4618 | 0 | 277.2596 | 0 | 0 | 961.4618 | 0 | 2027 | 31803543.4733 | 0 | 0 | 31803543.4733 | 31803543.4733 | 0 | 0 | 31803543.4733 | 31803543.4733 | 0 | 0 | 31803543.4733 | 2027 | 17288.2928 | 0 | 0 | 17288.2928 | 17288.2928 | 0 | 0 | 17288.2928 | 17288.2928 | 0 | 0 | 17288.2928
2028 | 280.5852 | 0 | 0 | 973.0695 | 0 | 280.5852 | 0 | 0 | 973.0695 | 0 | 280.5852 | 0 | 0 | 973.0695 | 0 | 2028 | 32222571.7027 | 0 | 0 | 32222571.7027 | 32222571.7027 | 0 | 0 | 32222571.7027 | 32222571.7027 | 0 | 0 | 32222571.7027 | 2028 | 17516.0751 | 0 | 0 | 17516.0751 | 17516.0751 | 0 | 0 | 17516.0751 | 17516.0751 | 0 | 0 | 17516.0751
2029 | 282.6715 | 0 | 0 | 984.4494 | 0 | 282.6715 | 0 | 0 | 984.4494 | 0 | 282.6715 | 0 | 0 | 984.4494 | 0 | 2029 | 32385060.6642 | 0 | 0 | 32385060.6642 | 32385060.6642 | 0 | 0 | 32385060.6642 | 32385060.6642 | 0 | 0 | 32385060.6642 | 2029 | 17604.4035 | 0 | 0 | 17604.4035 | 17604.4035 | 0 | 0 | 17604.4035 | 17604.4035 | 0 | 0 | 17604.4035
2030 | 284.1498 | 0 | 0 | 996.6308 | 0 | 284.1498 | 0 | 0 | 996.6308 | 0 | 284.1498 | 0 | 0 | 996.6308 | 0 | 2030 | 32476279.5344 | 0 | 0 | 32476279.5344 | 32476279.5344 | 0 | 0 | 32476279.5344 | 32476279.5344 | 0 | 0 | 32476279.5344 | 2030 | 17653.9897 | 0 | 0 | 17653.9897 | 17653.9897 | 0 | 0 | 17653.9897 | 17653.9897 | 0 | 0 | 17653.9897
Low Demand | [15 empty] | Low Demand | [12 empty] | Low Demand
| Low |  |  |  |  | Reference |  |  |  |  | High | [5 empty] | Low |  |  |  | Reference |  |  |  | High |  |  |  |  | Low |  |  |  | Reference |  |  |  | High
| Gas EE | Gas Reduction Measures | Non-EE Costs | MA EE Costs | TVR | Gas EE | Gas Reduction Measures | Non-EE Costs | MA EE Costs | TVR | Gas EE | Gas Reduction Measures | Non-EE Costs | MA EE Costs | TVR |  | Gas - EE | Gas - SHW | Gas - Biomass Thermal | Gas - Total | Gas - EE | Gas - SHW | Gas - Biomass Thermal | Gas - Total | Gas - EE | Gas - SHW | Gas - Biomass Thermal | Gas - Total |  | Gas - EE | Gas - SHW | Gas - Biomass Thermal | Gas - Total | Gas - EE | Gas - SHW | Gas - Biomass Thermal | Gas - Total | Gas - EE | Gas - SHW | Gas - Biomass Thermal | Gas - Total
2015 | 137.594 | 0 | 2.4828 | 506.5663 | 97.0035 | 137.594 | 0 | 2.4828 | 506.5663 | 97.0035 | 137.594 | 0.053342 | 2.5224 | 506.5663 | 97.0035 | 2015 | 14748059.4178 | 0 | 0 | 14748059.4178 | 14748059.4178 | 0 | 0 | 14748059.4178 | 14748059.4178 | 1572.8 | 0 | 14749632.2178 | 2015 | 8016.9925 | 0 | 0 | 8016.9925 | 8016.9925 | 0 | 0 | 8016.9925 | 8016.9925 | 0.020913 | 0 | 8017.0134
2016 | 178.9825 | 0 | 17.3771 | 579.7024 | 0 | 178.9825 | 0 | 17.3771 | 579.7024 | 0 | 178.9825 | 0 | 17.9444 | 579.7024 | 0 | 2016 | 19307915.1652 | 0 | 0 | 19307915.1652 | 19307915.1652 | 0 | 0 | 19307915.1652 | 19307915.1652 | 1572.8 | 0 | 19309487.9652 | 2016 | 10495.7138 | 0 | 0 | 10495.7138 | 10495.7138 | 0 | 0 | 10495.7138 | 10495.7138 | 0.020913 | 0 | 10495.7347
2017 | 214.1249 | 0 | 26.0373 | 650.6589 | 0 | 214.1249 | 0 | 26.0373 | 650.6589 | 0 | 214.1249 | 0 | 27.1324 | 650.6589 | 0 | 2017 | 23158718.8604 | 0 | 0 | 23158718.8604 | 23158718.8604 | 0 | 0 | 23158718.8604 | 23158718.8604 | 1572.8 | 0 | 23160291.6604 | 2017 | 12588.997 | 0 | 0 | 12588.997 | 12588.997 | 0 | 0 | 12588.997 | 12588.997 | 0.020913 | 0 | 12589.0179
2018 | 245.7012 | 0 | 34.7784 | 714.1842 | 0 | 245.7012 | 0 | 34.7784 | 714.1842 | 0 | 245.7012 | 0 | 36.4012 | 714.1842 | 0 | 2018 | 26774935.0197 | 0 | 0 | 26774935.0197 | 26774935.0197 | 0 | 0 | 26774935.0197 | 26774935.0197 | 1572.8 | 0 | 26776507.8197 | 2018 | 14554.7592 | 0 | 0 | 14554.7592 | 14554.7592 | 0 | 0 | 14554.7592 | 14554.7592 | 0.020913 | 0 | 14554.7801
2019 | 276.6094 | 0 | 43.6005 | 769.6699 | 0 | 276.6094 | 0 | 43.6005 | 769.6699 | 0 | 276.6094 | 0 | 45.751 | 769.6699 | 0 | 2019 | 30396762.5825 | 0 | 0 | 30396762.5825 | 30396762.5825 | 0 | 0 | 30396762.5825 | 30396762.5825 | 1572.8 | 0 | 30398335.3825 | 2019 | 16523.5717 | 0 | 0 | 16523.5717 | 16523.5717 | 0 | 0 | 16523.5717 | 16523.5717 | 0.020913 | 0 | 16523.5927
2020 | 308.4113 | 0 | 52.5034 | 820.8681 | 0 | 308.4113 | 0 | 52.5034 | 820.8681 | 0 | 308.4113 | 0 | 55.1817 | 820.8681 | 0 | 2020 | 34099856.5759 | 0 | 0 | 34099856.5759 | 34099856.5759 | 0 | 0 | 34099856.5759 | 34099856.5759 | 1572.8 | 0 | 34101429.3759 | 2020 | 18536.5604 | 0 | 0 | 18536.5604 | 18536.5604 | 0 | 0 | 18536.5604 | 18536.5604 | 0.020913 | 0 | 18536.5813
2021 | 334.9246 | 0 | 57.8523 | 869.074 | 0 | 334.9246 | 0 | 77.4065 | 869.074 | 0 | 334.9246 | 2.1573 | 120.144 | 869.074 | 0 | 2021 | 37202991.4352 | 0 | 0 | 37202991.4352 | 37202991.4352 | 0 | 0 | 37202991.4352 | 37202991.4352 | 29733.5 | 112642.8 | 37345367.7352 | 2021 | 20223.4135 | 0 | 0 | 20223.4135 | 20223.4135 | 0 | 0 | 20223.4135 | 20223.4135 | 0.39536 | 186.8871 | 20410.6959
2022 | 358.5651 | 0 | 63.2012 | 914.5978 | 0 | 358.5651 | 0 | 101.7881 | 914.5978 | 0 | 358.5651 | 2.2289 | 184.3688 | 914.5978 | 0 | 2022 | 40304741.3148 | 0 | 0 | 40304741.3148 | 40304741.3148 | 0 | 0 | 40304741.3148 | 40304741.3148 | 57894.2 | 225285.6 | 40587921.1148 | 2022 | 21909.5137 | 0 | 0 | 21909.5137 | 21909.5137 | 0 | 0 | 21909.5137 | 21909.5137 | 0.76981 | 373.7742 | 22284.0576
2023 | 376.0641 | 0 | 68.5502 | 957.3189 | 0 | 376.0641 | 0 | 125.6484 | 957.3189 | 0 | 376.0641 | 2.3005 | 247.856 | 957.3189 | 0 | 2023 | 42647260.7044 | 0 | 0 | 42647260.7044 | 42647260.7044 | 0 | 0 | 42647260.7044 | 42647260.7044 | 86054.9 | 337928.4 | 43071244.0044 | 2023 | 23182.8988 | 0 | 0 | 23182.8988 | 23182.8988 | 0 | 0 | 23182.8988 | 23182.8988 | 1.1443 | 560.6612 | 23744.7043
2024 | 396.4312 | 0 | 73.8991 | 996.4678 | 0 | 396.4312 | 0 | 148.9873 | 996.4678 | 0 | 396.4312 | 2.3722 | 310.6058 | 996.4678 | 0 | 2024 | 45190576.3649 | 0 | 0 | 45190576.3649 | 45190576.3649 | 0 | 0 | 45190576.3649 | 45190576.3649 | 114215.6 | 450571.2 | 45755363.1649 | 2024 | 24565.4362 | 0 | 0 | 24565.4362 | 24565.4362 | 0 | 0 | 24565.4362 | 24565.4362 | 1.5187 | 747.5483 | 25314.5032
2025 | 416.2983 | 0 | 79.248 | 1031.492 | 97.0035 | 416.2983 | 0 | 171.8048 | 1031.492 | 97.0035 | 416.2983 | 2.4438 | 372.618 | 1031.492 | 97.0035 | 2025 | 47621467.1303 | 0 | 0 | 47621467.1303 | 47621467.1303 | 0 | 0 | 47621467.1303 | 47621467.1303 | 142376.3 | 563214 | 48327057.4303 | 2025 | 25886.8597 | 0 | 0 | 25886.8597 | 25886.8597 | 0 | 0 | 25886.8597 | 25886.8597 | 1.8932 | 934.4354 | 26823.1883
2026 | 435.3961 | 0 | 84.5969 | 1063.9777 | 0 | 435.3961 | 0 | 194.1009 | 1063.9777 | 0 | 435.3961 | 2.5154 | 433.8926 | 1063.9777 | 0 | 2026 | 50005211.1545 | 0 | 0 | 50005211.1545 | 50005211.1545 | 0 | 0 | 50005211.1545 | 50005211.1545 | 170537 | 675856.8 | 50851604.9545 | 2026 | 27182.6545 | 0 | 0 | 27182.6545 | 27182.6545 | 0 | 0 | 27182.6545 | 27182.6545 | 2.2676 | 1121.3225 | 28306.2445
2027 | 453.924 | 0 | 89.9459 | 1095.659 | 0 | 453.924 | 0 | 215.8756 | 1095.659 | 0 | 453.924 | 2.587 | 494.4298 | 1095.659 | 0 | 2027 | 52068131.9767 | 0 | 0 | 52068131.9767 | 52068131.9767 | 0 | 0 | 52068131.9767 | 52068131.9767 | 198697.7 | 788499.6 | 53055329.2767 | 2027 | 28304.0509 | 0 | 0 | 28304.0509 | 28304.0509 | 0 | 0 | 28304.0509 | 28304.0509 | 2.6421 | 1308.2096 | 29614.9025
2028 | 471.7228 | 0 | 95.2948 | 1120.7748 | 0 | 471.7228 | 0 | 237.1289 | 1120.7748 | 0 | 471.7228 | 2.6586 | 554.2294 | 1120.7748 | 0 | 2028 | 54172924.2789 | 0 | 0 | 54172924.2789 | 54172924.2789 | 0 | 0 | 54172924.2789 | 54172924.2789 | 226858.4 | 901142.4 | 55300925.0789 | 2028 | 29448.2085 | 0 | 0 | 29448.2085 | 29448.2085 | 0 | 0 | 29448.2085 | 29448.2085 | 3.0165 | 1495.0966 | 30946.3216
2029 | 488.9783 | 0 | 100.6437 | 1145.8391 | 0 | 488.9783 | 0 | 257.8608 | 1145.8391 | 0 | 488.9783 | 2.7303 | 613.2914 | 1145.8391 | 0 | 2029 | 56021177.3129 | 0 | 0 | 56021177.3129 | 56021177.3129 | 0 | 0 | 56021177.3129 | 56021177.3129 | 255019.1 | 1013785.2 | 57289981.6129 | 2029 | 30452.9122 | 0 | 0 | 30452.9122 | 30452.9122 | 0 | 0 | 30452.9122 | 30452.9122 | 3.391 | 1681.9837 | 32138.2869
2030 | 505.7025 | 0 | 105.9926 | 1171.8281 | 0 | 505.7025 | 0 | 278.0714 | 1171.8281 | 0 | 505.7025 | 2.8019 | 671.6159 | 1171.8281 | 0 | 2030 | 57798160.2558 | 0 | 0 | 57798160.2558 | 57798160.2558 | 0 | 0 | 57798160.2558 | 57798160.2558 | 283179.8 | 1126428 | 59207768.0558 | 2030 | 31418.8738 | 0 | 0 | 31418.8738 | 31418.8738 | 0 | 0 | 31418.8738 | 31418.8738 | 3.7654 | 1868.8708 | 33291.51
Notes | In Low Demand, Gas Reduction measures include EE for low and reference gas prices, and EE + SHW + biomass thermal for the high gas price
In Low Demand, EE costs include EE + Appliance standards for all cases. However, the cost of implementing appliance standards is zero.
Non-EE costs include capital costs for all resources, plus operating and fuel costs for DG resources

## AEO2014_NEWE_Cons
Energy Consumption by Sector and Source, New England, Reference case
(quadrillion Btu, unless otherwise noted)
Sector and Source | 2011 | 2012 | 2013 | 2014 | 2015 | 2016 | 2017 | 2018 | 2019 | 2020 | 2021 | 2022 | 2023 | 2024 | 2025 | 2026 | 2027 | 2028 | 2029 | 2030 | 2031 | 2032 | 2033 | 2034 | 2035 | 2036 | 2037 | 2038 | 2039 | 2040 | Growth Rate (2012-2040)
Residential
Propane | 0.03433 | 0.034391 | 0.034437 | 0.034855 | 0.034233 | 0.034342 | 0.03438 | 0.034386 | 0.034401 | 0.034429 | 0.03445 | 0.034468 | 0.034493 | 0.034523 | 0.03455 | 0.034576 | 0.034602 | 0.034626 | 0.034653 | 0.034683 | 0.034713 | 0.034726 | 0.034736 | 0.034737 | 0.034747 | 0.034755 | 0.034771 | 0.034794 | 0.034812 | 0.034834 | 0%
Kerosene | 0.00397 | 0.001228 | 0.001194 | 0.001244 | 0.001104 | 0.001079 | 0.001071 | 0.001075 | 0.001074 | 0.001071 | 0.001067 | 0.001062 | 0.001057 | 0.001053 | 0.001049 | 0.001047 | 0.001044 | 0.001041 | 0.001038 | 0.001035 | 0.001031 | 0.001026 | 0.001021 | 0.001016 | 0.001011 | 0.001005 | 0.001 | 0.000995 | 0.000988 | 0.000982 | -0.8%
Distillate Fuel Oil | 0.21658 | 0.20872 | 0.22174 | 0.22323 | 0.20866 | 0.2058 | 0.20252 | 0.19878 | 0.19468 | 0.19052 | 0.18647 | 0.18257 | 0.17892 | 0.1755 | 0.17214 | 0.1689 | 0.16569 | 0.16259 | 0.15955 | 0.15662 | 0.15383 | 0.15112 | 0.14852 | 0.14602 | 0.1437 | 0.14145 | 0.13934 | 0.13734 | 0.13537 | 0.13349 | -1.6%
Petroleum and Other Liquids Subtotal | 0.25488 | 0.24434 | 0.25737 | 0.25933 | 0.24399 | 0.24122 | 0.23797 | 0.23423 | 0.23016 | 0.22602 | 0.22198 | 0.2181 | 0.21447 | 0.21107 | 0.20774 | 0.20452 | 0.20134 | 0.19825 | 0.19524 | 0.19234 | 0.18957 | 0.18687 | 0.18427 | 0.18178 | 0.17945 | 0.17722 | 0.17512 | 0.17313 | 0.17117 | 0.16931 | -1.3%
Natural Gas | 0.20806 | 0.184 | 0.22417 | 0.23056 | 0.22001 | 0.22124 | 0.22229 | 0.22283 | 0.22331 | 0.2239 | 0.2242 | 0.22437 | 0.22452 | 0.22456 | 0.22435 | 0.2241 | 0.22377 | 0.22336 | 0.2228 | 0.22218 | 0.22191 | 0.22204 | 0.22209 | 0.2219 | 0.22147 | 0.22081 | 0.22017 | 0.21962 | 0.21882 | 0.21796 | 0.6%
Renewable Energy 1/ | 0.046116 | 0.041409 | 0.051326 | 0.05147 | 0.04675 | 0.045477 | 0.044587 | 0.044095 | 0.043944 | 0.043935 | 0.043945 | 0.043947 | 0.043928 | 0.043884 | 0.043809 | 0.043674 | 0.043548 | 0.043373 | 0.043191 | 0.042977 | 0.042778 | 0.042586 | 0.042422 | 0.04228 | 0.04209 | 0.041859 | 0.04163 | 0.041407 | 0.041207 | 0.041049 | 0%
Electricity | 0.162 | 0.15651 | 0.15991 | 0.15588 | 0.15689 | 0.15722 | 0.15806 | 0.15859 | 0.1589 | 0.15673 | 0.15618 | 0.156 | 0.1561 | 0.15609 | 0.15599 | 0.15601 | 0.15595 | 0.15596 | 0.15608 | 0.15569 | 0.1555 | 0.1556 | 0.15594 | 0.15622 | 0.15647 | 0.15668 | 0.15684 | 0.15706 | 0.15714 | 0.15711 | 0%
Delivered Energy | 0.67106 | 0.62626 | 0.69278 | 0.69724 | 0.66765 | 0.66516 | 0.6629 | 0.65975 | 0.6563 | 0.65059 | 0.64631 | 0.64242 | 0.63901 | 0.6356 | 0.6319 | 0.6283 | 0.62461 | 0.62094 | 0.61731 | 0.61319 | 0.60976 | 0.60709 | 0.60473 | 0.60217 | 0.59948 | 0.59656 | 0.59376 | 0.59122 | 0.58834 | 0.58543 | -0.2%
Electricity Related Losses | 0.29824 | 0.27717 | 0.27438 | 0.27373 | 0.26782 | 0.27223 | 0.27888 | 0.28269 | 0.28441 | 0.27852 | 0.27716 | 0.27143 | 0.26706 | 0.26408 | 0.26279 | 0.25736 | 0.26006 | 0.26457 | 0.26028 | 0.26095 | 0.2623 | 0.26166 | 0.26468 | 0.26531 | 0.26194 | 0.26202 | 0.26157 | 0.25918 | 0.25664 | 0.25195 | -0.3%
Total | 0.96929 | 0.90343 | 0.96716 | 0.97098 | 0.93546 | 0.93739 | 0.94178 | 0.94245 | 0.94071 | 0.92911 | 0.92347 | 0.91385 | 0.90607 | 0.89969 | 0.89468 | 0.88567 | 0.88467 | 0.88552 | 0.87759 | 0.87413 | 0.87206 | 0.86876 | 0.86942 | 0.86748 | 0.86143 | 0.85859 | 0.85533 | 0.8504 | 0.84497 | 0.83738 | -0.3%
Commercial
Propane | 0.0197 | 0.019081 | 0.019234 | 0.019192 | 0.019261 | 0.019339 | 0.019432 | 0.019533 | 0.01964 | 0.019742 | 0.019841 | 0.019938 | 0.020032 | 0.020122 | 0.020209 | 0.020294 | 0.020376 | 0.020456 | 0.020537 | 0.020619 | 0.020705 | 0.0208 | 0.0209 | 0.021006 | 0.021119 | 0.021243 | 0.02137 | 0.021496 | 0.021619 | 0.021739 | 0.5%
Motor Gasoline 2/ | 0.00144 | 0.00171 | 0.001449 | 0.001431 | 0.001297 | 0.001341 | 0.001372 | 0.001393 | 0.001407 | 0.001412 | 0.001415 | 0.001414 | 0.001414 | 0.001416 | 0.001421 | 0.001428 | 0.001428 | 0.001438 | 0.001441 | 0.001446 | 0.001448 | 0.001452 | 0.001456 | 0.001459 | 0.001469 | 0.001477 | 0.001483 | 0.00149 | 0.00149 | 0.001488 | -0.5%
Kerosene | 0.00041 | 0.000108 | 0.000107 | 0.000131 | 0.000119 | 0.000132 | 0.000147 | 0.000161 | 0.000174 | 0.000187 | 0.000199 | 0.00021 | 0.000221 | 0.000232 | 0.000242 | 0.000252 | 0.00026 | 0.00027 | 0.000279 | 0.000288 | 0.000298 | 0.000308 | 0.000319 | 0.00033 | 0.000342 | 0.000356 | 0.00037 | 0.000383 | 0.000395 | 0.000407 | 4.8%
Distillate Fuel Oil | 0.06026 | 0.054496 | 0.053856 | 0.059003 | 0.057913 | 0.058443 | 0.058466 | 0.05802 | 0.057335 | 0.056543 | 0.05573 | 0.054923 | 0.054157 | 0.05343 | 0.052724 | 0.052056 | 0.051386 | 0.050768 | 0.050168 | 0.049598 | 0.049039 | 0.048498 | 0.047968 | 0.04743 | 0.04696 | 0.046522 | 0.0461 | 0.045686 | 0.045221 | 0.044723 | -0.7%
Residual Fuel Oil | 0.00566 | 0.003395 | 0.004115 | 0.010528 | 0.011079 | 0.011326 | 0.011518 | 0.011608 | 0.011642 | 0.011644 | 0.01165 | 0.011595 | 0.011602 | 0.011625 | 0.011645 | 0.011606 | 0.011569 | 0.011621 | 0.011565 | 0.011583 | 0.011585 | 0.011599 | 0.011633 | 0.011655 | 0.011741 | 0.011805 | 0.011859 | 0.011928 | 0.011955 | 0.01196 | 4.6%
Petroleum and Other Liquids Subtotal | 0.08747 | 0.078789 | 0.078761 | 0.090283 | 0.089669 | 0.090582 | 0.090935 | 0.090715 | 0.090199 | 0.089528 | 0.088835 | 0.08808 | 0.087427 | 0.086825 | 0.086241 | 0.085635 | 0.08502 | 0.084553 | 0.08399 | 0.083534 | 0.083075 | 0.082656 | 0.082276 | 0.08188 | 0.081632 | 0.081402 | 0.081181 | 0.080983 | 0.08068 | 0.080318 | 0.1%
Natural Gas | 0.15915 | 0.15167 | 0.16429 | 0.17077 | 0.16842 | 0.16998 | 0.17158 | 0.17259 | 0.17368 | 0.1748 | 0.17555 | 0.1763 | 0.17718 | 0.17792 | 0.17833 | 0.1788 | 0.17933 | 0.18013 | 0.18074 | 0.1815 | 0.18315 | 0.18595 | 0.18911 | 0.19185 | 0.1945 | 0.19702 | 0.19959 | 0.20234 | 0.20456 | 0.20649 | 1.1%
Coal | 0 | 0 | 0 | 0 | 0 | 0 | 0 | 0 | 0 | 0 | 0 | 0 | 0 | 0 | 0 | 0 | 0 | 0 | 0 | 0 | 0 | 0 | 0 | 0 | 0 | 0 | 0 | 0 | 0 | 0 | - -
Renewable Energy 3/ | 0.00857 | 0.009386 | 0.009386 | 0.009386 | 0.009386 | 0.009386 | 0.009386 | 0.009386 | 0.009386 | 0.009386 | 0.009386 | 0.009386 | 0.009386 | 0.009386 | 0.009386 | 0.009386 | 0.009386 | 0.009386 | 0.009386 | 0.009386 | 0.009386 | 0.009386 | 0.009386 | 0.009386 | 0.009386 | 0.009386 | 0.009386 | 0.009386 | 0.009386 | 0.009386 | 0%
Electricity | 0.1536 | 0.15155 | 0.15246 | 0.14991 | 0.15061 | 0.15115 | 0.15191 | 0.15259 | 0.15322 | 0.15344 | 0.15383 | 0.15421 | 0.15469 | 0.15495 | 0.15546 | 0.15599 | 0.15638 | 0.15672 | 0.15709 | 0.15711 | 0.15724 | 0.15766 | 0.15834 | 0.15894 | 0.15938 | 0.15989 | 0.16041 | 0.16091 | 0.16126 | 0.16135 | 0.2%
Delivered Energy | 0.40879 | 0.3914 | 0.4049 | 0.42035 | 0.41808 | 0.4211 | 0.42382 | 0.42529 | 0.42649 | 0.42716 | 0.4276 | 0.42798 | 0.42869 | 0.42908 | 0.42942 | 0.4298 | 0.43012 | 0.43078 | 0.43121 | 0.43153 | 0.43286 | 0.43566 | 0.43911 | 0.44206 | 0.4449 | 0.4477 | 0.45057 | 0.45362 | 0.45589 | 0.45755 | 0.6%
Electricity Related Losses | 0.28277 | 0.26838 | 0.2616 | 0.26325 | 0.2571 | 0.26171 | 0.26804 | 0.272 | 0.27426 | 0.27268 | 0.27299 | 0.2683 | 0.26465 | 0.26216 | 0.26189 | 0.25733 | 0.26078 | 0.26586 | 0.26197 | 0.26333 | 0.26524 | 0.26514 | 0.26876 | 0.26993 | 0.26681 | 0.26739 | 0.26751 | 0.26553 | 0.26335 | 0.25877 | -0.1%
Total | 0.69156 | 0.65978 | 0.6665 | 0.6836 | 0.67518 | 0.68281 | 0.69185 | 0.69729 | 0.70074 | 0.69983 | 0.70058 | 0.69628 | 0.69334 | 0.69124 | 0.69131 | 0.68713 | 0.6909 | 0.69664 | 0.69317 | 0.69487 | 0.6981 | 0.70079 | 0.70787 | 0.71199 | 0.71171 | 0.71509 | 0.71808 | 0.71915 | 0.71924 | 0.71631 | 0.3%
Industrial 4/
Liquefied Petroleum Gases and Other 5/ | 0.006 | 0.005781 | 0.00577 | 0.005836 | 0.0061 | 0.006416 | 0.00671 | 0.006981 | 0.007214 | 0.007375 | 0.007465 | 0.00759 | 0.0077 | 0.007758 | 0.007774 | 0.007742 | 0.007731 | 0.007745 | 0.007668 | 0.007586 | 0.007513 | 0.007442 | 0.007344 | 0.007199 | 0.007117 | 0.007013 | 0.006979 | 0.006906 | 0.006805 | 0.00668 | 0.5%
Motor Gasoline 2/ | 0.01139 | 0.012445 | 0.012418 | 0.01313 | 0.013696 | 0.014174 | 0.014447 | 0.014649 | 0.014705 | 0.014764 | 0.014796 | 0.014856 | 0.014928 | 0.015023 | 0.015154 | 0.015252 | 0.015337 | 0.01541 | 0.015497 | 0.015606 | 0.015702 | 0.015799 | 0.015889 | 0.015995 | 0.016089 | 0.016197 | 0.016297 | 0.016387 | 0.016482 | 0.016574 | 1%
Distillate Fuel Oil | 0.02376 | 0.021209 | 0.021512 | 0.022556 | 0.02436 | 0.025128 | 0.025425 | 0.025503 | 0.025623 | 0.025722 | 0.025799 | 0.025872 | 0.026001 | 0.026181 | 0.026413 | 0.026591 | 0.026724 | 0.026805 | 0.026894 | 0.027026 | 0.027073 | 0.026965 | 0.026963 | 0.02706 | 0.027192 | 0.027326 | 0.027456 | 0.027596 | 0.027717 | 0.02786 | 1%
Residual Fuel Oil | 0.01044 | 0.007094 | 0.006067 | 0.006415 | 0.007563 | 0.00793 | 0.00832 | 0.008626 | 0.008593 | 0.008553 | 0.008667 | 0.008682 | 0.008729 | 0.008854 | 0.00902 | 0.009114 | 0.009198 | 0.0093 | 0.009363 | 0.009433 | 0.009313 | 0.009053 | 0.008991 | 0.00897 | 0.008995 | 0.009031 | 0.009066 | 0.009127 | 0.009297 | 0.009487 | 1%
Petrochemical Feedstocks | 0 | 0 | 0 | 0 | 0 | 0 | 0 | 0 | 0 | 0 | 0 | 0 | 0 | 0 | 0 | 0 | 0 | 0 | 0 | 0 | 0 | 0 | 0 | 0 | 0 | 0 | 0 | 0 | 0 | 0 | - -
Other Petroleum 6/ | 0.02412 | 0.022821 | 0.021818 | 0.022647 | 0.025891 | 0.027511 | 0.028395 | 0.028991 | 0.029112 | 0.029172 | 0.0292 | 0.029211 | 0.029344 | 0.029594 | 0.02996 | 0.030247 | 0.030417 | 0.030442 | 0.030537 | 0.030682 | 0.030737 | 0.030517 | 0.030548 | 0.030766 | 0.031037 | 0.031314 | 0.031584 | 0.031874 | 0.032122 | 0.032445 | 1.3%
Petroleum and Other Liquids Subtotal | 0.07571 | 0.069349 | 0.067585 | 0.070583 | 0.07761 | 0.08116 | 0.083297 | 0.08475 | 0.085247 | 0.085586 | 0.085927 | 0.086212 | 0.086701 | 0.087409 | 0.088322 | 0.088947 | 0.089406 | 0.089703 | 0.089958 | 0.090333 | 0.090337 | 0.089777 | 0.089736 | 0.08999 | 0.09043 | 0.090881 | 0.091381 | 0.091891 | 0.092425 | 0.093046 | 1.1%
Natural Gas | 0.11762 | 0.1286 | 0.13964 | 0.14101 | 0.14075 | 0.14503 | 0.14721 | 0.14824 | 0.15012 | 0.15263 | 0.1547 | 0.15721 | 0.15964 | 0.16148 | 0.16338 | 0.16558 | 0.1675 | 0.16926 | 0.17095 | 0.17285 | 0.17562 | 0.17894 | 0.18182 | 0.18489 | 0.18783 | 0.19053 | 0.19321 | 0.19572 | 0.19701 | 0.19759 | 1.5%
Natural-Gas-to-Liquids Heat and Power | 0 | 0 | 0 | 0 | 0 | 0 | 0 | 0 | 0 | 0 | 0 | 0 | 0 | 0 | 0 | 0 | 0 | 0 | 0 | 0 | 0 | 0 | 0 | 0 | 0 | 0 | 0 | 0 | 0 | 0 | - -
Lease and Plant Fuel 7/ | 6e-06 | 7e-06 | 2.9e-05 | 3.5e-05 | 4.1e-05 | 4.5e-05 | 4.7e-05 | 4.7e-05 | 4.8e-05 | 4.9e-05 | 5.5e-05 | 6.4e-05 | 7.4e-05 | 9.5e-05 | 0.000119 | 0.000149 | 0.000178 | 0.000242 | 0.000308 | 0.000385 | 0.000467 | 0.000555 | 0.000659 | 0.000771 | 0.000905 | 0.001116 | 0.001325 | 0.001545 | 0.001755 | 0.002051 | 22.6%
Natural Gas Subtotal | 0.11763 | 0.12861 | 0.13967 | 0.14105 | 0.14079 | 0.14507 | 0.14725 | 0.14829 | 0.15017 | 0.15268 | 0.15475 | 0.15728 | 0.15971 | 0.16157 | 0.1635 | 0.16573 | 0.16767 | 0.16951 | 0.17126 | 0.17324 | 0.17608 | 0.17949 | 0.18248 | 0.18566 | 0.18874 | 0.19165 | 0.19453 | 0.19726 | 0.19877 | 0.19964 | 1.6%
Metallurgical Coal | 0 | 0 | 0 | 0 | 0 | 0 | 0 | 0 | 0 | 0 | 0 | 0 | 0 | 0 | 0 | 0 | 0 | 0 | 0 | 0 | 0 | 0 | 0 | 0 | 0 | 0 | 0 | 0 | 0 | 0 | - -
Other Industrial Coal | 0.00221 | 0.00198 | 0.001783 | 0.00181 | 0.001869 | 0.001917 | 0.001941 | 0.001943 | 0.001945 | 0.001949 | 0.001955 | 0.001959 | 0.001962 | 0.001962 | 0.001965 | 0.001968 | 0.001964 | 0.001956 | 0.00195 | 0.001947 | 0.001943 | 0.00193 | 0.001926 | 0.001929 | 0.001933 | 0.001937 | 0.001943 | 0.001955 | 0.001965 | 0.001978 | 0%
Coal-to-Liquids Heat and Power | 0 | 0 | 0 | 0 | 0 | 0 | 0 | 0 | 0 | 0 | 0 | 0 | 0 | 0 | 0 | 0 | 0 | 0 | 0 | 0 | 0 | 0 | 0 | 0 | 0 | 0 | 0 | 0 | 0 | 0 | - -
Net Coal Coke Imports | 0 | 0 | 0 | 0 | 0 | 0 | 0 | 0 | 0 | 0 | 0 | 0 | 0 | 0 | 0 | 0 | 0 | 0 | 0 | 0 | 0 | 0 | 0 | 0 | 0 | 0 | 0 | 0 | 0 | 0 | - -
Coal Subtotal | 0.00221 | 0.00198 | 0.001783 | 0.00181 | 0.001869 | 0.001917 | 0.001941 | 0.001943 | 0.001945 | 0.001949 | 0.001955 | 0.001959 | 0.001962 | 0.001962 | 0.001965 | 0.001968 | 0.001964 | 0.001956 | 0.00195 | 0.001947 | 0.001943 | 0.00193 | 0.001926 | 0.001929 | 0.001933 | 0.001937 | 0.001943 | 0.001955 | 0.001965 | 0.001978 | 0%
Biofuels Heat and Coproducts | 0.021593 | 0.024239 | 0.024708 | 0.022519 | 0.032708 | 0.032721 | 0.033097 | 0.033108 | 0.032982 | 0.033052 | 0.032964 | 0.033149 | 0.033134 | 0.032901 | 0.032647 | 0.032389 | 0.03216 | 0.031938 | 0.031708 | 0.03148 | 0.031294 | 0.031112 | 0.030931 | 0.030775 | 0.030527 | 0.030345 | 0.030273 | 0.030188 | 0.030701 | 0.030836 | 0.9%
Renewable Energy 8/ | 0.082423 | 0.078996 | 0.078823 | 0.08143 | 0.08592 | 0.089227 | 0.091431 | 0.09316 | 0.095106 | 0.097382 | 0.099816 | 0.10204 | 0.10423 | 0.1061 | 0.10818 | 0.11048 | 0.11221 | 0.11395 | 0.1158 | 0.11775 | 0.11969 | 0.12112 | 0.12299 | 0.12526 | 0.12747 | 0.12983 | 0.13207 | 0.13432 | 0.13647 | 0.13862 | 2%
Electricity | 0.09529 | 0.093803 | 0.091404 | 0.094523 | 0.099296 | 0.10342 | 0.10671 | 0.10873 | 0.10921 | 0.11017 | 0.11134 | 0.11254 | 0.11368 | 0.11427 | 0.1149 | 0.11534 | 0.11543 | 0.11523 | 0.11478 | 0.11487 | 0.11502 | 0.11503 | 0.11516 | 0.11537 | 0.11553 | 0.11584 | 0.11621 | 0.11666 | 0.11694 | 0.11732 | 0.8%
Delivered Energy | 0.39485 | 0.39698 | 0.40397 | 0.41191 | 0.43819 | 0.45351 | 0.46373 | 0.46998 | 0.47466 | 0.48083 | 0.48676 | 0.49318 | 0.49942 | 0.50422 | 0.50951 | 0.51485 | 0.51885 | 0.52228 | 0.52546 | 0.52961 | 0.53437 | 0.53846 | 0.54323 | 0.54899 | 0.55463 | 0.56048 | 0.56641 | 0.57228 | 0.57727 | 0.58144 | 1.4%
Electricity Related Losses | 0.17543 | 0.16612 | 0.15684 | 0.16599 | 0.1695 | 0.17906 | 0.18827 | 0.19382 | 0.19548 | 0.19579 | 0.19759 | 0.19581 | 0.19449 | 0.19334 | 0.19356 | 0.19028 | 0.19249 | 0.19547 | 0.19141 | 0.19253 | 0.19402 | 0.19344 | 0.19547 | 0.19594 | 0.1934 | 0.19372 | 0.1938 | 0.19251 | 0.19098 | 0.18815 | 0.4%
Total | 0.57028 | 0.5631 | 0.5608 | 0.5779 | 0.60769 | 0.63257 | 0.652 | 0.6638 | 0.67013 | 0.67661 | 0.68434 | 0.68899 | 0.6939 | 0.69756 | 0.70307 | 0.70513 | 0.71134 | 0.71776 | 0.71686 | 0.72214 | 0.7284 | 0.7319 | 0.7387 | 0.74493 | 0.74804 | 0.7542 | 0.76021 | 0.76479 | 0.76825 | 0.76959 | 1.1%
Transportation
Propane | 0.002051 | 0.002085 | 0.00205 | 0.001969 | 0.001921 | 0.001875 | 0.001823 | 0.001802 | 0.001794 | 0.001812 | 0.001827 | 0.001859 | 0.001889 | 0.001908 | 0.001921 | 0.001937 | 0.001972 | 0.001985 | 0.002011 | 0.002038 | 0.002071 | 0.002104 | 0.002138 | 0.002167 | 0.002197 | 0.002238 | 0.002281 | 0.002332 | 0.002391 | 0.002453 | 0.6%
Motor Gasoline 2/ | 0.76791 | 0.76602 | 0.76323 | 0.74704 | 0.73329 | 0.7248 | 0.71431 | 0.70296 | 0.68946 | 0.6754 | 0.66062 | 0.64542 | 0.62993 | 0.61383 | 0.59733 | 0.58237 | 0.56884 | 0.55701 | 0.54633 | 0.53674 | 0.52838 | 0.52097 | 0.51442 | 0.50818 | 0.50249 | 0.49935 | 0.49798 | 0.49715 | 0.49664 | 0.49616 | -1.5%
of which: E85 9/ | 6e-05 | 0.00029 | 0.000298 | 0.000327 | 9.7e-05 | 0.001011 | 0.001053 | 0.002176 | 0.003785 | 0.004855 | 0.00657 | 0.00894 | 0.01021 | 0.011721 | 0.013619 | 0.015438 | 0.017197 | 0.01858 | 0.019597 | 0.020457 | 0.020506 | 0.020229 | 0.019819 | 0.018926 | 0.017945 | 0.016717 | 0.01558 | 0.014423 | 0.013889 | 0.013275 | 14.6%
Jet Fuel 10/ | 0.066493 | 0.065835 | 0.064383 | 0.064648 | 0.064451 | 0.064388 | 0.064381 | 0.064338 | 0.064273 | 0.064202 | 0.064183 | 0.064151 | 0.064091 | 0.06412 | 0.064227 | 0.064286 | 0.06434 | 0.064401 | 0.064419 | 0.064431 | 0.064459 | 0.064456 | 0.064423 | 0.064383 | 0.064307 | 0.064284 | 0.06429 | 0.064282 | 0.064246 | 0.064226 | -0.1%
Distillate Fuel Oil 11/ | 0.1674 | 0.16133 | 0.16589 | 0.16863 | 0.17749 | 0.18598 | 0.19219 | 0.19603 | 0.2003 | 0.20417 | 0.20829 | 0.21239 | 0.21681 | 0.22136 | 0.22611 | 0.23043 | 0.23398 | 0.23705 | 0.24061 | 0.24442 | 0.24839 | 0.25179 | 0.25567 | 0.26027 | 0.26452 | 0.26822 | 0.27204 | 0.27558 | 0.27923 | 0.28224 | 2%
Residual Fuel Oil | 0.00537 | 0.003986 | 0.003728 | 0.0038 | 0.003845 | 0.00382 | 0.003801 | 0.003786 | 0.003771 | 0.003757 | 0.003744 | 0.00373 | 0.003716 | 0.00371 | 0.003709 | 0.003707 | 0.003707 | 0.003708 | 0.003708 | 0.003709 | 0.003711 | 0.003712 | 0.003712 | 0.003713 | 0.003712 | 0.003712 | 0.003714 | 0.003715 | 0.003715 | 0.003715 | -0.3%
Other Petroleum 12/ | 0.006732 | 0.006006 | 0.005773 | 0.005819 | 0.005848 | 0.005872 | 0.005877 | 0.005855 | 0.005818 | 0.005782 | 0.005752 | 0.00572 | 0.005687 | 0.005657 | 0.005639 | 0.005622 | 0.005613 | 0.005603 | 0.005587 | 0.005568 | 0.005549 | 0.005527 | 0.005502 | 0.005479 | 0.005455 | 0.005433 | 0.005415 | 0.005397 | 0.005378 | 0.005358 | -0.4%
Petroleum and Other Liquids Subtotal | 1.016 | 1.0053 | 1.0051 | 0.99191 | 0.98685 | 0.98674 | 0.98239 | 0.97478 | 0.96542 | 0.95512 | 0.94441 | 0.93327 | 0.92212 | 0.91059 | 0.89894 | 0.88835 | 0.87845 | 0.86976 | 0.86266 | 0.8569 | 0.85256 | 0.84856 | 0.84586 | 0.84419 | 0.84268 | 0.84324 | 0.84572 | 0.84846 | 0.85159 | 0.85414 | -0.6%
Pipeline Fuel Natural Gas | 0.014927 | 0.015616 | 0.013303 | 0.014354 | 0.013499 | 0.013029 | 0.013205 | 0.013253 | 0.01327 | 0.013213 | 0.013174 | 0.013079 | 0.013018 | 0.012998 | 0.013007 | 0.012899 | 0.012725 | 0.01274 | 0.012615 | 0.012704 | 0.012805 | 0.012991 | 0.013177 | 0.013311 | 0.013326 | 0.013351 | 0.01339 | 0.013411 | 0.013394 | 0.013296 | -0.6%
Compressed / Liquefied Natural Gas | 0.001562 | 0.001635 | 0.002041 | 0.002231 | 0.002388 | 0.002538 | 0.002659 | 0.002774 | 0.002898 | 0.003032 | 0.003208 | 0.003419 | 0.003642 | 0.003952 | 0.00429 | 0.004671 | 0.00506 | 0.005757 | 0.006473 | 0.007291 | 0.00816 | 0.009108 | 0.01019 | 0.011359 | 0.012715 | 0.014782 | 0.016827 | 0.018982 | 0.02092 | 0.023621 | 10%
Liquid Hydrogen | 0 | 0 | 0 | 0 | 7e-06 | 1.5e-05 | 2e-05 | 3.3e-05 | 4.4e-05 | 5.5e-05 | 6.5e-05 | 7.5e-05 | 8.3e-05 | 9.2e-05 | 0.000101 | 0.000109 | 0.000117 | 0.000125 | 0.000132 | 0.000139 | 0.000145 | 0.000151 | 0.000157 | 0.000162 | 0.000167 | 0.000172 | 0.000178 | 0.000183 | 0.000189 | 0.000195 | - -
Electricity | 0.000851 | 0.000896 | 0.000962 | 0.001091 | 0.001216 | 0.00132 | 0.00141 | 0.001481 | 0.001537 | 0.001582 | 0.001619 | 0.001654 | 0.001693 | 0.001742 | 0.001801 | 0.001867 | 0.001936 | 0.002022 | 0.002107 | 0.002198 | 0.002291 | 0.002383 | 0.002477 | 0.002567 | 0.002659 | 0.002756 | 0.002858 | 0.002958 | 0.003049 | 0.003138 | 4.6%
Delivered Energy | 1.0333 | 1.0234 | 1.0214 | 1.0096 | 1.004 | 1.0036 | 0.99968 | 0.99232 | 0.98317 | 0.973 | 0.96248 | 0.9515 | 0.94056 | 0.92938 | 0.91814 | 0.9079 | 0.89829 | 0.89041 | 0.88399 | 0.87923 | 0.87596 | 0.87319 | 0.87187 | 0.87159 | 0.87155 | 0.8743 | 0.87897 | 0.884 | 0.88915 | 0.89439 | -0.5%
Electricity Related Losses | 0.001567 | 0.001586 | 0.001651 | 0.001916 | 0.002076 | 0.002286 | 0.002488 | 0.00264 | 0.002751 | 0.002811 | 0.002872 | 0.002878 | 0.002897 | 0.002947 | 0.003034 | 0.003081 | 0.003229 | 0.00343 | 0.003514 | 0.003684 | 0.003864 | 0.004008 | 0.004204 | 0.00436 | 0.004451 | 0.004608 | 0.004766 | 0.00488 | 0.00498 | 0.005033 | 4.2%
Total | 1.0349 | 1.025 | 1.023 | 1.0115 | 1.006 | 1.0059 | 1.0022 | 0.99496 | 0.98592 | 0.97581 | 0.96535 | 0.95438 | 0.94345 | 0.93232 | 0.92117 | 0.91098 | 0.90152 | 0.89384 | 0.8875 | 0.88292 | 0.87983 | 0.8772 | 0.87607 | 0.87595 | 0.876 | 0.87891 | 0.88374 | 0.88888 | 0.89413 | 0.89943 | -0.5%
Delivered Energy Consumption, All Sectors
Liquefied Petroleum Gases and Other 5/ | 0.062081 | 0.061337 | 0.061491 | 0.061852 | 0.061515 | 0.061972 | 0.062346 | 0.062703 | 0.063049 | 0.063358 | 0.063584 | 0.063856 | 0.064114 | 0.064311 | 0.064455 | 0.06455 | 0.06468 | 0.064812 | 0.064869 | 0.064926 | 0.065002 | 0.065072 | 0.06512 | 0.065109 | 0.06518 | 0.065249 | 0.065401 | 0.065527 | 0.065627 | 0.065706 | 0.2%
Motor Gasoline 2/ | 0.78074 | 0.78017 | 0.7771 | 0.7616 | 0.74828 | 0.74032 | 0.73013 | 0.71901 | 0.70557 | 0.69158 | 0.67683 | 0.66169 | 0.64627 | 0.63027 | 0.61391 | 0.59905 | 0.58561 | 0.57386 | 0.56327 | 0.55379 | 0.54553 | 0.53822 | 0.53176 | 0.52563 | 0.52005 | 0.51703 | 0.51576 | 0.51503 | 0.51461 | 0.51422 | -1.5%
of which: E85 9/ | 6e-05 | 0.00029 | 0.000298 | 0.000327 | 9.7e-05 | 0.001011 | 0.001053 | 0.002176 | 0.003785 | 0.004855 | 0.00657 | 0.00894 | 0.01021 | 0.011721 | 0.013619 | 0.015438 | 0.017197 | 0.01858 | 0.019597 | 0.020457 | 0.020506 | 0.020229 | 0.019819 | 0.018926 | 0.017945 | 0.016717 | 0.01558 | 0.014423 | 0.013889 | 0.013275 | 14.6%
Jet Fuel 10/ | 0.066493 | 0.065835 | 0.064383 | 0.064648 | 0.064451 | 0.064388 | 0.064381 | 0.064338 | 0.064273 | 0.064202 | 0.064183 | 0.064151 | 0.064091 | 0.06412 | 0.064227 | 0.064286 | 0.06434 | 0.064401 | 0.064419 | 0.064431 | 0.064459 | 0.064456 | 0.064423 | 0.064383 | 0.064307 | 0.064284 | 0.06429 | 0.064282 | 0.064246 | 0.064226 | -0.1%
Kerosene | 0.00519 | 0.001583 | 0.001952 | 0.002057 | 0.001938 | 0.001958 | 0.001996 | 0.002046 | 0.002058 | 0.002068 | 0.002076 | 0.002082 | 0.002088 | 0.002094 | 0.002101 | 0.002108 | 0.002114 | 0.002121 | 0.002127 | 0.002133 | 0.002139 | 0.002144 | 0.00215 | 0.002155 | 0.002163 | 0.002171 | 0.00218 | 0.002188 | 0.002193 | 0.002198 | 1.2%
Distillate Fuel Oil | 0.468 | 0.44576 | 0.463 | 0.47342 | 0.46842 | 0.47535 | 0.4786 | 0.47833 | 0.47794 | 0.47696 | 0.47628 | 0.47576 | 0.47588 | 0.47647 | 0.47739 | 0.47797 | 0.47778 | 0.47721 | 0.47722 | 0.47766 | 0.47833 | 0.47837 | 0.47912 | 0.48078 | 0.48237 | 0.48352 | 0.48494 | 0.4862 | 0.48753 | 0.48831 | 0.3%
Residual Fuel Oil | 0.02147 | 0.014474 | 0.01391 | 0.020743 | 0.022486 | 0.023076 | 0.023639 | 0.02402 | 0.024006 | 0.023953 | 0.024061 | 0.024007 | 0.024048 | 0.024189 | 0.024373 | 0.024427 | 0.024474 | 0.024629 | 0.024635 | 0.024725 | 0.024608 | 0.024364 | 0.024337 | 0.024338 | 0.024448 | 0.024548 | 0.024639 | 0.02477 | 0.024967 | 0.025162 | 2%
Petrochemical Feedstocks | 0 | 0 | 0 | 0 | 0 | 0 | 0 | 0 | 0 | 0 | 0 | 0 | 0 | 0 | 0 | 0 | 0 | 0 | 0 | 0 | 0 | 0 | 0 | 0 | 0 | 0 | 0 | 0 | 0 | 0 | - -
Other Petroleum 13/ | 0.030042 | 0.028579 | 0.02694 | 0.027783 | 0.031025 | 0.032637 | 0.033493 | 0.034036 | 0.03412 | 0.034144 | 0.034142 | 0.034121 | 0.034221 | 0.034441 | 0.034789 | 0.035059 | 0.03522 | 0.035235 | 0.035314 | 0.03544 | 0.035476 | 0.035234 | 0.03524 | 0.035435 | 0.035682 | 0.035937 | 0.036189 | 0.036462 | 0.03669 | 0.036993 | 0.9%
Petroleum and Other Liquids Subtotal | 1.434 | 1.3977 | 1.4088 | 1.4121 | 1.3981 | 1.3997 | 1.3946 | 1.3845 | 1.371 | 1.3563 | 1.3412 | 1.3257 | 1.3107 | 1.2959 | 1.2812 | 1.2675 | 1.2542 | 1.2423 | 1.2319 | 1.2231 | 1.2155 | 1.2079 | 1.2022 | 1.1978 | 1.1942 | 1.1927 | 1.1934 | 1.1945 | 1.1959 | 1.1968 | -0.6%
Natural Gas | 0.48639 | 0.46591 | 0.53014 | 0.54458 | 0.53155 | 0.53879 | 0.54374 | 0.54644 | 0.55 | 0.55437 | 0.55765 | 0.5613 | 0.56498 | 0.56792 | 0.57036 | 0.57315 | 0.57565 | 0.5785 | 0.58096 | 0.58383 | 0.58884 | 0.59603 | 0.60322 | 0.61 | 0.61652 | 0.62314 | 0.6298 | 0.63666 | 0.64132 | 0.64566 | 1.2%
Natural-Gas-to-Liquids Heat and Power | 0 | 0 | 0 | 0 | 0 | 0 | 0 | 0 | 0 | 0 | 0 | 0 | 0 | 0 | 0 | 0 | 0 | 0 | 0 | 0 | 0 | 0 | 0 | 0 | 0 | 0 | 0 | 0 | 0 | 0 | - -
Lease and Plant Fuel 7/ | 6e-06 | 7e-06 | 2.9e-05 | 3.5e-05 | 4.1e-05 | 4.5e-05 | 4.7e-05 | 4.7e-05 | 4.8e-05 | 4.9e-05 | 5.5e-05 | 6.4e-05 | 7.4e-05 | 9.5e-05 | 0.000119 | 0.000149 | 0.000178 | 0.000242 | 0.000308 | 0.000385 | 0.000467 | 0.000555 | 0.000659 | 0.000771 | 0.000905 | 0.001116 | 0.001325 | 0.001545 | 0.001755 | 0.002051 | 22.6%
Pipeline Fuel Natural Gas | 0.014927 | 0.015616 | 0.013303 | 0.014354 | 0.013499 | 0.013029 | 0.013205 | 0.013253 | 0.01327 | 0.013213 | 0.013174 | 0.013079 | 0.013018 | 0.012998 | 0.013007 | 0.012899 | 0.012725 | 0.01274 | 0.012615 | 0.012704 | 0.012805 | 0.012991 | 0.013177 | 0.013311 | 0.013326 | 0.013351 | 0.01339 | 0.013411 | 0.013394 | 0.013296 | -0.6%
Natural Gas Subtotal | 0.50133 | 0.48153 | 0.54347 | 0.55897 | 0.54509 | 0.55186 | 0.55699 | 0.55974 | 0.56332 | 0.56764 | 0.57088 | 0.57444 | 0.57808 | 0.58101 | 0.58348 | 0.5862 | 0.58856 | 0.59149 | 0.59388 | 0.59692 | 0.60211 | 0.60958 | 0.61706 | 0.62409 | 0.63075 | 0.63761 | 0.64452 | 0.65162 | 0.65647 | 0.66101 | 1.1%
Metallurgical Coal | 0 | 0 | 0 | 0 | 0 | 0 | 0 | 0 | 0 | 0 | 0 | 0 | 0 | 0 | 0 | 0 | 0 | 0 | 0 | 0 | 0 | 0 | 0 | 0 | 0 | 0 | 0 | 0 | 0 | 0 | - -
Other Coal | 0.00221 | 0.00198 | 0.001783 | 0.00181 | 0.001869 | 0.001917 | 0.001941 | 0.001943 | 0.001945 | 0.001949 | 0.001955 | 0.001959 | 0.001962 | 0.001962 | 0.001965 | 0.001968 | 0.001964 | 0.001956 | 0.00195 | 0.001947 | 0.001943 | 0.00193 | 0.001926 | 0.001929 | 0.001933 | 0.001937 | 0.001943 | 0.001955 | 0.001965 | 0.001978 | 0%
Coal-to-Liquids Heat and Power | 0 | 0 | 0 | 0 | 0 | 0 | 0 | 0 | 0 | 0 | 0 | 0 | 0 | 0 | 0 | 0 | 0 | 0 | 0 | 0 | 0 | 0 | 0 | 0 | 0 | 0 | 0 | 0 | 0 | 0 | - -
Net Coal Coke Imports | 0 | 0 | 0 | 0 | 0 | 0 | 0 | 0 | 0 | 0 | 0 | 0 | 0 | 0 | 0 | 0 | 0 | 0 | 0 | 0 | 0 | 0 | 0 | 0 | 0 | 0 | 0 | 0 | 0 | 0 | - -
Coal Subtotal | 0.00221 | 0.00198 | 0.001783 | 0.00181 | 0.001869 | 0.001917 | 0.001941 | 0.001943 | 0.001945 | 0.001949 | 0.001955 | 0.001959 | 0.001962 | 0.001962 | 0.001965 | 0.001968 | 0.001964 | 0.001956 | 0.00195 | 0.001947 | 0.001943 | 0.00193 | 0.001926 | 0.001929 | 0.001933 | 0.001937 | 0.001943 | 0.001955 | 0.001965 | 0.001978 | 0%
Biofuels Heat and Coproducts | 0.021593 | 0.024239 | 0.024708 | 0.022519 | 0.032708 | 0.032721 | 0.033097 | 0.033108 | 0.032982 | 0.033052 | 0.032964 | 0.033149 | 0.033134 | 0.032901 | 0.032647 | 0.032389 | 0.03216 | 0.031938 | 0.031708 | 0.03148 | 0.031294 | 0.031112 | 0.030931 | 0.030775 | 0.030527 | 0.030345 | 0.030273 | 0.030188 | 0.030701 | 0.030836 | 0.9%
Renewable Energy 14/ | 0.13711 | 0.12979 | 0.13953 | 0.14228 | 0.14206 | 0.14409 | 0.1454 | 0.14664 | 0.14844 | 0.1507 | 0.15315 | 0.15538 | 0.15754 | 0.15937 | 0.16137 | 0.16354 | 0.16515 | 0.16671 | 0.16838 | 0.17011 | 0.17186 | 0.17309 | 0.1748 | 0.17692 | 0.17895 | 0.18107 | 0.18309 | 0.18511 | 0.18706 | 0.18906 | 1.4%
Liquid Hydrogen | 0 | 0 | 0 | 0 | 7e-06 | 1.5e-05 | 2e-05 | 3.3e-05 | 4.4e-05 | 5.5e-05 | 6.5e-05 | 7.5e-05 | 8.3e-05 | 9.2e-05 | 0.000101 | 0.000109 | 0.000117 | 0.000125 | 0.000132 | 0.000139 | 0.000145 | 0.000151 | 0.000157 | 0.000162 | 0.000167 | 0.000172 | 0.000178 | 0.000183 | 0.000189 | 0.000195 | - -
Electricity | 0.41174 | 0.40276 | 0.40474 | 0.4014 | 0.40802 | 0.4131 | 0.41809 | 0.4214 | 0.42287 | 0.42192 | 0.42297 | 0.42441 | 0.42617 | 0.42706 | 0.42816 | 0.4292 | 0.4297 | 0.42993 | 0.43006 | 0.42987 | 0.43006 | 0.43068 | 0.43192 | 0.43311 | 0.43404 | 0.43517 | 0.43632 | 0.4376 | 0.43839 | 0.43892 | 0.3%
Delivered Energy | 2.508 | 2.438 | 2.523 | 2.5391 | 2.5279 | 2.5434 | 2.5501 | 2.5473 | 2.5406 | 2.5316 | 2.5231 | 2.5151 | 2.5077 | 2.4983 | 2.489 | 2.4809 | 2.4719 | 2.4644 | 2.458 | 2.4536 | 2.453 | 2.4544 | 2.4589 | 2.4648 | 2.4706 | 2.479 | 2.4897 | 2.5011 | 2.5106 | 2.5188 | 0.1%
Electricity Related Losses | 0.758 | 0.71326 | 0.69446 | 0.70489 | 0.69649 | 0.71529 | 0.73767 | 0.75115 | 0.75689 | 0.74979 | 0.75061 | 0.73842 | 0.7291 | 0.72253 | 0.72127 | 0.70805 | 0.71656 | 0.72934 | 0.71717 | 0.72049 | 0.72543 | 0.72425 | 0.73311 | 0.73553 | 0.72661 | 0.72774 | 0.72765 | 0.7221 | 0.71595 | 0.7039 | 0%
Total | 3.266 | 3.1513 | 3.2175 | 3.244 | 3.2244 | 3.2587 | 3.2878 | 3.2985 | 3.2975 | 3.2814 | 3.2737 | 3.2535 | 3.2368 | 3.2208 | 3.2102 | 3.1889 | 3.1884 | 3.1938 | 3.1751 | 3.1741 | 3.1784 | 3.1786 | 3.1921 | 3.2003 | 3.1972 | 3.2068 | 3.2174 | 3.2232 | 3.2266 | 3.2227 | 0.1%
Electric Power 15/
Distillate Fuel Oil | 0.00138 | 0.0011 | 0.000918 | 0.000903 | 0.000927 | 0.000795 | 0.000895 | 0.000991 | 0.0012 | 0.001214 | 0.001105 | 0.001111 | 0.001106 | 0.001099 | 0.001099 | 0.001051 | 0.001145 | 0.00117 | 0.001175 | 0.001171 | 0.001167 | 0.001115 | 0.001104 | 0.001095 | 0.001063 | 0.001064 | 0.001047 | 0.001056 | 0.001058 | 0.00106 | -0.1%
Residual Fuel Oil | 0.00546 | 0.00378 | 0.00296 | 0.00296 | 0.00296 | 0.00296 | 0.000356 | 0.000356 | 0.000356 | 0.000356 | 0.000356 | 0.000174 | 0.000174 | 0 | 0 | 0 | 0 | 0 | 0 | 0 | 0 | 0 | 0 | 0 | 0 | 0 | 0 | 0 | 0 | 0 | -54.5%
Petroleum and Other Liquids Subtotal | 0.00684 | 0.00488 | 0.003877 | 0.003863 | 0.003887 | 0.003755 | 0.00125 | 0.001347 | 0.001556 | 0.00157 | 0.00146 | 0.001285 | 0.001279 | 0.001099 | 0.001099 | 0.001051 | 0.001145 | 0.00117 | 0.001175 | 0.001171 | 0.001167 | 0.001115 | 0.001104 | 0.001095 | 0.001063 | 0.001064 | 0.001047 | 0.001056 | 0.001058 | 0.00106 | -5.3%
Natural Gas | 0.45316 | 0.44847 | 0.43772 | 0.45024 | 0.45576 | 0.46772 | 0.4803 | 0.48236 | 0.48048 | 0.47035 | 0.46317 | 0.45008 | 0.44029 | 0.43532 | 0.43368 | 0.42015 | 0.4002 | 0.39882 | 0.38383 | 0.38968 | 0.3947 | 0.40588 | 0.41713 | 0.42355 | 0.41839 | 0.414 | 0.41099 | 0.40604 | 0.39943 | 0.38499 | -0.5%
Steam Coal | 0.07287 | 0.04675 | 0.046708 | 0.046361 | 0.0452 | 0.013038 | 0.02814 | 0.045979 | 0.054018 | 0.055713 | 0.05698 | 0.057732 | 0.058144 | 0.058423 | 0.058699 | 0.058721 | 0.086392 | 0.0942 | 0.095432 | 0.095963 | 0.095472 | 0.085068 | 0.084215 | 0.081622 | 0.079503 | 0.081553 | 0.080551 | 0.082104 | 0.082293 | 0.082265 | 2%
Nuclear / Uranium 16/ | 0.37672 | 0.37138 | 0.36589 | 0.36748 | 0.32664 | 0.33024 | 0.33104 | 0.33184 | 0.33264 | 0.33287 | 0.33287 | 0.33287 | 0.33287 | 0.33287 | 0.33287 | 0.33287 | 0.33287 | 0.33287 | 0.33287 | 0.33287 | 0.33287 | 0.33287 | 0.33287 | 0.33287 | 0.33287 | 0.33287 | 0.33287 | 0.33287 | 0.33287 | 0.33287 | -0.4%
Renewable Energy 17/ | 0.15991 | 0.13897 | 0.13941 | 0.14203 | 0.17795 | 0.21765 | 0.2189 | 0.21952 | 0.22036 | 0.2212 | 0.22755 | 0.2272 | 0.23045 | 0.23071 | 0.23043 | 0.23075 | 0.23352 | 0.2391 | 0.23896 | 0.23876 | 0.23927 | 0.23864 | 0.23998 | 0.24116 | 0.2414 | 0.24523 | 0.24978 | 0.24848 | 0.24887 | 0.24985 | 2.1%
Non-biogenic Municipal Waste | 0.054503 | 0.054503 | 0.054503 | 0.054503 | 0.054503 | 0.054503 | 0.054503 | 0.054503 | 0.054503 | 0.054503 | 0.054503 | 0.054503 | 0.054503 | 0.054503 | 0.054503 | 0.054503 | 0.054503 | 0.054503 | 0.054503 | 0.054503 | 0.054503 | 0.054503 | 0.054503 | 0.054503 | 0.054503 | 0.054503 | 0.054503 | 0.054503 | 0.054503 | 0.054503 | 0%
Electricity Imports | 0.045747 | 0.051067 | 0.051105 | 0.041811 | 0.040568 | 0.04149 | 0.041635 | 0.037008 | 0.036202 | 0.035511 | 0.03705 | 0.039159 | 0.037723 | 0.036666 | 0.038143 | 0.039217 | 0.03764 | 0.038611 | 0.040468 | 0.037423 | 0.037512 | 0.036854 | 0.035244 | 0.033844 | 0.032926 | 0.033698 | 0.034237 | 0.034648 | 0.035323 | 0.037286 | -1.1%
Total | 1.1697 | 1.116 | 1.0992 | 1.1063 | 1.1045 | 1.1284 | 1.1558 | 1.1726 | 1.1798 | 1.1717 | 1.1736 | 1.1628 | 1.1553 | 1.1496 | 1.1494 | 1.1373 | 1.1463 | 1.1593 | 1.1472 | 1.1504 | 1.1555 | 1.1549 | 1.165 | 1.1686 | 1.1606 | 1.1629 | 1.164 | 1.1597 | 1.1543 | 1.1428 | 0.1%
Total Energy Consumption
Liquefied Petroleum Gases and Other 5/ | 0.062081 | 0.061337 | 0.061491 | 0.061852 | 0.061515 | 0.061972 | 0.062346 | 0.062703 | 0.063049 | 0.063358 | 0.063584 | 0.063856 | 0.064114 | 0.064311 | 0.064455 | 0.06455 | 0.06468 | 0.064812 | 0.064869 | 0.064926 | 0.065002 | 0.065072 | 0.06512 | 0.065109 | 0.06518 | 0.065249 | 0.065401 | 0.065527 | 0.065627 | 0.065706 | 0.2%
Motor Gasoline 2/ | 0.78074 | 0.78017 | 0.7771 | 0.7616 | 0.74828 | 0.74032 | 0.73013 | 0.71901 | 0.70557 | 0.69158 | 0.67683 | 0.66169 | 0.64627 | 0.63027 | 0.61391 | 0.59905 | 0.58561 | 0.57386 | 0.56327 | 0.55379 | 0.54553 | 0.53822 | 0.53176 | 0.52563 | 0.52005 | 0.51703 | 0.51576 | 0.51503 | 0.51461 | 0.51422 | -1.5%
of which: E85 9/ | 6e-05 | 0.00029 | 0.000298 | 0.000327 | 9.7e-05 | 0.001011 | 0.001053 | 0.002176 | 0.003785 | 0.004855 | 0.00657 | 0.00894 | 0.01021 | 0.011721 | 0.013619 | 0.015438 | 0.017197 | 0.01858 | 0.019597 | 0.020457 | 0.020506 | 0.020229 | 0.019819 | 0.018926 | 0.017945 | 0.016717 | 0.01558 | 0.014423 | 0.013889 | 0.013275 | 14.6%
Jet Fuel 10/ | 0.066493 | 0.065835 | 0.064383 | 0.064648 | 0.064451 | 0.064388 | 0.064381 | 0.064338 | 0.064273 | 0.064202 | 0.064183 | 0.064151 | 0.064091 | 0.06412 | 0.064227 | 0.064286 | 0.06434 | 0.064401 | 0.064419 | 0.064431 | 0.064459 | 0.064456 | 0.064423 | 0.064383 | 0.064307 | 0.064284 | 0.06429 | 0.064282 | 0.064246 | 0.064226 | -0.1%
Kerosene | 0.00519 | 0.001583 | 0.001952 | 0.002057 | 0.001938 | 0.001958 | 0.001996 | 0.002046 | 0.002058 | 0.002068 | 0.002076 | 0.002082 | 0.002088 | 0.002094 | 0.002101 | 0.002108 | 0.002114 | 0.002121 | 0.002127 | 0.002133 | 0.002139 | 0.002144 | 0.00215 | 0.002155 | 0.002163 | 0.002171 | 0.00218 | 0.002188 | 0.002193 | 0.002198 | 1.2%
Distillate Fuel Oil | 0.46938 | 0.44686 | 0.46392 | 0.47432 | 0.46935 | 0.47614 | 0.4795 | 0.47932 | 0.47914 | 0.47817 | 0.47739 | 0.47687 | 0.47699 | 0.47757 | 0.47849 | 0.47902 | 0.47893 | 0.47838 | 0.4784 | 0.47883 | 0.4795 | 0.47948 | 0.48022 | 0.48188 | 0.48343 | 0.48459 | 0.48598 | 0.48726 | 0.48859 | 0.48937 | 0.3%
Residual Fuel Oil | 0.02693 | 0.018254 | 0.01687 | 0.023703 | 0.025446 | 0.026036 | 0.023995 | 0.024376 | 0.024362 | 0.024309 | 0.024417 | 0.024181 | 0.024221 | 0.024189 | 0.024373 | 0.024427 | 0.024474 | 0.024629 | 0.024635 | 0.024725 | 0.024608 | 0.024364 | 0.024337 | 0.024338 | 0.024448 | 0.024548 | 0.024639 | 0.02477 | 0.024967 | 0.025162 | 1.2%
Petrochemical Feedstocks | 0 | 0 | 0 | 0 | 0 | 0 | 0 | 0 | 0 | 0 | 0 | 0 | 0 | 0 | 0 | 0 | 0 | 0 | 0 | 0 | 0 | 0 | 0 | 0 | 0 | 0 | 0 | 0 | 0 | 0 | - -
Other Petroleum 13/ | 0.030042 | 0.028579 | 0.02694 | 0.027783 | 0.031025 | 0.032637 | 0.033493 | 0.034036 | 0.03412 | 0.034144 | 0.034142 | 0.034121 | 0.034221 | 0.034441 | 0.034789 | 0.035059 | 0.03522 | 0.035235 | 0.035314 | 0.03544 | 0.035476 | 0.035234 | 0.03524 | 0.035435 | 0.035682 | 0.035937 | 0.036189 | 0.036462 | 0.03669 | 0.036993 | 0.9%
Petroleum and Other Liquids Subtotal | 1.4409 | 1.4026 | 1.4127 | 1.416 | 1.402 | 1.4035 | 1.3958 | 1.3858 | 1.3726 | 1.3578 | 1.3426 | 1.327 | 1.312 | 1.297 | 1.2823 | 1.2685 | 1.2554 | 1.2434 | 1.233 | 1.2243 | 1.2167 | 1.209 | 1.2033 | 1.1989 | 1.1953 | 1.1938 | 1.1944 | 1.1955 | 1.1969 | 1.1979 | -0.6%
Natural Gas | 0.93955 | 0.91438 | 0.96785 | 0.99482 | 0.98731 | 1.0065 | 1.024 | 1.0288 | 1.0305 | 1.0247 | 1.0208 | 1.0114 | 1.0053 | 1.0032 | 1.004 | 0.9933 | 0.97585 | 0.97732 | 0.96479 | 0.97351 | 0.98354 | 1.0019 | 1.0204 | 1.0336 | 1.0349 | 1.0371 | 1.0408 | 1.0427 | 1.0408 | 1.0307 | 0.4%
Natural-Gas-to-Liquids Heat and Power | 0 | 0 | 0 | 0 | 0 | 0 | 0 | 0 | 0 | 0 | 0 | 0 | 0 | 0 | 0 | 0 | 0 | 0 | 0 | 0 | 0 | 0 | 0 | 0 | 0 | 0 | 0 | 0 | 0 | 0 | - -
Lease and Plant Fuel 7/ | 6e-06 | 7e-06 | 2.9e-05 | 3.5e-05 | 4.1e-05 | 4.5e-05 | 4.7e-05 | 4.7e-05 | 4.8e-05 | 4.9e-05 | 5.5e-05 | 6.4e-05 | 7.4e-05 | 9.5e-05 | 0.000119 | 0.000149 | 0.000178 | 0.000242 | 0.000308 | 0.000385 | 0.000467 | 0.000555 | 0.000659 | 0.000771 | 0.000905 | 0.001116 | 0.001325 | 0.001545 | 0.001755 | 0.002051 | 22.6%
Pipeline Fuel Natural Gas | 0.014927 | 0.015616 | 0.013303 | 0.014354 | 0.013499 | 0.013029 | 0.013205 | 0.013253 | 0.01327 | 0.013213 | 0.013174 | 0.013079 | 0.013018 | 0.012998 | 0.013007 | 0.012899 | 0.012725 | 0.01274 | 0.012615 | 0.012704 | 0.012805 | 0.012991 | 0.013177 | 0.013311 | 0.013326 | 0.013351 | 0.01339 | 0.013411 | 0.013394 | 0.013296 | -0.6%
Natural Gas Subtotal | 0.95449 | 0.93 | 0.98118 | 1.0092 | 1.0009 | 1.0196 | 1.0373 | 1.0421 | 1.0438 | 1.038 | 1.0341 | 1.0245 | 1.0184 | 1.0163 | 1.0172 | 1.0063 | 0.98876 | 0.9903 | 0.97771 | 0.9866 | 0.99681 | 1.0155 | 1.0342 | 1.0476 | 1.0491 | 1.0516 | 1.0555 | 1.0577 | 1.0559 | 1.046 | 0.4%
Metallurgical Coal | 0 | 0 | 0 | 0 | 0 | 0 | 0 | 0 | 0 | 0 | 0 | 0 | 0 | 0 | 0 | 0 | 0 | 0 | 0 | 0 | 0 | 0 | 0 | 0 | 0 | 0 | 0 | 0 | 0 | 0 | - -
Other Coal | 0.07508 | 0.04873 | 0.048491 | 0.048171 | 0.047069 | 0.014955 | 0.03008 | 0.047922 | 0.055963 | 0.057662 | 0.058935 | 0.059691 | 0.060106 | 0.060385 | 0.060664 | 0.060689 | 0.088356 | 0.096156 | 0.097383 | 0.09791 | 0.097415 | 0.086998 | 0.086141 | 0.083551 | 0.081436 | 0.083491 | 0.082494 | 0.084059 | 0.084258 | 0.084244 | 2%
Coal-to-Liquids Heat and Power | 0 | 0 | 0 | 0 | 0 | 0 | 0 | 0 | 0 | 0 | 0 | 0 | 0 | 0 | 0 | 0 | 0 | 0 | 0 | 0 | 0 | 0 | 0 | 0 | 0 | 0 | 0 | 0 | 0 | 0 | - -
Net Coal Coke Imports | 0 | 0 | 0 | 0 | 0 | 0 | 0 | 0 | 0 | 0 | 0 | 0 | 0 | 0 | 0 | 0 | 0 | 0 | 0 | 0 | 0 | 0 | 0 | 0 | 0 | 0 | 0 | 0 | 0 | 0 | - -
Coal Subtotal | 0.07508 | 0.04873 | 0.048491 | 0.048171 | 0.047069 | 0.014955 | 0.03008 | 0.047922 | 0.055963 | 0.057662 | 0.058935 | 0.059691 | 0.060106 | 0.060385 | 0.060664 | 0.060689 | 0.088356 | 0.096156 | 0.097383 | 0.09791 | 0.097415 | 0.086998 | 0.086141 | 0.083551 | 0.081436 | 0.083491 | 0.082494 | 0.084059 | 0.084258 | 0.084244 | 2%
Nuclear / Uranium 16/ | 0.37672 | 0.37138 | 0.36589 | 0.36748 | 0.32664 | 0.33024 | 0.33104 | 0.33184 | 0.33264 | 0.33287 | 0.33287 | 0.33287 | 0.33287 | 0.33287 | 0.33287 | 0.33287 | 0.33287 | 0.33287 | 0.33287 | 0.33287 | 0.33287 | 0.33287 | 0.33287 | 0.33287 | 0.33287 | 0.33287 | 0.33287 | 0.33287 | 0.33287 | 0.33287 | -0.4%
Biofuels Heat and Coproducts | 0.021593 | 0.024239 | 0.024708 | 0.022519 | 0.032708 | 0.032721 | 0.033097 | 0.033108 | 0.032982 | 0.033052 | 0.032964 | 0.033149 | 0.033134 | 0.032901 | 0.032647 | 0.032389 | 0.03216 | 0.031938 | 0.031708 | 0.03148 | 0.031294 | 0.031112 | 0.030931 | 0.030775 | 0.030527 | 0.030345 | 0.030273 | 0.030188 | 0.030701 | 0.030836 | 0.9%
Renewable Energy 18/ | 0.29702 | 0.26877 | 0.27894 | 0.28432 | 0.32001 | 0.36174 | 0.3643 | 0.36616 | 0.3688 | 0.3719 | 0.38069 | 0.38258 | 0.388 | 0.39008 | 0.39181 | 0.39428 | 0.39867 | 0.40581 | 0.40733 | 0.40886 | 0.41113 | 0.41173 | 0.41477 | 0.41808 | 0.42035 | 0.42631 | 0.43286 | 0.43359 | 0.43593 | 0.4389 | 1.8%
Liquid Hydrogen | 0 | 0 | 0 | 0 | 7e-06 | 1.5e-05 | 2e-05 | 3.3e-05 | 4.4e-05 | 5.5e-05 | 6.5e-05 | 7.5e-05 | 8.3e-05 | 9.2e-05 | 0.000101 | 0.000109 | 0.000117 | 0.000125 | 0.000132 | 0.000139 | 0.000145 | 0.000151 | 0.000157 | 0.000162 | 0.000167 | 0.000172 | 0.000178 | 0.000183 | 0.000189 | 0.000195 | - -
Non-biogenic Municipal Waste | 0.054503 | 0.054503 | 0.054503 | 0.054503 | 0.054503 | 0.054503 | 0.054503 | 0.054503 | 0.054503 | 0.054503 | 0.054503 | 0.054503 | 0.054503 | 0.054503 | 0.054503 | 0.054503 | 0.054503 | 0.054503 | 0.054503 | 0.054503 | 0.054503 | 0.054503 | 0.054503 | 0.054503 | 0.054503 | 0.054503 | 0.054503 | 0.054503 | 0.054503 | 0.054503 | 0%
Electricity Imports | 0.045747 | 0.051067 | 0.051105 | 0.041811 | 0.040568 | 0.04149 | 0.041635 | 0.037008 | 0.036202 | 0.035511 | 0.03705 | 0.039159 | 0.037723 | 0.036666 | 0.038143 | 0.039217 | 0.03764 | 0.038611 | 0.040468 | 0.037423 | 0.037512 | 0.036854 | 0.035244 | 0.033844 | 0.032926 | 0.033698 | 0.034237 | 0.034648 | 0.035323 | 0.037286 | -1.1%
Total | 3.266 | 3.1513 | 3.2175 | 3.244 | 3.2244 | 3.2587 | 3.2878 | 3.2985 | 3.2975 | 3.2814 | 3.2737 | 3.2535 | 3.2368 | 3.2208 | 3.2102 | 3.1889 | 3.1884 | 3.1938 | 3.1751 | 3.1741 | 3.1784 | 3.1787 | 3.1921 | 3.2003 | 3.1972 | 3.2068 | 3.2174 | 3.2232 | 3.2266 | 3.2227 | 0.1%
Energy Use & Related Statistics
Delivered Energy Use | 2.508 | 2.438 | 2.523 | 2.5391 | 2.5279 | 2.5434 | 2.5501 | 2.5473 | 2.5406 | 2.5316 | 2.5231 | 2.5151 | 2.5077 | 2.4983 | 2.489 | 2.4809 | 2.4719 | 2.4644 | 2.458 | 2.4536 | 2.453 | 2.4544 | 2.4589 | 2.4648 | 2.4706 | 2.479 | 2.4897 | 2.5011 | 2.5106 | 2.5188 | 0.1%
Total Energy Use | 3.266 | 3.1513 | 3.2175 | 3.244 | 3.2244 | 3.2587 | 3.2878 | 3.2985 | 3.2975 | 3.2814 | 3.2737 | 3.2535 | 3.2368 | 3.2208 | 3.2102 | 3.1889 | 3.1884 | 3.1938 | 3.1751 | 3.1741 | 3.1784 | 3.1787 | 3.1921 | 3.2003 | 3.1972 | 3.2068 | 3.2174 | 3.2232 | 3.2266 | 3.2227 | 0.1%
Ethanol Consumed in Motor Gasoline and E85 | 0.054887 | 0.055028 | 0.05529 | 0.054808 | 0.054852 | 0.055287 | 0.055061 | 0.056289 | 0.05708 | 0.060663 | 0.063914 | 0.066039 | 0.066339 | 0.066236 | 0.066016 | 0.065779 | 0.065705 | 0.065662 | 0.065567 | 0.071276 | 0.08626 | 0.10793 | 0.11156 | 0.11216 | 0.11296 | 0.11421 | 0.11195 | 0.11369 | 0.11527 | 0.11699 | 2.7%
Population (millions) | 14.5421 | 14.5753 | 14.6111 | 14.6437 | 14.6749 | 14.7045 | 14.7327 | 14.76 | 14.7863 | 14.8114 | 14.8347 | 14.8561 | 14.8755 | 14.8931 | 14.9084 | 14.9215 | 14.9324 | 14.9412 | 14.9475 | 14.9511 | 14.9515 | 14.9487 | 14.9428 | 14.9341 | 14.9223 | 14.9076 | 14.8903 | 14.8704 | 14.8481 | 14.8236 | 0.1%
US GDP (billion 2005 dollars) | 13299.0996 | 13593.2002 | 13843.3926 | 14231.582 | 14692.71 | 15153.9199 | 15588.9697 | 15987.4121 | 16377.6846 | 16753.2402 | 17112.8945 | 17486.9727 | 17885.0391 | 18316.1172 | 18768.8574 | 19231.9824 | 19689.502 | 20153.627 | 20637.3906 | 21138.5371 | 21638.8359 | 22138.9082 | 22659.3281 | 23200.2617 | 23750.6953 | 24315.1328 | 24888.4355 | 25477.3145 | 26063.1484 | 26670.4375 | 2.4%
Carbon Dioxide Emissions (million metric
tons carbon dioxide) | 158.0242 | 150.9441 | 154.6746 | 156.2056 | 154.4419 | 152.3573 | 154.1287 | 155.3159 | 155.2 | 153.9731 | 152.8059 | 151.2036 | 149.8486 | 148.6748 | 147.6759 | 146.0774 | 146.7947 | 146.7375 | 145.4311 | 145.3075 | 145.2632 | 144.7395 | 145.2599 | 145.4401 | 145.0667 | 145.299 | 145.4409 | 145.7455 | 145.7047 | 145.1678 | -0.1%
1/ Includes wood used for residential heating. See Table 4 and/or Table 17 for estimates of nonmarketed renewable energy consumption for
geothermal heat pumps, solar thermal water heating, and electricity generation from wind and solar photovoltaic sources.
2/ Includes ethanol (blends of 15 percent or less) and ethers blended into gasoline.
3/ Excludes ethanol. Includes commercial sector consumption of wood and wood waste, landfill gas, municipal waste, and other biomass for
combined heat and power. See Table 5 and/or Table 17 for estimates of nonmarketed renewable energy consumption for solar thermal water
heating and electricity generation from wind and solar photovoltaic sources.
4/ Includes energy for combined heat and power plants that have a non-regulatory status, and small on-site generating systems.
5/ Includes ethane, natural gasoline, and refinery olefins.
6/ Includes petroleum coke, asphalt, road oil, lubricants, still gas, and miscellaneous petroleum products.
7/ Represents natural gas used in well, field, and lease operations, in natural gas processing plant machinery, and for liquefaction
in export facilities.
8/ Includes consumption of energy produced from hydroelectric, wood and wood waste, municipal waste, and other biomass sources. Excludes
ethanol blends (15 percent or less) in motor gasoline.
9/ E85 refers to a blend of 85 percent ethanol (renewable) and 15 percent motor gasoline (nonrenewable). To address cold starting issues,
the percentage of ethanol varies seasonally. The annual average ethanol content of 74 percent is used for this forecast.
10/ Includes only kerosene type.
11/ Diesel fuel for on- and off- road use.
12/ Includes aviation gasoline and lubricants.
13/ Includes aviation gasoline, petroleum coke, asphalt, road oil, lubricants, still gas, and miscellaneous petroleum products.
14/ Includes electricity generated for sale to the grid and for own use from renewable sources, and non-electric energy from renewable sources.
Excludes ethanol and nonmarketed renewable energy consumption for geothermal heat pumps, buildings photovoltaic systems, and solar thermal water
heaters.
15/ Includes consumption of energy by electricity-only and combined heat and power plants that have a regulatory status.
16/ These values represent the energy obtained from uranium when it is used in light water reactors. The total energy content of uranium
is much larger, but alternative processes are required to take advantage of it.
17/ Includes conventional hydroelectric, geothermal, wood and wood waste, biogenic municipal waste, other biomass, wind, photovoltaic, and
solar thermal sources. Excludes net electricity imports.
18/ Includes conventional hydroelectric, geothermal, wood and wood waste, biogenic municipal waste, other biomass, wind, photovoltaic, and
solar thermal sources. Excludes ethanol, net electricity imports, and nonmarketed renewable energy consumption for geothermal heat pumps,
buildings photovoltaic systems, and solar thermal water heaters.
Btu = British thermal unit.
- - = Not applicable.
Note: Includes estimated consumption for petroleum and other liquids. Totals may not equal sum of components due to independent rounding.
Data for 2011 and 2012 are model results and may differ from official EIA data reports.
Sources: 2011 and 2012 consumption based on: U.S. Energy Information Administration (EIA),
Monthly Energy Review, DOE/EIA-0035(2013/09) (Washington, DC, September 2013). 2011 and 2012
population and gross domestic product: IHS Global Insight Industry and Employment models, May 2013. 2011 and
2012 carbon dioxide emissions and emission factors: EIA, Monthly Energy Review, DOE/EIA-0035(2013/09) (Washington, DC, September 2013).
Projections: EIA, AEO2014 National Energy Modeling System.

## AEO2014_NEWE_CO2
Energy-Related Carbon Dioxide Emissions by Sector and Source, New England, Reference case
(million metric tons carbon dioxide, unless otherwise noted)
Sector and Source | 2011 | 2012 | 2013 | 2014 | 2015 | 2016 | 2017 | 2018 | 2019 | 2020 | 2021 | 2022 | 2023 | 2024 | 2025 | 2026 | 2027 | 2028 | 2029 | 2030 | 2031 | 2032 | 2033 | 2034 | 2035 | 2036 | 2037 | 2038 | 2039 | 2040 | Growth Rate (2012-2040)
Residential
Petroleum | 18.3949 | 17.6219 | 18.4584 | 18.5973 | 17.4821 | 17.2777 | 17.0396 | 16.7665 | 16.4682 | 16.1654 | 15.8695 | 15.5856 | 15.3192 | 15.0706 | 14.8266 | 14.5907 | 14.3579 | 14.1319 | 13.9113 | 13.6984 | 13.4959 | 13.2983 | 13.1082 | 12.9254 | 12.7554 | 12.5916 | 12.4379 | 12.292 | 12.1484 | 12.0122 | -1.4%
Natural Gas | 11.0088 | 9.7625 | 11.8934 | 12.233 | 11.6728 | 11.7385 | 11.7938 | 11.8228 | 11.8478 | 11.8796 | 11.8953 | 11.9041 | 11.9123 | 11.9146 | 11.9035 | 11.8902 | 11.8725 | 11.8506 | 11.8209 | 11.7884 | 11.7737 | 11.7804 | 11.7836 | 11.773 | 11.7504 | 11.7153 | 11.6817 | 11.6525 | 11.61 | 11.5645 | 0.6%
Electricity 1/ | 13.7435 | 12.3333 | 12.5012 | 12.4376 | 12.4635 | 11.353 | 11.9506 | 12.567 | 12.794 | 12.5046 | 12.3202 | 12.0293 | 11.8067 | 11.6829 | 11.6231 | 11.3349 | 11.8834 | 12.1128 | 11.8663 | 11.9548 | 12.0061 | 11.839 | 12.0081 | 12.0232 | 11.8377 | 11.8026 | 11.6806 | 11.6125 | 11.4627 | 11.1678 | -0.4%
Total Residential | 43.1471 | 39.7177 | 42.853 | 43.268 | 41.6184 | 40.3691 | 40.784 | 41.1563 | 41.11 | 40.5496 | 40.085 | 39.519 | 39.0383 | 38.6681 | 38.3531 | 37.8158 | 38.1137 | 38.0953 | 37.5985 | 37.4416 | 37.2757 | 36.9178 | 36.8999 | 36.7217 | 36.3435 | 36.1095 | 35.8002 | 35.557 | 35.2211 | 34.7445 | -0.5%
Commercial
Petroleum | 6.1999 | 5.5671 | 5.5766 | 6.4561 | 6.4138 | 6.4811 | 6.5069 | 6.4902 | 6.4514 | 6.4013 | 6.3496 | 6.293 | 6.2442 | 6.1993 | 6.1558 | 6.1103 | 6.0642 | 6.0295 | 5.9871 | 5.953 | 5.9185 | 5.8869 | 5.8582 | 5.8282 | 5.8093 | 5.7915 | 5.7743 | 5.7588 | 5.7355 | 5.7077 | 0.1%
Natural Gas | 8.4166 | 8.0463 | 8.7169 | 9.0607 | 8.9355 | 9.0187 | 9.1036 | 9.1572 | 9.2149 | 9.2744 | 9.3139 | 9.3541 | 9.4008 | 9.4398 | 9.4619 | 9.4864 | 9.5145 | 9.5568 | 9.5894 | 9.6298 | 9.7175 | 9.866 | 10.0336 | 10.1791 | 10.3197 | 10.453 | 10.5897 | 10.7354 | 10.8536 | 10.9555 | 1.1%
Coal | 0 | 0 | 0 | 0 | 0 | 0 | 0 | 0 | 0 | 0 | 0 | 0 | 0 | 0 | 0 | 0 | 0 | 0 | 0 | 0 | 0 | 0 | 0 | 0 | 0 | 0 | 0 | 0 | 0 | 0 | - -
Electricity 1/ | 13.697 | 12.4779 | 12.3849 | 12.584 | 12.5536 | 11.4475 | 12.0513 | 12.6892 | 12.9628 | 12.8777 | 12.801 | 12.5766 | 12.3997 | 12.3237 | 12.3371 | 12.096 | 12.6986 | 12.9686 | 12.7394 | 12.8762 | 12.9539 | 12.8155 | 13.0099 | 13.0509 | 12.8846 | 12.8866 | 12.7953 | 12.7609 | 12.6438 | 12.3569 | 0%
Total Commercial | 28.3135 | 26.0914 | 26.6783 | 28.1009 | 27.9029 | 26.9473 | 27.6618 | 28.3366 | 28.6291 | 28.5534 | 28.4644 | 28.2236 | 28.0447 | 27.9629 | 27.9547 | 27.6927 | 28.2774 | 28.5549 | 28.3159 | 28.459 | 28.59 | 28.5685 | 28.9017 | 29.0582 | 29.0136 | 29.1311 | 29.1593 | 29.2551 | 29.2328 | 29.0201 | 0.4%
Industrial 2/
Petroleum | 3.6892 | 3.3185 | 3.4491 | 3.5464 | 3.884 | 4.0049 | 4.0756 | 4.1109 | 4.1223 | 4.13 | 4.1527 | 4.1637 | 4.1827 | 4.2163 | 4.2591 | 4.2842 | 4.3039 | 4.3207 | 4.3303 | 4.3444 | 4.3318 | 4.2946 | 4.2878 | 4.2928 | 4.3056 | 4.3208 | 4.338 | 4.3582 | 4.3871 | 4.4184 | 1%
Natural Gas 3/ | 5.9494 | 6.4963 | 7.0461 | 7.1111 | 7.0852 | 7.3016 | 7.4086 | 7.4572 | 7.5494 | 7.6756 | 7.779 | 7.9072 | 8.0316 | 8.126 | 8.2244 | 8.3411 | 8.4411 | 8.5357 | 8.6309 | 8.7388 | 8.8927 | 9.0759 | 9.2385 | 9.4107 | 9.5771 | 9.7354 | 9.8898 | 10.0361 | 10.1202 | 10.1716 | 1.6%
Coal | 0.20678 | 0.17453 | 0.16758 | 0.17012 | 0.17565 | 0.18017 | 0.1824 | 0.18263 | 0.18279 | 0.18314 | 0.18369 | 0.1841 | 0.18434 | 0.18442 | 0.18468 | 0.18495 | 0.18461 | 0.18383 | 0.18329 | 0.18295 | 0.1826 | 0.18139 | 0.18104 | 0.1813 | 0.18165 | 0.18207 | 0.1826 | 0.1837 | 0.18466 | 0.18593 | 0.2%
Electricity 1/ | 6.8654 | 6.2475 | 5.8309 | 6.3053 | 6.4849 | 6.2692 | 6.9594 | 7.5032 | 7.6746 | 7.6717 | 7.6627 | 7.5416 | 7.4603 | 7.4046 | 7.3865 | 7.1886 | 7.5974 | 7.7494 | 7.5449 | 7.6693 | 7.7508 | 7.6547 | 7.7949 | 7.8195 | 7.6865 | 7.6754 | 7.6236 | 7.5999 | 7.5255 | 7.3375 | 0.6%
Total Industrial | 16.7109 | 16.2368 | 16.4937 | 17.133 | 17.6297 | 17.7558 | 18.626 | 19.254 | 19.5292 | 19.6605 | 19.7782 | 19.7966 | 19.8589 | 19.9313 | 20.0548 | 19.9988 | 20.527 | 20.7897 | 20.6894 | 20.9353 | 21.1579 | 21.2066 | 21.5022 | 21.7043 | 21.7509 | 21.9137 | 22.034 | 22.1779 | 22.2174 | 22.1135 | 1.1%
Transportation
Petroleum 4/ | 68.8916 | 67.9018 | 67.7411 | 66.7131 | 66.3273 | 66.3415 | 66.0857 | 65.5776 | 64.9252 | 64.1958 | 63.4544 | 62.6334 | 61.8653 | 61.0521 | 60.2293 | 59.469 | 58.7505 | 58.1227 | 57.6169 | 57.203 | 56.9115 | 56.6543 | 56.4872 | 56.4106 | 56.3365 | 56.4046 | 56.5909 | 56.7768 | 56.9479 | 57.0641 | -0.6%
Natural Gas 5/ | 0.86672 | 0.90431 | 0.81411 | 0.87995 | 0.84344 | 0.82703 | 0.84323 | 0.85287 | 0.86117 | 0.86603 | 0.87413 | 0.88098 | 0.89025 | 0.90632 | 0.92538 | 0.94051 | 0.95251 | 0.99091 | 1.0228 | 1.0714 | 1.1234 | 1.184 | 1.2517 | 1.3212 | 1.3943 | 1.5057 | 1.6167 | 1.7326 | 1.8349 | 1.9735 | 2.8%
Electricity 1/ | 0.094426 | 0.0921 | 0.094473 | 0.11074 | 0.12026 | 0.11668 | 0.12792 | 0.13855 | 0.14521 | 0.14775 | 0.1497 | 0.15009 | 0.15114 | 0.15408 | 0.15864 | 0.16059 | 0.17361 | 0.18405 | 0.18756 | 0.19719 | 0.20479 | 0.20839 | 0.21726 | 0.22406 | 0.22777 | 0.23443 | 0.23991 | 0.24609 | 0.25057 | 0.25214 | 3.7%
Total Transportation | 69.8527 | 68.8982 | 68.6497 | 67.7038 | 67.291 | 67.2852 | 67.0568 | 66.569 | 65.9316 | 65.2096 | 64.4783 | 63.6645 | 62.9066 | 62.1125 | 61.3133 | 60.5701 | 59.8767 | 59.2977 | 58.8273 | 58.4716 | 58.2396 | 58.0466 | 57.9561 | 57.9558 | 57.9586 | 58.1447 | 58.4475 | 58.7555 | 59.0334 | 59.2897 | -0.5%
Electric Power 6/
Petroleum | 0.58242 | 0.40017 | 0.30033 | 0.29926 | 0.30102 | 0.29139 | 0.093478 | 0.10053 | 0.11584 | 0.11686 | 0.10884 | 0.094956 | 0.094571 | 0.080378 | 0.080385 | 0.076891 | 0.083776 | 0.085587 | 0.085963 | 0.085685 | 0.085387 | 0.081561 | 0.080754 | 0.080066 | 0.077724 | 0.077803 | 0.076617 | 0.077223 | 0.077357 | 0.07754 | -5.7%
Natural Gas | 24.0178 | 23.4346 | 23.2238 | 23.888 | 24.1809 | 24.8157 | 25.4831 | 25.5925 | 25.4925 | 24.9551 | 24.5745 | 23.8795 | 23.3605 | 23.0965 | 23.0096 | 22.2872 | 21.2252 | 21.1469 | 20.3523 | 20.6627 | 20.929 | 21.5221 | 22.1186 | 22.4547 | 22.1766 | 21.944 | 21.7848 | 21.5176 | 21.1638 | 20.3991 | -0.5%
Coal | 6.9606 | 4.4764 | 4.4478 | 4.4109 | 4.3007 | 1.2397 | 2.673 | 4.3654 | 5.1288 | 5.2902 | 5.4107 | 5.4836 | 5.5233 | 5.549 | 5.5758 | 5.5764 | 8.2045 | 8.9428 | 9.0605 | 9.1095 | 9.0616 | 8.0745 | 7.9913 | 7.7434 | 7.5427 | 7.7378 | 7.6384 | 7.785 | 7.8019 | 7.7982 | 2%
Other 7/ | 2.8395 | 2.8395 | 2.8395 | 2.8395 | 2.8395 | 2.8395 | 2.8395 | 2.8395 | 2.8395 | 2.8395 | 2.8395 | 2.8395 | 2.8395 | 2.8395 | 2.8395 | 2.8395 | 2.8395 | 2.8395 | 2.8395 | 2.8395 | 2.8395 | 2.8395 | 2.8395 | 2.8395 | 2.8395 | 2.8395 | 2.8395 | 2.8395 | 2.8395 | 2.8395 | 0%
Total Electric Power | 34.4003 | 31.1508 | 30.8114 | 31.4377 | 31.6222 | 29.1863 | 31.0891 | 32.8979 | 33.5767 | 33.2017 | 32.9336 | 32.2976 | 31.8178 | 31.5654 | 31.5053 | 30.78 | 32.353 | 33.0149 | 32.3382 | 32.6974 | 32.9156 | 32.5177 | 33.0302 | 33.1177 | 32.6366 | 32.5991 | 32.3394 | 32.2194 | 31.8825 | 31.1143 | 0%
Total by Fuel
Petroleum 4/ | 97.758 | 94.8095 | 95.5254 | 95.6122 | 94.4081 | 94.3965 | 93.8014 | 93.0458 | 92.083 | 91.0093 | 89.9351 | 88.7706 | 87.706 | 86.6187 | 85.5511 | 84.5312 | 83.5603 | 82.6903 | 81.9316 | 81.2844 | 80.7431 | 80.2157 | 79.8221 | 79.5371 | 79.2847 | 79.1863 | 79.2176 | 79.263 | 79.2962 | 79.28 | -0.6%
Natural Gas | 50.2593 | 48.644 | 51.6943 | 53.1728 | 52.7179 | 53.7015 | 54.6324 | 54.8826 | 54.9658 | 54.6508 | 54.4368 | 53.9258 | 53.5955 | 53.4832 | 53.5248 | 52.9454 | 52.0058 | 52.081 | 51.4162 | 51.891 | 52.4363 | 53.4284 | 54.4259 | 55.1388 | 55.2181 | 55.3534 | 55.5627 | 55.6742 | 55.5824 | 55.0641 | 0.4%
Coal | 7.1674 | 4.651 | 4.6154 | 4.5811 | 4.4764 | 1.4198 | 2.8554 | 4.548 | 5.3116 | 5.4733 | 5.5944 | 5.6677 | 5.7076 | 5.7334 | 5.7605 | 5.7614 | 8.3891 | 9.1266 | 9.2437 | 9.2925 | 9.2442 | 8.2559 | 8.1723 | 7.9247 | 7.7243 | 7.9198 | 7.821 | 7.9687 | 7.9866 | 7.9841 | 1.9%
Other 7/ | 2.8395 | 2.8395 | 2.8395 | 2.8395 | 2.8395 | 2.8395 | 2.8395 | 2.8395 | 2.8395 | 2.8395 | 2.8395 | 2.8395 | 2.8395 | 2.8395 | 2.8395 | 2.8395 | 2.8395 | 2.8395 | 2.8395 | 2.8395 | 2.8395 | 2.8395 | 2.8395 | 2.8395 | 2.8395 | 2.8395 | 2.8395 | 2.8395 | 2.8395 | 2.8395 | 0%
Total | 158.0242 | 150.944 | 154.6746 | 156.2056 | 154.4419 | 152.3573 | 154.1287 | 155.3159 | 155.1999 | 153.9731 | 152.8059 | 151.2036 | 149.8486 | 148.6748 | 147.6759 | 146.0774 | 146.7947 | 146.7375 | 145.4311 | 145.3075 | 145.2632 | 144.7395 | 145.2599 | 145.4401 | 145.0667 | 145.299 | 145.4409 | 145.7455 | 145.7047 | 145.1678 | -0.1%
Carbon Dioxide Emissions
(tons carbon dioxide per person) | 10.8666 | 10.3561 | 10.5861 | 10.6671 | 10.5242 | 10.3613 | 10.4617 | 10.5228 | 10.4962 | 10.3956 | 10.3006 | 10.1779 | 10.0735 | 9.9828 | 9.9055 | 9.7897 | 9.8306 | 9.821 | 9.7295 | 9.7188 | 9.7156 | 9.6824 | 9.721 | 9.7388 | 9.7214 | 9.7466 | 9.7675 | 9.8011 | 9.813 | 9.793 | -0.2%
1/ Emissions from the electric power sector are distributed to the end-use sectors.
2/ Includes combined heat and power plants that have a non-regulatory status, and small on-site generating systems.
3/ Includes lease and plant fuel.
4/ This includes carbon dioxide from international bunker fuels, both civilian and military, which are excluded from the
accounting of carbon dioxide emissions under the United Nations convention. From 1990 through 2012,
international bunker fuels accounted for 90 to 126 million metric tons annually.
5/ Includes pipeline fuel natural gas and natural gas used as fuel in motor vehicles, trains, and ships.
6/ Includes electricity-only and combined heat and power plants that have a regulatory status.
7/ Includes emissions from geothermal power and nonbiogenic emissions from municipal waste.
- - = Not applicable.
Note: By convention, the direct emissions from biogenic energy sources are excluded from energy-related CO2 emissions. The release
of carbon from these sources is assumed to be balanced by the uptake of carbon when the feedstock is grown, resulting in zero net
emissions over some period of time. If, however, increased use of biomass energy results in a decline in terrestrial
carbon stocks, a net positive release of carbon may occur. See "Energy-Related Carbon Dioxide Emissions by End Use" for the emissions
from biogenic energy sources as an indication of the potential net release of carbon dioxide in the absence of offsetting sequestration.
Totals may not equal sum of components due to independent rounding. Data for 2011 and 2012
are model results and may differ from official EIA data reports.
Sources: 2011 and 2012 emissions and emission factors: EIA, Monthly Energy Review,
DOE/EIA-0035(2013/09) (Washington, DC, September 2013). Projections: EIA, AEO2014 National Energy Modeling System.