## Instructions
Instructions
Costs in this document represent levelized costs for environmental retrofits at coal units in 2015 under the Synapse Lenient scenario.
Costs have been generated using Synapse's Coal Asset Valuation Tool (CAVT), available at www.synapse-energy.com/cavt
More detail on CAVT and the assumptions used in Synapse's default scenarios is available at: http://www.synapse-energy.com/sites/default/files/Forecasting-Coal-Unit-Competitiveness-14-021.pdf
To import this data to CP3T, open a scenario in CP3T and click the link "Edit env. retrofit costs for existing units" link under the "Fossil and nuclear units" section on the Dashboard.
Copy data from the range "B6:AB888" on the "To_CP3T" sheet in this workbook in the to the range "B8:AB890" on the "H_CAVT" sheet in CP3T.
This import does and should include data for units in all states; CP3T reviews all units, nationwide, at the same time.
Environmental retrofit assumptions for Synapse Lenient scenario
| Require Control? | Control Requirement Date | Control specificity
Wet FGD | No
Dry FGD | No
DSI | Yes | 2020 | Minimum capacity threshold of 25 MW
SCR | No
SNCR | Yes | 2021 | Minimum capacity threshold of 25 MW
Baghouse | No
ACI | Yes | 2016 | Minimum capacity threshold of 25 MW
Cooling | Yes | 2021 | Minimum capacity threshold of 25 MW Cooling towers not required
CCR | Yes | 2021 | Minimum capacity threshold of 25 MW Non-hazardous treatment of coal ash
Effluent | Yes | 2021 | Minimum capacity threshold of 50 MW Dry fly ash handling
Notes: | In this workbook, levelized costs do not include any costs associated with CO2 prices.
For existing controls in place as of 2014, only operating costs are assumed, not capital costs.
Costs associated with existing controls are assumed to be constant from 2012 through 2031.
Synapse Energy Economics. 2015.

## To_CP3T
To CP3T | [6 empty] | Capital+VOM+FOM Costs of Current and Future Env. Retrofits (2012 $/MWh)
CAVT Environmental Retrofit Scenario: Synapse Lenient | [6 empty] | CAVT only calculates env. Retrofit costs for 2015 and after. 2012 costs are assumed to be equal to 2015.
ORSPL | Plant Name | Gen ID | Key | State | Nameplate Capacity (MW) | Final Generation (MWh) | 2012 | 2013 | 2014 | 2015 | 2016 | 2017 | 2018 | 2019 | 2020 | 2021 | 2022 | 2023 | 2024 | 2025 | 2026 | 2027 | 2028 | 2029 | 2030 | 2031
56 | Charles R Lowman | 1 | 56¦1 | AL | 66 | 42796.3333 | 38.6964 | 38.6964 | 38.6964 | 38.6964 | 38.6964 | 38.6964 | 38.6964 | 38.6964 | 38.6964 | 233.404 | 233.404 | 233.404 | 233.404 | 233.404 | 233.404 | 233.404 | 233.404 | 233.404 | 233.404 | 233.404
56 | Charles R Lowman | 2 | 56¦2 | AL | 236 | 730310 | 5.3078 | 5.3078 | 5.3078 | 5.3078 | 5.3078 | 5.3078 | 5.3078 | 5.3078 | 5.3078 | 22.1268 | 22.1268 | 22.1268 | 22.1268 | 22.1268 | 22.1268 | 22.1268 | 22.1268 | 22.1268 | 22.1268 | 22.1268
56 | Charles R Lowman | 3 | 56¦3 | AL | 236 | 1046560 | 4.5733 | 4.5733 | 4.5733 | 4.5733 | 4.5733 | 4.5733 | 4.5733 | 4.5733 | 4.5733 | 16.3664 | 16.3664 | 16.3664 | 16.3664 | 16.3664 | 16.3664 | 16.3664 | 16.3664 | 16.3664 | 16.3664 | 16.3664
3 | Barry | 1 | 3¦1 | AL | 153.1 | 67447.6667 | 2.0137 | 2.0137 | 2.0137 | 2.0137 | 2.0137 | 2.0137 | 2.0137 | 2.0137 | 48.7507 | 156.456 | 156.456 | 156.456 | 156.456 | 156.456 | 156.456 | 156.456 | 156.456 | 156.456 | 156.456 | 156.456
3 | Barry | 2 | 3¦2 | AL | 153.1 | 71710.6667 | 2.0113 | 2.0113 | 2.0113 | 2.0113 | 2.0113 | 2.0113 | 2.0113 | 2.0113 | 47.0571 | 148.3691 | 148.3691 | 148.3691 | 148.3691 | 148.3691 | 148.3691 | 148.3691 | 148.3691 | 148.3691 | 148.3691 | 148.3691
3 | Barry | 3 | 3¦3 | AL | 272 | 469300.6667 | 1.4371 | 1.4371 | 1.4371 | 1.4371 | 1.4371 | 1.4371 | 1.4371 | 1.4371 | 18.2727 | 36.3569 | 36.3569 | 36.3569 | 36.3569 | 36.3569 | 36.3569 | 36.3569 | 36.3569 | 36.3569 | 36.3569 | 36.3569
3 | Barry | 4 | 3¦4 | AL | 403.7 | 1398041 | 0 | 0 | 0 | 0 | 0 | 0 | 0 | 0 | 13.5553 | 22.6882 | 22.6882 | 22.6882 | 22.6882 | 22.6882 | 22.6882 | 22.6882 | 22.6882 | 22.6882 | 22.6882 | 22.6882
3 | Barry | 5 | 3¦5 | AL | 788.8 | 3204810.3333 | 1.38 | 1.38 | 1.38 | 1.38 | 1.38 | 1.38 | 1.38 | 1.38 | 1.38 | 7.9006 | 7.9006 | 7.9006 | 7.9006 | 7.9006 | 7.9006 | 7.9006 | 7.9006 | 7.9006 | 7.9006 | 7.9006
8 | Gorgas | 10 | 8¦10 | AL | 788.8 | 3039932.3333 | 2.5753 | 2.5753 | 2.5753 | 2.5753 | 2.5753 | 2.5753 | 2.5753 | 2.5753 | 2.5753 | 8.2442 | 8.2442 | 8.2442 | 8.2442 | 8.2442 | 8.2442 | 8.2442 | 8.2442 | 8.2442 | 8.2442 | 8.2442
8 | Gorgas | 6 | 8¦6 | AL | 125 | 38969 | 0 | 0 | 0 | 0 | 0 | 0 | 0 | 0 | 97.0503 | 304.3024 | 304.3024 | 304.3024 | 304.3024 | 304.3024 | 304.3024 | 304.3024 | 304.3024 | 304.3024 | 304.3024 | 304.3024
8 | Gorgas | 7 | 8¦7 | AL | 125 | 52798.6667 | 0 | 0 | 0 | 0 | 0 | 0 | 0 | 0 | 77.6612 | 230.991 | 230.991 | 230.991 | 230.991 | 230.991 | 230.991 | 230.991 | 230.991 | 230.991 | 230.991 | 230.991
8 | Gorgas | 8 | 8¦8 | AL | 187.5 | 419134.6667 | 4.4575 | 4.4575 | 4.4575 | 4.4575 | 4.4575 | 4.4575 | 4.4575 | 4.4575 | 4.4575 | 27.7351 | 27.7351 | 27.7351 | 27.7351 | 27.7351 | 27.7351 | 27.7351 | 27.7351 | 27.7351 | 27.7351 | 27.7351
8 | Gorgas | 9 | 8¦9 | AL | 190.4 | 367746.3333 | 4.9694 | 4.9694 | 4.9694 | 4.9694 | 4.9694 | 4.9694 | 4.9694 | 4.9694 | 4.9694 | 31.5241 | 31.5241 | 31.5241 | 31.5241 | 31.5241 | 31.5241 | 31.5241 | 31.5241 | 31.5241 | 31.5241 | 31.5241
10 | Greene County | 1 | 10¦1 | AL | 299.2 | 1198557 | 0 | 0 | 0 | 0 | 0 | 0 | 0 | 0 | 27.1858 | 39.6465 | 39.6465 | 39.6465 | 39.6465 | 39.6465 | 39.6465 | 39.6465 | 39.6465 | 39.6465 | 39.6465 | 39.6465
10 | Greene County | 2 | 10¦2 | AL | 269.2 | 1213266.3333 | 0 | 0 | 0 | 0 | 0 | 0 | 0 | 0 | 27.3871 | 39.115 | 39.115 | 39.115 | 39.115 | 39.115 | 39.115 | 39.115 | 39.115 | 39.115 | 39.115 | 39.115
26 | E C Gaston | 1 | 26¦1 | AL | 272 | 612041.6667 | 0 | 0 | 0 | 0 | 0 | 0 | 0 | 0 | 28.1633 | 44.4598 | 44.4598 | 44.4598 | 44.4598 | 44.4598 | 44.4598 | 44.4598 | 44.4598 | 44.4598 | 44.4598 | 44.4598
26 | E C Gaston | 2 | 26¦2 | AL | 272 | 613173 | 0.73826 | 0.73826 | 0.73826 | 0.73826 | 2.7523 | 2.7523 | 2.7523 | 2.7523 | 26.3432 | 42.6325 | 42.6325 | 42.6325 | 42.6325 | 42.6325 | 42.6325 | 42.6325 | 42.6325 | 42.6325 | 42.6325 | 42.6325
26 | E C Gaston | 3 | 26¦3 | AL | 272 | 659863.3333 | 0.71609 | 0.71609 | 0.71609 | 0.71609 | 2.6628 | 2.6628 | 2.6628 | 2.6628 | 25.9633 | 41.213 | 41.213 | 41.213 | 41.213 | 41.213 | 41.213 | 41.213 | 41.213 | 41.213 | 41.213 | 41.213
26 | E C Gaston | 5 | 26¦5 | AL | 952 | 4469951 | 2.5565 | 2.5565 | 2.5565 | 2.5565 | 2.5565 | 2.5565 | 2.5565 | 2.5565 | 2.5565 | 6.5133 | 6.5133 | 6.5133 | 6.5133 | 6.5133 | 6.5133 | 6.5133 | 6.5133 | 6.5133 | 6.5133 | 6.5133
26 | E C Gaston | ST4 | 26¦ST4 | AL | 244.8 | 838053.3333 | 0 | 0 | 0 | 0 | 0 | 0 | 0 | 0 | 26.8437 | 38.6988 | 38.6988 | 38.6988 | 38.6988 | 38.6988 | 38.6988 | 38.6988 | 38.6988 | 38.6988 | 38.6988 | 38.6988
6002 | James H Miller Jr | 1 | 6002¦1 | AL | 705.5 | 4101270 | 2.3886 | 2.3886 | 2.3886 | 2.3886 | 2.3886 | 2.3886 | 2.3886 | 2.3886 | 2.3886 | 4.9931 | 4.9931 | 4.9931 | 4.9931 | 4.9931 | 4.9931 | 4.9931 | 4.9931 | 4.9931 | 4.9931 | 4.9931
6002 | James H Miller Jr | 2 | 6002¦2 | AL | 705.5 | 4637131.6667 | 2.2709 | 2.2709 | 2.2709 | 2.2709 | 2.2709 | 2.2709 | 2.2709 | 2.2709 | 2.2709 | 4.584 | 4.584 | 4.584 | 4.584 | 4.584 | 4.584 | 4.584 | 4.584 | 4.584 | 4.584 | 4.584
6002 | James H Miller Jr | 3 | 6002¦3 | AL | 705.5 | 5041967.3333 | 2.2553 | 2.2553 | 2.2553 | 2.2553 | 2.2553 | 2.2553 | 2.2553 | 2.2553 | 2.2553 | 4.3892 | 4.3892 | 4.3892 | 4.3892 | 4.3892 | 4.3892 | 4.3892 | 4.3892 | 4.3892 | 4.3892 | 4.3892
6002 | James H Miller Jr | 4 | 6002¦4 | AL | 705.5 | 5069718.6667 | 2.217 | 2.217 | 2.217 | 2.217 | 2.217 | 2.217 | 2.217 | 2.217 | 2.217 | 4.3397 | 4.3397 | 4.3397 | 4.3397 | 4.3397 | 4.3397 | 4.3397 | 4.3397 | 4.3397 | 4.3397 | 4.3397
6705 | Warrick | 4 | 6705¦4 | IN | 323 | 1935382.3333 | 3.1021 | 3.1021 | 3.1021 | 3.1021 | 3.1021 | 3.1021 | 3.1021 | 3.1021 | 3.1021 | 14.5201 | 14.5201 | 14.5201 | 14.5201 | 14.5201 | 14.5201 | 14.5201 | 14.5201 | 14.5201 | 14.5201 | 14.5201
861 | Coffeen | 1 | 861¦1 | IL | 388.9 | 1740569.6667 | 2.7616 | 2.7616 | 2.7616 | 2.7616 | 2.7616 | 2.7616 | 2.7616 | 2.7616 | 2.7616 | 10.0079 | 10.0079 | 10.0079 | 10.0079 | 10.0079 | 10.0079 | 10.0079 | 10.0079 | 10.0079 | 10.0079 | 10.0079
861 | Coffeen | 2 | 861¦2 | IL | 616.5 | 3250929 | 2.4633 | 2.4633 | 2.4633 | 2.4633 | 2.4633 | 2.4633 | 2.4633 | 2.4633 | 2.4633 | 7.5895 | 7.5895 | 7.5895 | 7.5895 | 7.5895 | 7.5895 | 7.5895 | 7.5895 | 7.5895 | 7.5895 | 7.5895
6017 | Newton | 1 | 6017¦1 | IL | 617.4 | 3281645.3333 | 0 | 0 | 0 | 0 | 0 | 0 | 0 | 0 | 7.0125 | 12.1054 | 12.1054 | 12.1054 | 12.1054 | 12.1054 | 12.1054 | 12.1054 | 12.1054 | 12.1054 | 12.1054 | 12.1054
6017 | Newton | 2 | 6017¦2 | IL | 617.4 | 3107174.6667 | 0 | 0 | 0 | 0 | 0 | 0 | 0 | 0 | 7.065 | 12.4135 | 12.4135 | 12.4135 | 12.4135 | 12.4135 | 12.4135 | 12.4135 | 12.4135 | 12.4135 | 12.4135 | 12.4135
1122 | Ames Electric Services Power Plant | 7 | 1122¦7 | IA | 37.5 | 57112 | 7.2176 | 7.2176 | 7.2176 | 7.2176 | 7.2176 | 7.2176 | 7.2176 | 7.2176 | 38.9889 | 195.3766 | 195.3766 | 195.3766 | 195.3766 | 195.3766 | 195.3766 | 195.3766 | 195.3766 | 195.3766 | 195.3766 | 195.3766
1122 | Ames Electric Services Power Plant | 8 | 1122¦8 | IA | 71.3 | 147570 | 2.8255 | 2.8255 | 2.8255 | 2.8255 | 2.8255 | 2.8255 | 2.8255 | 2.8255 | 19.7444 | 121.8434 | 121.8434 | 121.8434 | 121.8434 | 121.8434 | 121.8434 | 121.8434 | 121.8434 | 121.8434 | 121.8434 | 121.8434
10151 | Grant Town Power Plant | GEN1 | 10151¦GEN1 | WV | 95.7 | 614862.3333 | 8.7986 | 8.7986 | 8.7986 | 8.7986 | 11.194 | 11.194 | 11.194 | 11.194 | 11.194 | 41.0276 | 41.0276 | 41.0276 | 41.0276 | 41.0276 | 41.0276 | 41.0276 | 41.0276 | 41.0276 | 41.0276 | 41.0276
3775 | Clinch River | 1 | 3775¦1 | VA | 237.5 | 329410 | 2.9794 | 2.9794 | 2.9794 | 2.9794 | 2.9794 | 2.9794 | 2.9794 | 2.9794 | 50.6712 | 80.8613 | 80.8613 | 80.8613 | 80.8613 | 80.8613 | 80.8613 | 80.8613 | 80.8613 | 80.8613 | 80.8613 | 80.8613
3775 | Clinch River | 2 | 3775¦2 | VA | 237.5 | 257339.3333 | 3.2653 | 3.2653 | 3.2653 | 3.2653 | 3.2653 | 3.2653 | 3.2653 | 3.2653 | 25.5573 | 64.042 | 64.042 | 64.042 | 64.042 | 64.042 | 64.042 | 64.042 | 64.042 | 64.042 | 64.042 | 64.042
3775 | Clinch River | 3 | 3775¦3 | VA | 237.5 | 224037.6667 | 3.3687 | 3.3687 | 3.3687 | 3.3687 | 3.3687 | 3.3687 | 3.3687 | 3.3687 | 28.0866 | 72.2067 | 72.2067 | 72.2067 | 72.2067 | 72.2067 | 72.2067 | 72.2067 | 72.2067 | 72.2067 | 72.2067 | 72.2067
3776 | Glen Lyn | 5 | 3776¦5 | VA | 100 | 28935.6667 | 0 | 0 | 0 | 0 | 0 | 0 | 0 | 0 | 106.1153 | 450.8995 | 450.8995 | 450.8995 | 450.8995 | 450.8995 | 450.8995 | 450.8995 | 450.8995 | 450.8995 | 450.8995 | 450.8995
3776 | Glen Lyn | 6 | 3776¦6 | VA | 237.5 | 85715 | 0 | 0 | 0 | 0 | 0 | 0 | 0 | 0 | 52.8175 | 228.8711 | 228.8711 | 228.8711 | 228.8711 | 228.8711 | 228.8711 | 228.8711 | 228.8711 | 228.8711 | 228.8711 | 228.8711
3935 | John E Amos | 1 | 3935¦1 | WV | 816.3 | 3786726.3333 | 2.3177 | 2.3177 | 2.3177 | 2.3177 | 2.3177 | 2.3177 | 2.3177 | 2.3177 | 2.3177 | 5.3734 | 5.3734 | 5.3734 | 5.3734 | 5.3734 | 5.3734 | 5.3734 | 5.3734 | 5.3734 | 5.3734 | 5.3734
3935 | John E Amos | 2 | 3935¦2 | WV | 816.3 | 4419151 | 2.2249 | 2.2249 | 2.2249 | 2.2249 | 2.2249 | 2.2249 | 2.2249 | 2.2249 | 2.2249 | 4.8698 | 4.8698 | 4.8698 | 4.8698 | 4.8698 | 4.8698 | 4.8698 | 4.8698 | 4.8698 | 4.8698 | 4.8698
3935 | John E Amos | 3 | 3935¦3 | WV | 1300 | 5402898 | 2.2031 | 2.2031 | 2.2031 | 2.2031 | 2.2031 | 2.2031 | 2.2031 | 2.2031 | 2.2031 | 4.9607 | 4.9607 | 4.9607 | 4.9607 | 4.9607 | 4.9607 | 4.9607 | 4.9607 | 4.9607 | 4.9607 | 4.9607
3936 | Kanawha River | 1 | 3936¦1 | WV | 219.6 | 551092.6667 | 0 | 0 | 0 | 0 | 0 | 0 | 0 | 0 | 21.2682 | 45.3328 | 45.3328 | 45.3328 | 45.3328 | 45.3328 | 45.3328 | 45.3328 | 45.3328 | 45.3328 | 45.3328 | 45.3328
3936 | Kanawha River | 2 | 3936¦2 | WV | 219.6 | 606756 | 0 | 0 | 0 | 0 | 0 | 0 | 0 | 0 | 20.6494 | 42.6047 | 42.6047 | 42.6047 | 42.6047 | 42.6047 | 42.6047 | 42.6047 | 42.6047 | 42.6047 | 42.6047 | 42.6047
3938 | Philip Sporn | 1 | 3938¦1 | WV | 152.5 | 249097.3333 | 0 | 0 | 0 | 0 | 0 | 0 | 0 | 0 | 28.3016 | 68.6632 | 68.6632 | 68.6632 | 68.6632 | 68.6632 | 68.6632 | 68.6632 | 68.6632 | 68.6632 | 68.6632 | 68.6632
3938 | Philip Sporn | 2 | 3938¦2 | WV | 152.5 | 457326.6667 | 0 | 0 | 0 | 0 | 0 | 0 | 0 | 0 | 22.6542 | 45.5263 | 45.5263 | 45.5263 | 45.5263 | 45.5263 | 45.5263 | 45.5263 | 45.5263 | 45.5263 | 45.5263 | 45.5263
3938 | Philip Sporn | 3 | 3938¦3 | WV | 152.5 | 300961 | 0 | 0 | 0 | 0 | 0 | 0 | 0 | 0 | 26.8356 | 60.4031 | 60.4031 | 60.4031 | 60.4031 | 60.4031 | 60.4031 | 60.4031 | 60.4031 | 60.4031 | 60.4031 | 60.4031
3938 | Philip Sporn | 4 | 3938¦4 | WV | 152.5 | 162653 | 0 | 0 | 0 | 0 | 0 | 0 | 0 | 0 | 34.571 | 95.785 | 95.785 | 95.785 | 95.785 | 95.785 | 95.785 | 95.785 | 95.785 | 95.785 | 95.785 | 95.785
6264 | Mountaineer | 1 | 6264¦1 | WV | 1300 | 7335076.6667 | 2.0251 | 2.0251 | 2.0251 | 2.0251 | 2.0251 | 2.0251 | 2.0251 | 2.0251 | 2.0251 | 5.3419 | 5.3419 | 5.3419 | 5.3419 | 5.3419 | 5.3419 | 5.3419 | 5.3419 | 5.3419 | 5.3419 | 5.3419
160 | Apache Station | ST2 | 160¦ST2 | AZ | 204 | 1013294.3333 | 3.0034 | 3.0034 | 3.0034 | 3.0034 | 3.0034 | 3.0034 | 3.0034 | 3.0034 | 3.0034 | 17.8382 | 17.8382 | 17.8382 | 17.8382 | 17.8382 | 17.8382 | 17.8382 | 17.8382 | 17.8382 | 17.8382 | 17.8382
160 | Apache Station | ST3 | 160¦ST3 | AZ | 204 | 1163114.3333 | 2.8457 | 2.8457 | 2.8457 | 2.8457 | 2.8457 | 2.8457 | 2.8457 | 2.8457 | 2.8457 | 16.1027 | 16.1027 | 16.1027 | 16.1027 | 16.1027 | 16.1027 | 16.1027 | 16.1027 | 16.1027 | 16.1027 | 16.1027
113 | Cholla | 1 | 113¦1 | AZ | 113.6 | 813693.3333 | 3.3708 | 3.3708 | 3.3708 | 3.3708 | 5.3728 | 5.3728 | 5.3728 | 5.3728 | 5.3728 | 16.5706 | 16.5706 | 16.5706 | 16.5706 | 16.5706 | 16.5706 | 16.5706 | 16.5706 | 16.5706 | 16.5706 | 16.5706
113 | Cholla | 2 | 113¦2 | AZ | 288.9 | 1686447.3333 | 1.8048 | 1.8048 | 1.8048 | 1.8048 | 1.8048 | 1.8048 | 1.8048 | 1.8048 | 1.8048 | 9.9464 | 9.9464 | 9.9464 | 9.9464 | 9.9464 | 9.9464 | 9.9464 | 9.9464 | 9.9464 | 9.9464 | 9.9464
113 | Cholla | 3 | 113¦3 | AZ | 312.3 | 1665027 | 2.6172 | 2.6172 | 2.6172 | 2.6172 | 4.182 | 4.182 | 4.182 | 4.182 | 4.182 | 12.2672 | 12.2672 | 12.2672 | 12.2672 | 12.2672 | 12.2672 | 12.2672 | 12.2672 | 12.2672 | 12.2672 | 12.2672
113 | Cholla | 4 | 113¦4 | AZ | 414 | 2575352 | 2.1888 | 2.1888 | 2.1888 | 2.1888 | 3.6144 | 3.6144 | 3.6144 | 3.6144 | 3.6144 | 9.7653 | 9.7653 | 9.7653 | 9.7653 | 9.7653 | 9.7653 | 9.7653 | 9.7653 | 9.7653 | 9.7653 | 9.7653
2442 | Four Corners | 4 | 2442¦4 | NM | 818.1 | 4849705 | 1.8023 | 1.8023 | 1.8023 | 1.8023 | 2.9526 | 2.9526 | 2.9526 | 2.9526 | 2.9526 | 8.1554 | 8.1554 | 8.1554 | 8.1554 | 8.1554 | 8.1554 | 8.1554 | 8.1554 | 8.1554 | 8.1554 | 8.1554
2442 | Four Corners | 5 | 2442¦5 | NM | 818.1 | 4432362 | 1.8655 | 1.8655 | 1.8655 | 1.8655 | 3.0287 | 3.0287 | 3.0287 | 3.0287 | 3.0287 | 8.5435 | 8.5435 | 8.5435 | 8.5435 | 8.5435 | 8.5435 | 8.5435 | 8.5435 | 8.5435 | 8.5435 | 8.5435
6009 | White Bluff | 1 | 6009¦1 | AR | 900 | 5085230.3333 | 0.082238 | 0.082238 | 0.082238 | 0.082238 | 0.082238 | 0.082238 | 0.082238 | 0.082238 | 7.7543 | 11.7325 | 11.7325 | 11.7325 | 11.7325 | 11.7325 | 11.7325 | 11.7325 | 11.7325 | 11.7325 | 11.7325 | 11.7325
6009 | White Bluff | 2 | 6009¦2 | AR | 900 | 5113062 | 0.081493 | 0.081493 | 0.081493 | 0.081493 | 0.081493 | 0.081493 | 0.081493 | 0.081493 | 7.8009 | 11.7371 | 11.7371 | 11.7371 | 11.7371 | 11.7371 | 11.7371 | 11.7371 | 11.7371 | 11.7371 | 11.7371 | 11.7371
6641 | Independence (AR) | 1 | 6641¦1 | AR | 900 | 5164380 | 0.081229 | 0.081229 | 0.081229 | 0.081229 | 0.081229 | 0.081229 | 0.081229 | 0.081229 | 7.2345 | 11.2603 | 11.2603 | 11.2603 | 11.2603 | 11.2603 | 11.2603 | 11.2603 | 11.2603 | 11.2603 | 11.2603 | 11.2603
6641 | Independence (AR) | 2 | 6641¦2 | AR | 900 | 5435842.3333 | 0.077166 | 0.077166 | 0.077166 | 0.077166 | 0.077166 | 0.077166 | 0.077166 | 0.077166 | 7.0177 | 10.9087 | 10.9087 | 10.9087 | 10.9087 | 10.9087 | 10.9087 | 10.9087 | 10.9087 | 10.9087 | 10.9087 | 10.9087
2167 | New Madrid | 1 | 2167¦1 | MO | 650 | 4035887.3333 | 0 | 0 | 0 | 0 | 0 | 0 | 0 | 0 | 5.7878 | 11.1264 | 11.1264 | 11.1264 | 11.1264 | 11.1264 | 11.1264 | 11.1264 | 11.1264 | 11.1264 | 11.1264 | 11.1264
2167 | New Madrid | 2 | 2167¦2 | MO | 650 | 4060403.6667 | 0 | 0 | 0 | 0 | 0 | 0 | 0 | 0 | 5.8638 | 10.892 | 10.892 | 10.892 | 10.892 | 10.892 | 10.892 | 10.892 | 10.892 | 10.892 | 10.892 | 10.892
2168 | Thomas Hill | 1 | 2168¦1 | MO | 171.7 | 1208989 | 0 | 0 | 0 | 0 | 0 | 0 | 0 | 0 | 6.713 | 15.5498 | 15.5498 | 15.5498 | 15.5498 | 15.5498 | 15.5498 | 15.5498 | 15.5498 | 15.5498 | 15.5498 | 15.5498
2168 | Thomas Hill | 2 | 2168¦2 | MO | 272 | 1922014.3333 | 0 | 0 | 0 | 0 | 0 | 0 | 0 | 0 | 6.2615 | 13.3309 | 13.3309 | 13.3309 | 13.3309 | 13.3309 | 13.3309 | 13.3309 | 13.3309 | 13.3309 | 13.3309 | 13.3309
2168 | Thomas Hill | 3 | 2168¦3 | MO | 738 | 4662150.6667 | 1.537 | 1.537 | 1.537 | 1.537 | 1.537 | 1.537 | 1.537 | 1.537 | 1.537 | 7.0007 | 7.0007 | 7.0007 | 7.0007 | 7.0007 | 7.0007 | 7.0007 | 7.0007 | 7.0007 | 7.0007 | 7.0007
2817 | Leland Olds | 1 | 2817¦1 | ND | 216 | 1165902.3333 | 2.2563 | 2.2563 | 2.2563 | 2.2563 | 2.2563 | 2.2563 | 2.2563 | 2.2563 | 2.2563 | 13.9039 | 13.9039 | 13.9039 | 13.9039 | 13.9039 | 13.9039 | 13.9039 | 13.9039 | 13.9039 | 13.9039 | 13.9039
2817 | Leland Olds | 2 | 2817¦2 | ND | 440 | 2486638.3333 | 1.5567 | 1.5567 | 1.5567 | 1.5567 | 1.5567 | 1.5567 | 1.5567 | 1.5567 | 1.5567 | 10.0239 | 10.0239 | 10.0239 | 10.0239 | 10.0239 | 10.0239 | 10.0239 | 10.0239 | 10.0239 | 10.0239 | 10.0239
6204 | Laramie River Station | 1 | 6204¦1 | WY | 570 | 3452861.3333 | 1.5678 | 1.5678 | 1.5678 | 1.5678 | 1.5678 | 1.5678 | 1.5678 | 1.5678 | 1.5678 | 6.4362 | 6.4362 | 6.4362 | 6.4362 | 6.4362 | 6.4362 | 6.4362 | 6.4362 | 6.4362 | 6.4362 | 6.4362
6204 | Laramie River Station | 2 | 6204¦2 | WY | 570 | 3777550.6667 | 1.511 | 1.511 | 1.511 | 1.511 | 1.511 | 1.511 | 1.511 | 1.511 | 1.511 | 6.0306 | 6.0306 | 6.0306 | 6.0306 | 6.0306 | 6.0306 | 6.0306 | 6.0306 | 6.0306 | 6.0306 | 6.0306
6204 | Laramie River Station | 3 | 6204¦3 | WY | 570 | 3726920.3333 | 0.38993 | 0.38993 | 0.38993 | 0.38993 | 0.38993 | 0.38993 | 0.38993 | 0.38993 | 0.38993 | 4.5649 | 4.5649 | 4.5649 | 4.5649 | 4.5649 | 4.5649 | 4.5649 | 4.5649 | 4.5649 | 4.5649 | 4.5649
6469 | Antelope Valley | 1 | 6469¦1 | ND | 434.9 | 3050039.3333 | 1.0505 | 1.0505 | 1.0505 | 1.0505 | 2.6132 | 2.6132 | 2.6132 | 2.6132 | 2.6132 | 8.0869 | 8.0869 | 8.0869 | 8.0869 | 8.0869 | 8.0869 | 8.0869 | 8.0869 | 8.0869 | 8.0869 | 8.0869
6469 | Antelope Valley | 2 | 6469¦2 | ND | 434.9 | 3053794 | 1.0498 | 1.0498 | 1.0498 | 1.0498 | 2.6122 | 2.6122 | 2.6122 | 2.6122 | 2.6122 | 8.0709 | 8.0709 | 8.0709 | 8.0709 | 8.0709 | 8.0709 | 8.0709 | 8.0709 | 8.0709 | 8.0709 | 8.0709
1381 | Kenneth C Coleman | 1 | 1381¦1 | KY | 205 | 781060.6667 | 2.882 | 2.882 | 2.882 | 2.882 | 2.882 | 2.882 | 2.882 | 2.882 | 2.882 | 19.6176 | 19.6176 | 19.6176 | 19.6176 | 19.6176 | 19.6176 | 19.6176 | 19.6176 | 19.6176 | 19.6176 | 19.6176
1381 | Kenneth C Coleman | 2 | 1381¦2 | KY | 205 | 767927.6667 | 2.9231 | 2.9231 | 2.9231 | 2.9231 | 2.9231 | 2.9231 | 2.9231 | 2.9231 | 2.9231 | 19.9327 | 19.9327 | 19.9327 | 19.9327 | 19.9327 | 19.9327 | 19.9327 | 19.9327 | 19.9327 | 19.9327 | 19.9327
1381 | Kenneth C Coleman | 3 | 1381¦3 | KY | 192 | 887922.3333 | 2.6499 | 2.6499 | 2.6499 | 2.6499 | 2.6499 | 2.6499 | 2.6499 | 2.6499 | 2.6499 | 17.1258 | 17.1258 | 17.1258 | 17.1258 | 17.1258 | 17.1258 | 17.1258 | 17.1258 | 17.1258 | 17.1258 | 17.1258
1382 | HMP&L Station Two Henderson | 1 | 1382¦1 | KY | 200 | 1058270.3333 | 4.1718 | 4.1718 | 4.1718 | 4.1718 | 4.1718 | 4.1718 | 4.1718 | 4.1718 | 4.1718 | 16.4595 | 16.4595 | 16.4595 | 16.4595 | 16.4595 | 16.4595 | 16.4595 | 16.4595 | 16.4595 | 16.4595 | 16.4595
1382 | HMP&L Station Two Henderson | 2 | 1382¦2 | KY | 205 | 1018316 | 4.3553 | 4.3553 | 4.3553 | 4.3553 | 4.3553 | 4.3553 | 4.3553 | 4.3553 | 4.3553 | 17.2872 | 17.2872 | 17.2872 | 17.2872 | 17.2872 | 17.2872 | 17.2872 | 17.2872 | 17.2872 | 17.2872 | 17.2872
1383 | Robert A Reid | 1 | 1383¦1 | KY | 96 | 4030.3333 | 107.1217 | 107.1217 | 107.1217 | 107.1217 | 107.1217 | 107.1217 | 107.1217 | 107.1217 | 1084.8013 | 5608.7711 | 5608.7711 | 5608.7711 | 5608.7711 | 5608.7711 | 5608.7711 | 5608.7711 | 5608.7711 | 5608.7711 | 5608.7711 | 5608.7711
6639 | R D Green | 1 | 6639¦1 | KY | 293 | 1667006.3333 | 2.1894 | 2.1894 | 2.1894 | 2.1894 | 2.1894 | 2.1894 | 2.1894 | 2.1894 | 2.1894 | 11.9993 | 11.9993 | 11.9993 | 11.9993 | 11.9993 | 11.9993 | 11.9993 | 11.9993 | 11.9993 | 11.9993 | 11.9993
6639 | R D Green | 2 | 6639¦2 | KY | 293 | 1584414 | 2.1899 | 2.1899 | 2.1899 | 2.1899 | 2.1899 | 2.1899 | 2.1899 | 2.1899 | 2.1899 | 12.5388 | 12.5388 | 12.5388 | 12.5388 | 12.5388 | 12.5388 | 12.5388 | 12.5388 | 12.5388 | 12.5388 | 12.5388
6823 | D B Wilson | 1 | 6823¦1 | KY | 509.4 | 3137886.6667 | 2.8056 | 2.8056 | 2.8056 | 2.8056 | 2.8056 | 2.8056 | 2.8056 | 2.8056 | 2.8056 | 9.5854 | 9.5854 | 9.5854 | 9.5854 | 9.5854 | 9.5854 | 9.5854 | 9.5854 | 9.5854 | 9.5854 | 9.5854
54304 | Birchwood Power | 1 | 54304¦1 | VA | 258.3 | 613659.6667 | 4.6068 | 4.6068 | 4.6068 | 4.6068 | 6.7028 | 6.7028 | 6.7028 | 6.7028 | 6.7028 | 34.1571 | 34.1571 | 34.1571 | 34.1571 | 34.1571 | 34.1571 | 34.1571 | 34.1571 | 34.1571 | 34.1571 | 34.1571
10148 | White Pine Electric Power | GEN1 | 10148¦GEN1 | MI | 20 | 6233.3333 | 65.4071 | 65.4071 | 65.4071 | 65.4071 | 65.4071 | 65.4071 | 65.4071 | 65.4071 | 65.4071 | 65.4071 | 65.4071 | 65.4071 | 65.4071 | 65.4071 | 65.4071 | 65.4071 | 65.4071 | 65.4071 | 65.4071 | 65.4071
10148 | White Pine Electric Power | GEN2 | 10148¦GEN2 | MI | 20 | 5953.3333 | 68.4833 | 68.4833 | 68.4833 | 68.4833 | 68.4833 | 68.4833 | 68.4833 | 68.4833 | 68.4833 | 68.4833 | 68.4833 | 68.4833 | 68.4833 | 68.4833 | 68.4833 | 68.4833 | 68.4833 | 68.4833 | 68.4833 | 68.4833
2706 | Asheville | 1 | 2706¦1 | NC | 206.6 | 760490.3333 | 4.2885 | 4.2885 | 4.2885 | 4.2885 | 4.2885 | 4.2885 | 4.2885 | 4.2885 | 4.2885 | 22.2093 | 22.2093 | 22.2093 | 22.2093 | 22.2093 | 22.2093 | 22.2093 | 22.2093 | 22.2093 | 22.2093 | 22.2093
2706 | Asheville | 2 | 2706¦2 | NC | 207 | 777474.6667 | 4.2588 | 4.2588 | 4.2588 | 4.2588 | 4.2588 | 4.2588 | 4.2588 | 4.2588 | 4.2588 | 21.8267 | 21.8267 | 21.8267 | 21.8267 | 21.8267 | 21.8267 | 21.8267 | 21.8267 | 21.8267 | 21.8267 | 21.8267
2712 | Roxboro | 1 | 2712¦1 | NC | 410.8 | 1891746 | 2.8831 | 2.8831 | 2.8831 | 2.8831 | 2.8831 | 2.8831 | 2.8831 | 2.8831 | 2.8831 | 7.8931 | 7.8931 | 7.8931 | 7.8931 | 7.8931 | 7.8931 | 7.8931 | 7.8931 | 7.8931 | 7.8931 | 7.8931
2712 | Roxboro | 2 | 2712¦2 | NC | 657 | 3775977 | 2.5463 | 2.5463 | 2.5463 | 2.5463 | 2.5463 | 2.5463 | 2.5463 | 2.5463 | 2.5463 | 5.6741 | 5.6741 | 5.6741 | 5.6741 | 5.6741 | 5.6741 | 5.6741 | 5.6741 | 5.6741 | 5.6741 | 5.6741
2712 | Roxboro | 3 | 2712¦3 | NC | 745.2 | 3016856.3333 | 2.7688 | 2.7688 | 2.7688 | 2.7688 | 2.7688 | 2.7688 | 2.7688 | 2.7688 | 2.7688 | 6.895 | 6.895 | 6.895 | 6.895 | 6.895 | 6.895 | 6.895 | 6.895 | 6.895 | 6.895 | 6.895
2712 | Roxboro | 4 | 2712¦4 | NC | 745.2 | 3720418 | 2.6938 | 2.6938 | 2.6938 | 2.6938 | 2.6938 | 2.6938 | 2.6938 | 2.6938 | 2.6938 | 5.8134 | 5.8134 | 5.8134 | 5.8134 | 5.8134 | 5.8134 | 5.8134 | 5.8134 | 5.8134 | 5.8134 | 5.8134
6250 | Mayo | 1 | 6250¦1 | NC | 735.8 | 2920782.3333 | 3.0065 | 3.0065 | 3.0065 | 3.0065 | 3.0065 | 3.0065 | 3.0065 | 3.0065 | 3.0065 | 10.3613 | 10.3613 | 10.3613 | 10.3613 | 10.3613 | 10.3613 | 10.3613 | 10.3613 | 10.3613 | 10.3613 | 10.3613
1131 | Streeter Station | 6 | 1131¦6 | IA | 16.5 | 2107 | 193.2639 | 193.2639 | 193.2639 | 193.2639 | 193.2639 | 193.2639 | 193.2639 | 193.2639 | 193.2639 | 193.2639 | 193.2639 | 193.2639 | 193.2639 | 193.2639 | 193.2639 | 193.2639 | 193.2639 | 193.2639 | 193.2639 | 193.2639
1131 | Streeter Station | 7 | 1131¦7 | IA | 35 | 7715.6667 | 53.5448 | 53.5448 | 53.5448 | 53.5448 | 53.5448 | 53.5448 | 53.5448 | 53.5448 | 306.2741 | 2097.5627 | 2097.5627 | 2097.5627 | 2097.5627 | 2097.5627 | 2097.5627 | 2097.5627 | 2097.5627 | 2097.5627 | 2097.5627 | 2097.5627
2169 | Chamois | 1 | 2169¦1 | MO | 15 | 92 | 0 | 0 | 0 | 0 | 0 | 0 | 0 | 0 | 0 | 0 | 0 | 0 | 0 | 0 | 0 | 0 | 0 | 0 | 0 | 0
2169 | Chamois | 2 | 2169¦2 | MO | 44 | 95862.3333 | 0 | 0 | 0 | 0 | 0 | 0 | 0 | 0 | 58.4019 | 204.282 | 204.282 | 204.282 | 204.282 | 204.282 | 204.282 | 204.282 | 204.282 | 204.282 | 204.282 | 204.282
51 | Dolet Hills | 1 | 51¦1 | LA | 720.7 | 3524322 | 2.4338 | 2.4338 | 2.4338 | 2.4338 | 2.4338 | 2.4338 | 2.4338 | 2.4338 | 2.4338 | 10.221 | 10.221 | 10.221 | 10.221 | 10.221 | 10.221 | 10.221 | 10.221 | 10.221 | 10.221 | 10.221
6190 | Brame Energy Center | 2 | 6190¦2 | LA | 558 | 2528837.6667 | 0.92339 | 0.92339 | 0.92339 | 0.92339 | 0.92339 | 0.92339 | 0.92339 | 0.92339 | 9.3265 | 14.679 | 14.679 | 14.679 | 14.679 | 14.679 | 14.679 | 14.679 | 14.679 | 14.679 | 14.679 | 14.679
6190 | Brame Energy Center | 3 | 6190¦3 | LA | 703.8 | 3301027.6667 | 1.8105 | 1.8105 | 1.8105 | 1.8105 | 3.1188 | 3.1188 | 3.1188 | 3.1188 | 3.1188 | 7.8467 | 7.8467 | 7.8467 | 7.8467 | 7.8467 | 7.8467 | 7.8467 | 7.8467 | 7.8467 | 7.8467 | 7.8467
2830 | Walter C Beckjord | 4 | 2830¦4 | OH | 163.2 | 166079.6667 | 0 | 0 | 0 | 0 | 0 | 0 | 0 | 0 | 51.0246 | 108.1966 | 108.1966 | 108.1966 | 108.1966 | 108.1966 | 108.1966 | 108.1966 | 108.1966 | 108.1966 | 108.1966 | 108.1966
2830 | Walter C Beckjord | 5 | 2830¦5 | OH | 244.8 | 754020 | 0 | 0 | 0 | 0 | 0 | 0 | 0 | 0 | 49.2878 | 66.018 | 66.018 | 66.018 | 66.018 | 66.018 | 66.018 | 66.018 | 66.018 | 66.018 | 66.018 | 66.018
2830 | Walter C Beckjord | 6 | 2830¦6 | OH | 460.8 | 1484571.3333 | 0 | 0 | 0 | 0 | 0 | 0 | 0 | 0 | 43.3496 | 55.5916 | 55.5916 | 55.5916 | 55.5916 | 55.5916 | 55.5916 | 55.5916 | 55.5916 | 55.5916 | 55.5916 | 55.5916
2832 | Miami Fort | 6 | 2832¦6 | OH | 163.2 | 1023103.6667 | 0 | 0 | 0 | 0 | 0 | 0 | 0 | 0 | 39.0863 | 49.5083 | 49.5083 | 49.5083 | 49.5083 | 49.5083 | 49.5083 | 49.5083 | 49.5083 | 49.5083 | 49.5083 | 49.5083
2832 | Miami Fort | 7 | 2832¦7 | OH | 557.1 | 3783577.6667 | 2.6744 | 2.6744 | 2.6744 | 2.6744 | 2.6744 | 2.6744 | 2.6744 | 2.6744 | 2.6744 | 6.5193 | 6.5193 | 6.5193 | 6.5193 | 6.5193 | 6.5193 | 6.5193 | 6.5193 | 6.5193 | 6.5193 | 6.5193
2832 | Miami Fort | 8 | 2832¦8 | OH | 557.7 | 3470360 | 2.7561 | 2.7561 | 2.7561 | 2.7561 | 2.7561 | 2.7561 | 2.7561 | 2.7561 | 2.7561 | 6.9242 | 6.9242 | 6.9242 | 6.9242 | 6.9242 | 6.9242 | 6.9242 | 6.9242 | 6.9242 | 6.9242 | 6.9242
6019 | W H Zimmer | ST1 | 6019¦ST1 | OH | 1425.6 | 7142126.3333 | 2.7002 | 2.7002 | 2.7002 | 2.7002 | 2.7002 | 2.7002 | 2.7002 | 2.7002 | 2.7002 | 6.3595 | 6.3595 | 6.3595 | 6.3595 | 6.3595 | 6.3595 | 6.3595 | 6.3595 | 6.3595 | 6.3595 | 6.3595
55076 | Red Hills Generating Facility | RHGF | 55076¦RHGF | MS | 513.7 | 2721027.6667 | 0.77006 | 0.77006 | 0.77006 | 0.77006 | 2.3911 | 2.3911 | 2.3911 | 2.3911 | 7.1932 | 14.9376 | 14.9376 | 14.9376 | 14.9376 | 14.9376 | 14.9376 | 14.9376 | 14.9376 | 14.9376 | 14.9376 | 14.9376
992 | CC Perry K | 6 | 992¦6 | IN | 5 | 3724.6843 | 109.0284 | 109.0284 | 109.0284 | 109.0284 | 109.0284 | 109.0284 | 109.0284 | 109.0284 | 109.0284 | 109.0284 | 109.0284 | 109.0284 | 109.0284 | 109.0284 | 109.0284 | 109.0284 | 109.0284 | 109.0284 | 109.0284 | 109.0284
492 | Martin Drake | 5 | 492¦5 | CO | 50 | 255699.3333 | 8.7617 | 8.7617 | 8.7617 | 8.7617 | 12.3877 | 12.3877 | 12.3877 | 12.3877 | 12.3877 | 46.7059 | 46.7059 | 46.7059 | 46.7059 | 46.7059 | 46.7059 | 46.7059 | 46.7059 | 46.7059 | 46.7059 | 46.7059
492 | Martin Drake | 6 | 492¦6 | CO | 75 | 446893.6667 | 6.3274 | 6.3274 | 6.3274 | 6.3274 | 9.0013 | 9.0013 | 9.0013 | 9.0013 | 9.0013 | 34.5795 | 34.5795 | 34.5795 | 34.5795 | 34.5795 | 34.5795 | 34.5795 | 34.5795 | 34.5795 | 34.5795 | 34.5795
492 | Martin Drake | 7 | 492¦7 | CO | 132 | 653184 | 4.9787 | 4.9787 | 4.9787 | 4.9787 | 7.2041 | 7.2041 | 7.2041 | 7.2041 | 7.2041 | 30.6043 | 30.6043 | 30.6043 | 30.6043 | 30.6043 | 30.6043 | 30.6043 | 30.6043 | 30.6043 | 30.6043 | 30.6043
8219 | Ray D Nixon | 1 | 8219¦1 | CO | 207 | 1467447 | 1.5698 | 1.5698 | 1.5698 | 1.5698 | 3.2172 | 3.2172 | 3.2172 | 3.2172 | 3.2172 | 16.5476 | 16.5476 | 16.5476 | 16.5476 | 16.5476 | 16.5476 | 16.5476 | 16.5476 | 16.5476 | 16.5476 | 16.5476
2123 | Columbia (MO) | 5 | 2123¦5 | MO | 16.5 | 8271.3333 | 53.2498 | 53.2498 | 53.2498 | 53.2498 | 53.2498 | 53.2498 | 53.2498 | 53.2498 | 53.2498 | 53.2498 | 53.2498 | 53.2498 | 53.2498 | 53.2498 | 53.2498 | 53.2498 | 53.2498 | 53.2498 | 53.2498 | 53.2498
2123 | Columbia (MO) | 7 | 2123¦7 | MO | 22 | 18300 | 24.7592 | 24.7592 | 24.7592 | 24.7592 | 24.7592 | 24.7592 | 24.7592 | 24.7592 | 24.7592 | 24.7592 | 24.7592 | 24.7592 | 24.7592 | 24.7592 | 24.7592 | 24.7592 | 24.7592 | 24.7592 | 24.7592 | 24.7592
54144 | Piney Creek Project | GEN1 | 54144¦GEN1 | PA | 36.2 | 115434.3333 | 13.5111 | 13.5111 | 13.5111 | 13.5111 | 19.7841 | 19.7841 | 19.7841 | 19.7841 | 19.7841 | 140.5947 | 140.5947 | 140.5947 | 140.5947 | 140.5947 | 140.5947 | 140.5947 | 140.5947 | 140.5947 | 140.5947 | 140.5947
10784 | Colstrip Energy LP | GEN1 | 10784¦GEN1 | MT | 46.1 | 209341.6667 | 38.2191 | 38.2191 | 38.2191 | 38.2191 | 38.2191 | 38.2191 | 38.2191 | 38.2191 | 38.2191 | 106.0263 | 106.0263 | 106.0263 | 106.0263 | 106.0263 | 106.0263 | 106.0263 | 106.0263 | 106.0263 | 106.0263 | 106.0263
1695 | B C Cobb | 4 | 1695¦4 | MI | 156.3 | 834364.6667 | 0 | 0 | 0 | 0 | 0 | 0 | 0 | 0 | 13.2488 | 29.1411 | 29.1411 | 29.1411 | 29.1411 | 29.1411 | 29.1411 | 29.1411 | 29.1411 | 29.1411 | 29.1411 | 29.1411
1695 | B C Cobb | 5 | 1695¦5 | MI | 156.3 | 916924 | 0 | 0 | 0 | 0 | 0 | 0 | 0 | 0 | 12.8767 | 27.1195 | 27.1195 | 27.1195 | 27.1195 | 27.1195 | 27.1195 | 27.1195 | 27.1195 | 27.1195 | 27.1195 | 27.1195
1702 | Dan E Karn | 1A | 1702¦1A | MI | 136 | 1078705 | 2.6444 | 2.6444 | 2.6444 | 2.6444 | 4.4949 | 4.4949 | 4.4949 | 4.4949 | 4.4949 | 15.2394 | 15.2394 | 15.2394 | 15.2394 | 15.2394 | 15.2394 | 15.2394 | 15.2394 | 15.2394 | 15.2394 | 15.2394
1702 | Dan E Karn | 2A | 1702¦2A | MI | 136 | 1217495.6667 | 2.47 | 2.47 | 2.47 | 2.47 | 4.2634 | 4.2634 | 4.2634 | 4.2634 | 4.2634 | 13.7988 | 13.7988 | 13.7988 | 13.7988 | 13.7988 | 13.7988 | 13.7988 | 13.7988 | 13.7988 | 13.7988 | 13.7988
1710 | J H Campbell | 1 | 1710¦1 | MI | 265.2 | 1666541.3333 | 6.8144 | 6.8144 | 6.8144 | 6.8144 | 8.3462 | 8.3462 | 8.3462 | 8.3462 | 8.3462 | 14.9959 | 14.9959 | 14.9959 | 14.9959 | 14.9959 | 14.9959 | 14.9959 | 14.9959 | 14.9959 | 14.9959 | 14.9959
1710 | J H Campbell | 2 | 1710¦2 | MI | 378.8 | 1480143 | 8.2466 | 8.2466 | 8.2466 | 8.2466 | 9.8111 | 9.8111 | 9.8111 | 9.8111 | 9.8111 | 16.5907 | 16.5907 | 16.5907 | 16.5907 | 16.5907 | 16.5907 | 16.5907 | 16.5907 | 16.5907 | 16.5907 | 16.5907
1710 | J H Campbell | 3 | 1710¦3 | MI | 916.8 | 5170279.6667 | 1.2112 | 1.2112 | 1.2112 | 1.2112 | 1.2112 | 1.2112 | 1.2112 | 1.2112 | 1.2112 | 4.3711 | 4.3711 | 4.3711 | 4.3711 | 4.3711 | 4.3711 | 4.3711 | 4.3711 | 4.3711 | 4.3711 | 4.3711
1720 | J C Weadock | 7 | 1720¦7 | MI | 156.3 | 830708.3333 | 0 | 0 | 0 | 0 | 0 | 0 | 0 | 0 | 11.2209 | 27.3524 | 27.3524 | 27.3524 | 27.3524 | 27.3524 | 27.3524 | 27.3524 | 27.3524 | 27.3524 | 27.3524 | 27.3524
1720 | J C Weadock | 8 | 1720¦8 | MI | 156.3 | 807871.3333 | 0 | 0 | 0 | 0 | 0 | 0 | 0 | 0 | 11.3024 | 27.8551 | 27.8551 | 27.8551 | 27.8551 | 27.8551 | 27.8551 | 27.8551 | 27.8551 | 27.8551 | 27.8551 | 27.8551
1723 | J R Whiting | 1 | 1723¦1 | MI | 106.3 | 507099.3333 | 0 | 0 | 0 | 0 | 0 | 0 | 0 | 0 | 11.8152 | 32.8515 | 32.8515 | 32.8515 | 32.8515 | 32.8515 | 32.8515 | 32.8515 | 32.8515 | 32.8515 | 32.8515 | 32.8515
1723 | J R Whiting | 2 | 1723¦2 | MI | 106.3 | 484184.3333 | 0 | 0 | 0 | 0 | 0 | 0 | 0 | 0 | 11.9381 | 33.9644 | 33.9644 | 33.9644 | 33.9644 | 33.9644 | 33.9644 | 33.9644 | 33.9644 | 33.9644 | 33.9644 | 33.9644
1723 | J R Whiting | 3 | 1723¦3 | MI | 132.8 | 616384 | 0 | 0 | 0 | 0 | 0 | 0 | 0 | 0 | 35.6419 | 55.0023 | 55.0023 | 55.0023 | 55.0023 | 55.0023 | 55.0023 | 55.0023 | 55.0023 | 55.0023 | 55.0023 | 55.0023
1217 | Earl F Wisdom | 1 | 1217¦1 | IA | 37.5 | 26730 | 15.4992 | 15.4992 | 15.4992 | 15.4992 | 15.4992 | 15.4992 | 15.4992 | 15.4992 | 110.6966 | 630.6567 | 630.6567 | 630.6567 | 630.6567 | 630.6567 | 630.6567 | 630.6567 | 630.6567 | 630.6567 | 630.6567 | 630.6567
753 | Crisp Plant | 1 | 753¦1 | GA | 12.5 | 135.3333 | 257.1745 | 257.1745 | 257.1745 | 257.1745 | 257.1745 | 257.1745 | 257.1745 | 257.1745 | 257.1745 | 257.1745 | 257.1745 | 257.1745 | 257.1745 | 257.1745 | 257.1745 | 257.1745 | 257.1745 | 257.1745 | 257.1745 | 257.1745
4140 | Alma | 4 | 4140¦4 | WI | 54.4 | 11811 | 4.4553 | 4.4553 | 4.4553 | 4.4553 | 4.4553 | 4.4553 | 4.4553 | 4.4553 | 199.1749 | 1066.1543 | 1066.1543 | 1066.1543 | 1066.1543 | 1066.1543 | 1066.1543 | 1066.1543 | 1066.1543 | 1066.1543 | 1066.1543 | 1066.1543
4140 | Alma | 5 | 4140¦5 | WI | 81.6 | 36733.3333 | 2.9074 | 2.9074 | 2.9074 | 2.9074 | 2.9074 | 2.9074 | 2.9074 | 2.9074 | 86.145 | 426.0329 | 426.0329 | 426.0329 | 426.0329 | 426.0329 | 426.0329 | 426.0329 | 426.0329 | 426.0329 | 426.0329 | 426.0329
4143 | Genoa | ST3 | 4143¦ST3 | WI | 345.6 | 1321141.6667 | 1.4549 | 1.4549 | 1.4549 | 1.4549 | 3.1744 | 3.1744 | 3.1744 | 3.1744 | 3.1744 | 17.7531 | 17.7531 | 17.7531 | 17.7531 | 17.7531 | 17.7531 | 17.7531 | 17.7531 | 17.7531 | 17.7531 | 17.7531
4271 | John P Madgett | 1 | 4271¦1 | WI | 387 | 1923143.3333 | 5.2897 | 5.2897 | 5.2897 | 5.2897 | 6.8352 | 6.8352 | 6.8352 | 6.8352 | 6.8352 | 17.812 | 17.812 | 17.812 | 17.812 | 17.812 | 17.812 | 17.812 | 17.812 | 17.812 | 17.812 | 17.812
2848 | O H Hutchings | 3 | 2848¦3 | OH | 69 | 4984.3333 | 0 | 0 | 0 | 0 | 0 | 0 | 0 | 0 | 642.5574 | 2692.7635 | 2692.7635 | 2692.7635 | 2692.7635 | 2692.7635 | 2692.7635 | 2692.7635 | 2692.7635 | 2692.7635 | 2692.7635 | 2692.7635
2848 | O H Hutchings | 5 | 2848¦5 | OH | 69 | 6020 | 0 | 0 | 0 | 0 | 0 | 0 | 0 | 0 | 538.9977 | 2236.8702 | 2236.8702 | 2236.8702 | 2236.8702 | 2236.8702 | 2236.8702 | 2236.8702 | 2236.8702 | 2236.8702 | 2236.8702 | 2236.8702
2848 | O H Hutchings | 6 | 2848¦6 | OH | 69 | 3270.3333 | 0 | 0 | 0 | 0 | 0 | 0 | 0 | 0 | 958.0479 | 4081.6237 | 4081.6237 | 4081.6237 | 4081.6237 | 4081.6237 | 4081.6237 | 4081.6237 | 4081.6237 | 4081.6237 | 4081.6237 | 4081.6237
2850 | J M Stuart | 1 | 2850¦1 | OH | 610.2 | 3143990.6667 | 1.4783 | 1.4783 | 1.4783 | 1.4783 | 1.4783 | 1.4783 | 1.4783 | 1.4783 | 1.4783 | 6.2864 | 6.2864 | 6.2864 | 6.2864 | 6.2864 | 6.2864 | 6.2864 | 6.2864 | 6.2864 | 6.2864 | 6.2864
2850 | J M Stuart | 2 | 2850¦2 | OH | 610.2 | 2941172 | 1.5952 | 1.5952 | 1.5952 | 1.5952 | 1.5952 | 1.5952 | 1.5952 | 1.5952 | 1.5952 | 6.8265 | 6.8265 | 6.8265 | 6.8265 | 6.8265 | 6.8265 | 6.8265 | 6.8265 | 6.8265 | 6.8265 | 6.8265
2850 | J M Stuart | 3 | 2850¦3 | OH | 610.2 | 2660726.6667 | 1.6274 | 1.6274 | 1.6274 | 1.6274 | 1.6274 | 1.6274 | 1.6274 | 1.6274 | 1.6274 | 7.1759 | 7.1759 | 7.1759 | 7.1759 | 7.1759 | 7.1759 | 7.1759 | 7.1759 | 7.1759 | 7.1759 | 7.1759
2850 | J M Stuart | 4 | 2850¦4 | OH | 610.2 | 2972639 | 1.6824 | 1.6824 | 1.6824 | 1.6824 | 1.6824 | 1.6824 | 1.6824 | 1.6824 | 1.6824 | 6.4831 | 6.4831 | 6.4831 | 6.4831 | 6.4831 | 6.4831 | 6.4831 | 6.4831 | 6.4831 | 6.4831 | 6.4831
6031 | Killen Station | 2 | 6031¦2 | OH | 660.6 | 3621366.3333 | 3.3675 | 3.3675 | 3.3675 | 3.3675 | 3.3675 | 3.3675 | 3.3675 | 3.3675 | 3.3675 | 9.2807 | 9.2807 | 9.2807 | 9.2807 | 9.2807 | 9.2807 | 9.2807 | 9.2807 | 9.2807 | 9.2807 | 9.2807
1733 | Monroe (MI) | 1 | 1733¦1 | MI | 817.2 | 3849141 | 1.306 | 1.306 | 1.306 | 1.306 | 1.306 | 1.306 | 1.306 | 1.306 | 1.306 | 5.0946 | 5.0946 | 5.0946 | 5.0946 | 5.0946 | 5.0946 | 5.0946 | 5.0946 | 5.0946 | 5.0946 | 5.0946
1733 | Monroe (MI) | 2 | 1733¦2 | MI | 822.6 | 3539149.6667 | 1.6086 | 1.6086 | 1.6086 | 1.6086 | 1.6086 | 1.6086 | 1.6086 | 1.6086 | 1.6086 | 6.3304 | 6.3304 | 6.3304 | 6.3304 | 6.3304 | 6.3304 | 6.3304 | 6.3304 | 6.3304 | 6.3304 | 6.3304
1733 | Monroe (MI) | 3 | 1733¦3 | MI | 822.6 | 4446894 | 1.2438 | 1.2438 | 1.2438 | 1.2438 | 1.2438 | 1.2438 | 1.2438 | 1.2438 | 1.2438 | 4.6483 | 4.6483 | 4.6483 | 4.6483 | 4.6483 | 4.6483 | 4.6483 | 4.6483 | 4.6483 | 4.6483 | 4.6483
1733 | Monroe (MI) | 4 | 1733¦4 | MI | 817.2 | 3832315.3333 | 1.3232 | 1.3232 | 1.3232 | 1.3232 | 1.3232 | 1.3232 | 1.3232 | 1.3232 | 1.3232 | 5.1466 | 5.1466 | 5.1466 | 5.1466 | 5.1466 | 5.1466 | 5.1466 | 5.1466 | 5.1466 | 5.1466 | 5.1466
1740 | River Rouge | 2 | 1740¦2 | MI | 292.5 | 1040017 | 0 | 0 | 0 | 0 | 0 | 0 | 0 | 0 | 12.3155 | 25.3743 | 25.3743 | 25.3743 | 25.3743 | 25.3743 | 25.3743 | 25.3743 | 25.3743 | 25.3743 | 25.3743 | 25.3743
1740 | River Rouge | 3 | 1740¦3 | MI | 358.1 | 1275737.6667 | 0 | 0 | 0 | 0 | 0 | 0 | 0 | 0 | 11.4795 | 23.6616 | 23.6616 | 23.6616 | 23.6616 | 23.6616 | 23.6616 | 23.6616 | 23.6616 | 23.6616 | 23.6616 | 23.6616
1743 | St Clair | 1 | 1743¦1 | MI | 168.7 | 611592 | 0 | 0 | 0 | 0 | 0 | 0 | 0 | 0 | 13.2726 | 28.5339 | 28.5339 | 28.5339 | 28.5339 | 28.5339 | 28.5339 | 28.5339 | 28.5339 | 28.5339 | 28.5339 | 28.5339
1743 | St Clair | 2 | 1743¦2 | MI | 156.2 | 618988 | 0 | 0 | 0 | 0 | 0 | 0 | 0 | 0 | 12.8291 | 27.5288 | 27.5288 | 27.5288 | 27.5288 | 27.5288 | 27.5288 | 27.5288 | 27.5288 | 27.5288 | 27.5288 | 27.5288
1743 | St Clair | 3 | 1743¦3 | MI | 156.2 | 607041.3333 | 0 | 0 | 0 | 0 | 0 | 0 | 0 | 0 | 13.3077 | 28.477 | 28.477 | 28.477 | 28.477 | 28.477 | 28.477 | 28.477 | 28.477 | 28.477 | 28.477 | 28.477
1743 | St Clair | 4 | 1743¦4 | MI | 168.7 | 687162.3333 | 0 | 0 | 0 | 0 | 0 | 0 | 0 | 0 | 12.031 | 25.5004 | 25.5004 | 25.5004 | 25.5004 | 25.5004 | 25.5004 | 25.5004 | 25.5004 | 25.5004 | 25.5004 | 25.5004
1743 | St Clair | 6 | 1743¦6 | MI | 352.7 | 1283485.3333 | 0 | 0 | 0 | 0 | 0 | 0 | 0 | 0 | 16.2508 | 25.5888 | 25.5888 | 25.5888 | 25.5888 | 25.5888 | 25.5888 | 25.5888 | 25.5888 | 25.5888 | 25.5888 | 25.5888
1743 | St Clair | 7 | 1743¦7 | MI | 544.5 | 1887213.3333 | 0 | 0 | 0 | 0 | 0 | 0 | 0 | 0 | 14.6341 | 22.7021 | 22.7021 | 22.7021 | 22.7021 | 22.7021 | 22.7021 | 22.7021 | 22.7021 | 22.7021 | 22.7021 | 22.7021
1745 | Trenton Channel | 7 | 1745¦7 | MI | 120 | 566624 | 0 | 0 | 0 | 0 | 0 | 0 | 0 | 0 | 13.8616 | 30.0756 | 30.0756 | 30.0756 | 30.0756 | 30.0756 | 30.0756 | 30.0756 | 30.0756 | 30.0756 | 30.0756 | 30.0756
1745 | Trenton Channel | 8 | 1745¦8 | MI | 120 | 75288.6667 | 0 | 0 | 0 | 0 | 0 | 0 | 0 | 0 | 41.4461 | 157.139 | 157.139 | 157.139 | 157.139 | 157.139 | 157.139 | 157.139 | 157.139 | 157.139 | 157.139 | 157.139
1745 | Trenton Channel | 9 | 1745¦9 | MI | 535.5 | 2493655.3333 | 0 | 0 | 0 | 0 | 0 | 0 | 0 | 0 | 13.5894 | 21.0671 | 21.0671 | 21.0671 | 21.0671 | 21.0671 | 21.0671 | 21.0671 | 21.0671 | 21.0671 | 21.0671 | 21.0671
6034 | Belle River | ST1 | 6034¦ST1 | MI | 697.5 | 3687243 | 0 | 0 | 0 | 0 | 0 | 0 | 0 | 0 | 7.7063 | 12.937 | 12.937 | 12.937 | 12.937 | 12.937 | 12.937 | 12.937 | 12.937 | 12.937 | 12.937 | 12.937
6034 | Belle River | ST2 | 6034¦ST2 | MI | 697.5 | 3813881 | 0 | 0 | 0 | 0 | 0 | 0 | 0 | 0 | 7.8821 | 13.0483 | 13.0483 | 13.0483 | 13.0483 | 13.0483 | 13.0483 | 13.0483 | 13.0483 | 13.0483 | 13.0483 | 13.0483
876 | Kincaid Generation LLC | 1 | 876¦1 | IL | 659.5 | 2744225 | 31.8026 | 31.8026 | 31.8026 | 31.8026 | 31.8026 | 31.8026 | 31.8026 | 31.8026 | 31.8026 | 36.8781 | 36.8781 | 36.8781 | 36.8781 | 36.8781 | 36.8781 | 36.8781 | 36.8781 | 36.8781 | 36.8781 | 36.8781
876 | Kincaid Generation LLC | 2 | 876¦2 | IL | 659.5 | 2844250.3333 | 3.5285 | 3.5285 | 3.5285 | 3.5285 | 3.5285 | 3.5285 | 3.5285 | 3.5285 | 3.5285 | 8.4232 | 8.4232 | 8.4232 | 8.4232 | 8.4232 | 8.4232 | 8.4232 | 8.4232 | 8.4232 | 8.4232 | 8.4232
2914 | Dover | 4 | 2914¦4 | OH | 19.5 | 41235.3333 | 0 | 0 | 0 | 0 | 0 | 0 | 0 | 0 | 0 | 0 | 0 | 0 | 0 | 0 | 0 | 0 | 0 | 0 | 0 | 0
2718 | G G Allen | 1 | 2718¦1 | NC | 165 | 141117.6667 | 11.8022 | 11.8022 | 11.8022 | 11.8022 | 11.8022 | 11.8022 | 11.8022 | 11.8022 | 11.8022 | 78.8658 | 78.8658 | 78.8658 | 78.8658 | 78.8658 | 78.8658 | 78.8658 | 78.8658 | 78.8658 | 78.8658 | 78.8658
2718 | G G Allen | 2 | 2718¦2 | NC | 165 | 114702 | 14.3257 | 14.3257 | 14.3257 | 14.3257 | 14.3257 | 14.3257 | 14.3257 | 14.3257 | 14.3257 | 96.5287 | 96.5287 | 96.5287 | 96.5287 | 96.5287 | 96.5287 | 96.5287 | 96.5287 | 96.5287 | 96.5287 | 96.5287
2718 | G G Allen | 3 | 2718¦3 | NC | 275 | 606467.3333 | 3.4254 | 3.4254 | 3.4254 | 3.4254 | 3.4254 | 3.4254 | 3.4254 | 3.4254 | 3.4254 | 22.9257 | 22.9257 | 22.9257 | 22.9257 | 22.9257 | 22.9257 | 22.9257 | 22.9257 | 22.9257 | 22.9257 | 22.9257
2718 | G G Allen | 4 | 2718¦4 | NC | 275 | 772902 | 2.8821 | 2.8821 | 2.8821 | 2.8821 | 2.8821 | 2.8821 | 2.8821 | 2.8821 | 2.8821 | 18.3827 | 18.3827 | 18.3827 | 18.3827 | 18.3827 | 18.3827 | 18.3827 | 18.3827 | 18.3827 | 18.3827 | 18.3827
2718 | G G Allen | 5 | 2718¦5 | NC | 275 | 482137 | 4.1159 | 4.1159 | 4.1159 | 4.1159 | 4.1159 | 4.1159 | 4.1159 | 4.1159 | 4.1159 | 28.4315 | 28.4315 | 28.4315 | 28.4315 | 28.4315 | 28.4315 | 28.4315 | 28.4315 | 28.4315 | 28.4315 | 28.4315
2721 | James E. Rogers Energy Complex | 5 | 2721¦5 | NC | 570.9 | 1313370 | 2.6366 | 2.6366 | 2.6366 | 2.6366 | 2.6366 | 2.6366 | 2.6366 | 2.6366 | 2.6366 | 14.2423 | 14.2423 | 14.2423 | 14.2423 | 14.2423 | 14.2423 | 14.2423 | 14.2423 | 14.2423 | 14.2423 | 14.2423
2721 | James E. Rogers Energy Complex | 6 | 2721¦6 | NC | 909.5 | 4641277 | 1.8289 | 1.8289 | 1.8289 | 1.8289 | 2.9685 | 2.9685 | 2.9685 | 2.9685 | 2.9685 | 7.3155 | 7.3155 | 7.3155 | 7.3155 | 7.3155 | 7.3155 | 7.3155 | 7.3155 | 7.3155 | 7.3155 | 7.3155
2727 | Marshall (NC) | 1 | 2727¦1 | NC | 350 | 1398101 | 2.9054 | 2.9054 | 2.9054 | 2.9054 | 2.9054 | 2.9054 | 2.9054 | 2.9054 | 2.9054 | 9.788 | 9.788 | 9.788 | 9.788 | 9.788 | 9.788 | 9.788 | 9.788 | 9.788 | 9.788 | 9.788
2727 | Marshall (NC) | 2 | 2727¦2 | NC | 350 | 1622785 | 2.7144 | 2.7144 | 2.7144 | 2.7144 | 2.7144 | 2.7144 | 2.7144 | 2.7144 | 2.7144 | 8.6666 | 8.6666 | 8.6666 | 8.6666 | 8.6666 | 8.6666 | 8.6666 | 8.6666 | 8.6666 | 8.6666 | 8.6666
2727 | Marshall (NC) | 3 | 2727¦3 | NC | 648 | 3141641 | 2.4631 | 2.4631 | 2.4631 | 2.4631 | 2.4631 | 2.4631 | 2.4631 | 2.4631 | 2.4631 | 6.6033 | 6.6033 | 6.6033 | 6.6033 | 6.6033 | 6.6033 | 6.6033 | 6.6033 | 6.6033 | 6.6033 | 6.6033
2727 | Marshall (NC) | 4 | 2727¦4 | NC | 648 | 2965043.6667 | 2.328 | 2.328 | 2.328 | 2.328 | 2.328 | 2.328 | 2.328 | 2.328 | 2.328 | 6.7037 | 6.7037 | 6.7037 | 6.7037 | 6.7037 | 6.7037 | 6.7037 | 6.7037 | 6.7037 | 6.7037 | 6.7037
3264 | W S Lee | 1 | 3264¦1 | SC | 90 | 19498 | 0 | 0 | 0 | 0 | 0 | 0 | 0 | 0 | 149.0445 | 631.9157 | 631.9157 | 631.9157 | 631.9157 | 631.9157 | 631.9157 | 631.9157 | 631.9157 | 631.9157 | 631.9157 | 631.9157
3264 | W S Lee | 2 | 3264¦2 | SC | 90 | 21950.3333 | 0 | 0 | 0 | 0 | 0 | 0 | 0 | 0 | 135.1642 | 564.1288 | 564.1288 | 564.1288 | 564.1288 | 564.1288 | 564.1288 | 564.1288 | 564.1288 | 564.1288 | 564.1288 | 564.1288
3264 | W S Lee | 3 | 3264¦3 | SC | 175 | 112481 | 0 | 0 | 0 | 0 | 0 | 0 | 0 | 0 | 44.7798 | 155.9105 | 155.9105 | 155.9105 | 155.9105 | 155.9105 | 155.9105 | 155.9105 | 155.9105 | 155.9105 | 155.9105 | 155.9105
8042 | Belews Creek | 1 | 8042¦1 | NC | 1080.1 | 7012632.3333 | 1.029 | 1.029 | 1.029 | 1.029 | 1.029 | 1.029 | 1.029 | 1.029 | 1.029 | 4.1116 | 4.1116 | 4.1116 | 4.1116 | 4.1116 | 4.1116 | 4.1116 | 4.1116 | 4.1116 | 4.1116 | 4.1116
8042 | Belews Creek | 2 | 8042¦2 | NC | 1080.1 | 6306477 | 1.056 | 1.056 | 1.056 | 1.056 | 1.056 | 1.056 | 1.056 | 1.056 | 1.056 | 4.4654 | 4.4654 | 4.4654 | 4.4654 | 4.4654 | 4.4654 | 4.4654 | 4.4654 | 4.4654 | 4.4654 | 4.4654
889 | Baldwin Energy Complex | 1 | 889¦1 | IL | 625.1 | 3761634.6667 | 2.9426 | 2.9426 | 2.9426 | 2.9426 | 2.9426 | 2.9426 | 2.9426 | 2.9426 | 2.9426 | 5.949 | 5.949 | 5.949 | 5.949 | 5.949 | 5.949 | 5.949 | 5.949 | 5.949 | 5.949 | 5.949
889 | Baldwin Energy Complex | 2 | 889¦2 | IL | 634.5 | 4257243.3333 | 2.8779 | 2.8779 | 2.8779 | 2.8779 | 2.8779 | 2.8779 | 2.8779 | 2.8779 | 2.8779 | 5.5688 | 5.5688 | 5.5688 | 5.5688 | 5.5688 | 5.5688 | 5.5688 | 5.5688 | 5.5688 | 5.5688 | 5.5688
889 | Baldwin Energy Complex | 3 | 889¦3 | IL | 634.5 | 4153246.6667 | 1.9224 | 1.9224 | 1.9224 | 1.9224 | 1.9224 | 1.9224 | 1.9224 | 1.9224 | 1.9224 | 5.452 | 5.452 | 5.452 | 5.452 | 5.452 | 5.452 | 5.452 | 5.452 | 5.452 | 5.452 | 5.452
891 | Havana | 6 | 891¦6 | IL | 488 | 2692704.6667 | 3.4576 | 3.4576 | 3.4576 | 3.4576 | 3.4576 | 3.4576 | 3.4576 | 3.4576 | 3.4576 | 9.9463 | 9.9463 | 9.9463 | 9.9463 | 9.9463 | 9.9463 | 9.9463 | 9.9463 | 9.9463 | 9.9463 | 9.9463
892 | Hennepin Power Station | 1 | 892¦1 | IL | 75 | 406711 | 2.2321 | 2.2321 | 2.2321 | 2.2321 | 2.2321 | 2.2321 | 2.2321 | 2.2321 | 10.9237 | 34.3164 | 34.3164 | 34.3164 | 34.3164 | 34.3164 | 34.3164 | 34.3164 | 34.3164 | 34.3164 | 34.3164 | 34.3164
892 | Hennepin Power Station | 2 | 892¦2 | IL | 231.3 | 1414155.3333 | 1.8581 | 1.8581 | 1.8581 | 1.8581 | 1.8581 | 1.8581 | 1.8581 | 1.8581 | 8.0223 | 19.7087 | 19.7087 | 19.7087 | 19.7087 | 19.7087 | 19.7087 | 19.7087 | 19.7087 | 19.7087 | 19.7087 | 19.7087
898 | Wood River | 4 | 898¦4 | IL | 112.5 | 603631 | 0 | 0 | 0 | 0 | 0 | 0 | 0 | 0 | 8.8866 | 24.8421 | 24.8421 | 24.8421 | 24.8421 | 24.8421 | 24.8421 | 24.8421 | 24.8421 | 24.8421 | 24.8421 | 24.8421
898 | Wood River | 5 | 898¦5 | IL | 387.6 | 2491424.3333 | 0 | 0 | 0 | 0 | 0 | 0 | 0 | 0 | 6.5986 | 13.9013 | 13.9013 | 13.9013 | 13.9013 | 13.9013 | 13.9013 | 13.9013 | 13.9013 | 13.9013 | 13.9013 | 13.9013
1384 | Cooper | 1 | 1384¦1 | KY | 113.6 | 465194 | 0 | 0 | 0 | 0 | 0 | 0 | 0 | 0 | 21.9192 | 45.3694 | 45.3694 | 45.3694 | 45.3694 | 45.3694 | 45.3694 | 45.3694 | 45.3694 | 45.3694 | 45.3694 | 45.3694
1384 | Cooper | 2 | 1384¦2 | KY | 230.4 | 698039.3333 | 2.2127 | 2.2127 | 2.2127 | 2.2127 | 4.1827 | 4.1827 | 4.1827 | 4.1827 | 4.1827 | 25.5865 | 25.5865 | 25.5865 | 25.5865 | 25.5865 | 25.5865 | 25.5865 | 25.5865 | 25.5865 | 25.5865 | 25.5865
1385 | Dale | 1 | 1385¦1 | KY | 27 | 2046 | 0 | 0 | 0 | 0 | 0 | 0 | 0 | 0 | 1149.7734 | 4654.4886 | 4654.4886 | 4654.4886 | 4654.4886 | 4654.4886 | 4654.4886 | 4654.4886 | 4654.4886 | 4654.4886 | 4654.4886 | 4654.4886
1385 | Dale | 2 | 1385¦2 | KY | 27 | 1971.3333 | 0 | 0 | 0 | 0 | 0 | 0 | 0 | 0 | 1191.9784 | 4829.3759 | 4829.3759 | 4829.3759 | 4829.3759 | 4829.3759 | 4829.3759 | 4829.3759 | 4829.3759 | 4829.3759 | 4829.3759 | 4829.3759
1385 | Dale | 3 | 1385¦3 | KY | 81 | 62616 | 0 | 0 | 0 | 0 | 0 | 0 | 0 | 0 | 56.8896 | 236.6963 | 236.6963 | 236.6963 | 236.6963 | 236.6963 | 236.6963 | 236.6963 | 236.6963 | 236.6963 | 236.6963 | 236.6963
1385 | Dale | 4 | 1385¦4 | KY | 81 | 59015.6667 | 0 | 0 | 0 | 0 | 0 | 0 | 0 | 0 | 59.3893 | 249.8951 | 249.8951 | 249.8951 | 249.8951 | 249.8951 | 249.8951 | 249.8951 | 249.8951 | 249.8951 | 249.8951 | 249.8951
6041 | H L Spurlock | 1 | 6041¦1 | KY | 357.6 | 1722589 | 1.979 | 1.979 | 1.979 | 1.979 | 1.979 | 1.979 | 1.979 | 1.979 | 1.979 | 9.6287 | 9.6287 | 9.6287 | 9.6287 | 9.6287 | 9.6287 | 9.6287 | 9.6287 | 9.6287 | 9.6287 | 9.6287
6041 | H L Spurlock | 2 | 6041¦2 | KY | 592.1 | 3108486.6667 | 2.5867 | 2.5867 | 2.5867 | 2.5867 | 2.5867 | 2.5867 | 2.5867 | 2.5867 | 2.5867 | 7.4463 | 7.4463 | 7.4463 | 7.4463 | 7.4463 | 7.4463 | 7.4463 | 7.4463 | 7.4463 | 7.4463 | 7.4463
6041 | H L Spurlock | 3 | 6041¦3 | KY | 329.4 | 1651033 | 1.6918 | 1.6918 | 1.6918 | 1.6918 | 3.1298 | 3.1298 | 3.1298 | 3.1298 | 3.1298 | 8.8709 | 8.8709 | 8.8709 | 8.8709 | 8.8709 | 8.8709 | 8.8709 | 8.8709 | 8.8709 | 8.8709 | 8.8709
6041 | H L Spurlock | 4 | 6041¦4 | KY | 329.4 | 1838913.3333 | 1.3747 | 1.3747 | 1.3747 | 1.3747 | 2.7754 | 2.7754 | 2.7754 | 2.7754 | 2.7754 | 8.5989 | 8.5989 | 8.5989 | 8.5989 | 8.5989 | 8.5989 | 8.5989 | 8.5989 | 8.5989 | 8.5989 | 8.5989
887 | Joppa Steam | 1 | 887¦1 | IL | 183.3 | 1199591.3333 | 0 | 0 | 0 | 0 | 0 | 0 | 0 | 0 | 7.8472 | 16.0862 | 16.0862 | 16.0862 | 16.0862 | 16.0862 | 16.0862 | 16.0862 | 16.0862 | 16.0862 | 16.0862 | 16.0862
887 | Joppa Steam | 2 | 887¦2 | IL | 183.3 | 1182668 | 0 | 0 | 0 | 0 | 0 | 0 | 0 | 0 | 7.8753 | 16.2276 | 16.2276 | 16.2276 | 16.2276 | 16.2276 | 16.2276 | 16.2276 | 16.2276 | 16.2276 | 16.2276 | 16.2276
887 | Joppa Steam | 3 | 887¦3 | IL | 183.3 | 1094739.3333 | 0 | 0 | 0 | 0 | 0 | 0 | 0 | 0 | 8.0061 | 16.959 | 16.959 | 16.959 | 16.959 | 16.959 | 16.959 | 16.959 | 16.959 | 16.959 | 16.959 | 16.959
887 | Joppa Steam | 4 | 887¦4 | IL | 183.3 | 1190558 | 0 | 0 | 0 | 0 | 0 | 0 | 0 | 0 | 7.8356 | 16.1173 | 16.1173 | 16.1173 | 16.1173 | 16.1173 | 16.1173 | 16.1173 | 16.1173 | 16.1173 | 16.1173 | 16.1173
887 | Joppa Steam | 5 | 887¦5 | IL | 183.3 | 1058698 | 0 | 0 | 0 | 0 | 0 | 0 | 0 | 0 | 8.0382 | 17.2447 | 17.2447 | 17.2447 | 17.2447 | 17.2447 | 17.2447 | 17.2447 | 17.2447 | 17.2447 | 17.2447 | 17.2447
887 | Joppa Steam | 6 | 887¦6 | IL | 183.3 | 1133193.3333 | 0 | 0 | 0 | 0 | 0 | 0 | 0 | 0 | 7.8987 | 16.538 | 16.538 | 16.538 | 16.538 | 16.538 | 16.538 | 16.538 | 16.538 | 16.538 | 16.538 | 16.538
1239 | Riverton | 8 | 1239¦8 | KS | 50 | 33081 | 0 | 0 | 0 | 0 | 0 | 0 | 0 | 0 | 16.0375 | 543.3761 | 543.3761 | 543.3761 | 543.3761 | 543.3761 | 543.3761 | 543.3761 | 543.3761 | 543.3761 | 543.3761 | 543.3761
2076 | Asbury | 1 | 2076¦1 | MO | 212.8 | 1131173.3333 | 3.8301 | 3.8301 | 3.8301 | 3.8301 | 5.6413 | 5.6413 | 5.6413 | 5.6413 | 5.6413 | 20.6848 | 20.6848 | 20.6848 | 20.6848 | 20.6848 | 20.6848 | 20.6848 | 20.6848 | 20.6848 | 20.6848 | 20.6848
628 | Crystal River | 1 | 628¦1 | FL | 440.5 | 1210105 | 0 | 0 | 0 | 0 | 0 | 0 | 0 | 0 | 19.1523 | 28.9519 | 28.9519 | 28.9519 | 28.9519 | 28.9519 | 28.9519 | 28.9519 | 28.9519 | 28.9519 | 28.9519 | 28.9519
628 | Crystal River | 2 | 628¦2 | FL | 523.8 | 1714374.6667 | 0 | 0 | 0 | 0 | 0 | 0 | 0 | 0 | 18.772 | 26.4333 | 26.4333 | 26.4333 | 26.4333 | 26.4333 | 26.4333 | 26.4333 | 26.4333 | 26.4333 | 26.4333 | 26.4333
628 | Crystal River | 5 | 628¦5 | FL | 739.2 | 3836357 | 2.4405 | 2.4405 | 2.4405 | 2.4405 | 2.4405 | 2.4405 | 2.4405 | 2.4405 | 2.4405 | 5.8523 | 5.8523 | 5.8523 | 5.8523 | 5.8523 | 5.8523 | 5.8523 | 5.8523 | 5.8523 | 5.8523 | 5.8523
628 | Crystal River | ST4 | 628¦ST4 | FL | 739.2 | 4058775.3333 | 2.3932 | 2.3932 | 2.3932 | 2.3932 | 2.3932 | 2.3932 | 2.3932 | 2.3932 | 2.3932 | 5.6305 | 5.6305 | 5.6305 | 5.6305 | 5.6305 | 5.6305 | 5.6305 | 5.6305 | 5.6305 | 5.6305 | 5.6305
2835 | FirstEnergy Ashtabula | 5 | 2835¦5 | OH | 256 | 227298.3333 | 0 | 0 | 0 | 0 | 0 | 0 | 0 | 0 | 53.0559 | 134.9341 | 134.9341 | 134.9341 | 134.9341 | 134.9341 | 134.9341 | 134.9341 | 134.9341 | 134.9341 | 134.9341 | 134.9341
2837 | FirstEnergy Eastlake | 1 | 2837¦1 | OH | 123 | 360503 | 0 | 0 | 0 | 0 | 0 | 0 | 0 | 0 | 48.0018 | 77.9316 | 77.9316 | 77.9316 | 77.9316 | 77.9316 | 77.9316 | 77.9316 | 77.9316 | 77.9316 | 77.9316 | 77.9316
2837 | FirstEnergy Eastlake | 2 | 2837¦2 | OH | 123 | 315594 | 0 | 0 | 0 | 0 | 0 | 0 | 0 | 0 | 48.0935 | 82.1809 | 82.1809 | 82.1809 | 82.1809 | 82.1809 | 82.1809 | 82.1809 | 82.1809 | 82.1809 | 82.1809 | 82.1809
2837 | FirstEnergy Eastlake | 3 | 2837¦3 | OH | 123 | 351054 | 0 | 0 | 0 | 0 | 0 | 0 | 0 | 0 | 47.7635 | 78.5483 | 78.5483 | 78.5483 | 78.5483 | 78.5483 | 78.5483 | 78.5483 | 78.5483 | 78.5483 | 78.5483 | 78.5483
2838 | FirstEnergy Lake Shore | 18 | 2838¦18 | OH | 256 | 201682.3333 | 0 | 0 | 0 | 0 | 0 | 0 | 0 | 0 | 21.6701 | 113.9103 | 113.9103 | 113.9103 | 113.9103 | 113.9103 | 113.9103 | 113.9103 | 113.9103 | 113.9103 | 113.9103 | 113.9103
2866 | FirstEnergy W H Sammis | 1 | 2866¦1 | OH | 190.4 | 602236.6667 | 4.4467 | 4.4467 | 4.4467 | 4.4467 | 6.5931 | 6.5931 | 6.5931 | 6.5931 | 6.5931 | 21.6799 | 21.6799 | 21.6799 | 21.6799 | 21.6799 | 21.6799 | 21.6799 | 21.6799 | 21.6799 | 21.6799 | 21.6799
2866 | FirstEnergy W H Sammis | 2 | 2866¦2 | OH | 190.4 | 727400.6667 | 3.9668 | 3.9668 | 3.9668 | 3.9668 | 5.9571 | 5.9571 | 5.9571 | 5.9571 | 5.9571 | 18.6485 | 18.6485 | 18.6485 | 18.6485 | 18.6485 | 18.6485 | 18.6485 | 18.6485 | 18.6485 | 18.6485 | 18.6485
2866 | FirstEnergy W H Sammis | 3 | 2866¦3 | OH | 190.4 | 856127.6667 | 3.6081 | 3.6081 | 3.6081 | 3.6081 | 5.4854 | 5.4854 | 5.4854 | 5.4854 | 5.4854 | 16.4325 | 16.4325 | 16.4325 | 16.4325 | 16.4325 | 16.4325 | 16.4325 | 16.4325 | 16.4325 | 16.4325 | 16.4325
2866 | FirstEnergy W H Sammis | 4 | 2866¦4 | OH | 190.4 | 840787.3333 | 3.6455 | 3.6455 | 3.6455 | 3.6455 | 5.5344 | 5.5344 | 5.5344 | 5.5344 | 5.5344 | 16.6621 | 16.6621 | 16.6621 | 16.6621 | 16.6621 | 16.6621 | 16.6621 | 16.6621 | 16.6621 | 16.6621 | 16.6621
2866 | FirstEnergy W H Sammis | 5 | 2866¦5 | OH | 334 | 1084479.6667 | 2.3063 | 2.3063 | 2.3063 | 2.3063 | 2.3063 | 2.3063 | 2.3063 | 2.3063 | 2.3063 | 12.119 | 12.119 | 12.119 | 12.119 | 12.119 | 12.119 | 12.119 | 12.119 | 12.119 | 12.119 | 12.119
2866 | FirstEnergy W H Sammis | 6 | 2866¦6 | OH | 680 | 3659543 | 1.4459 | 1.4459 | 1.4459 | 1.4459 | 1.4459 | 1.4459 | 1.4459 | 1.4459 | 1.4459 | 5.675 | 5.675 | 5.675 | 5.675 | 5.675 | 5.675 | 5.675 | 5.675 | 5.675 | 5.675 | 5.675
2866 | FirstEnergy W H Sammis | 7 | 2866¦7 | OH | 680 | 3131318.6667 | 1.5372 | 1.5372 | 1.5372 | 1.5372 | 1.5372 | 1.5372 | 1.5372 | 1.5372 | 1.5372 | 6.371 | 6.371 | 6.371 | 6.371 | 6.371 | 6.371 | 6.371 | 6.371 | 6.371 | 6.371 | 6.371
6094 | FirstEnergy Bruce Mansfield | 1 | 6094¦1 | PA | 913.7 | 5730622 | 1.2516 | 1.2516 | 1.2516 | 1.2516 | 1.2516 | 1.2516 | 1.2516 | 1.2516 | 1.2516 | 4.9418 | 4.9418 | 4.9418 | 4.9418 | 4.9418 | 4.9418 | 4.9418 | 4.9418 | 4.9418 | 4.9418 | 4.9418
6094 | FirstEnergy Bruce Mansfield | 2 | 6094¦2 | PA | 913.7 | 5811417.3333 | 1.3128 | 1.3128 | 1.3128 | 1.3128 | 1.3128 | 1.3128 | 1.3128 | 1.3128 | 1.3128 | 4.3588 | 4.3588 | 4.3588 | 4.3588 | 4.3588 | 4.3588 | 4.3588 | 4.3588 | 4.3588 | 4.3588 | 4.3588
6094 | FirstEnergy Bruce Mansfield | 3 | 6094¦3 | PA | 913.7 | 5948576.6667 | 2.6239 | 2.6239 | 2.6239 | 2.6239 | 2.6239 | 2.6239 | 2.6239 | 2.6239 | 2.6239 | 4.7921 | 4.7921 | 4.7921 | 4.7921 | 4.7921 | 4.7921 | 4.7921 | 4.7921 | 4.7921 | 4.7921 | 4.7921
2240 | Lon Wright | 6 | 2240¦6 | NE | 16.5 | 53183.6667 | 0.97971 | 0.97971 | 0.97971 | 0.97971 | 0.97971 | 0.97971 | 0.97971 | 0.97971 | 0.97971 | 0.97971 | 0.97971 | 0.97971 | 0.97971 | 0.97971 | 0.97971 | 0.97971 | 0.97971 | 0.97971 | 0.97971 | 0.97971
2240 | Lon Wright | 7 | 2240¦7 | NE | 22 | 73559 | 0.93275 | 0.93275 | 0.93275 | 0.93275 | 0.93275 | 0.93275 | 0.93275 | 0.93275 | 0.93275 | 0.93275 | 0.93275 | 0.93275 | 0.93275 | 0.93275 | 0.93275 | 0.93275 | 0.93275 | 0.93275 | 0.93275 | 0.93275
2240 | Lon Wright | 8 | 2240¦8 | NE | 91.5 | 343071.6667 | 1.2266 | 1.2266 | 1.2266 | 1.2266 | 1.2266 | 1.2266 | 1.2266 | 1.2266 | 17.9611 | 70.1512 | 70.1512 | 70.1512 | 70.1512 | 70.1512 | 70.1512 | 70.1512 | 70.1512 | 70.1512 | 70.1512 | 70.1512
663 | Deerhaven Generating Station | 2 | 663¦2 | FL | 250.7 | 807647.3333 | 2.5179 | 2.5179 | 2.5179 | 2.5179 | 4.4785 | 4.4785 | 4.4785 | 4.4785 | 4.4785 | 27.7394 | 27.7394 | 27.7394 | 27.7394 | 27.7394 | 27.7394 | 27.7394 | 27.7394 | 27.7394 | 27.7394 | 27.7394
703 | Bowen | 1 | 703¦1 | GA | 805.8 | 2956223 | 1.5968 | 1.5968 | 1.5968 | 1.5968 | 1.5968 | 1.5968 | 1.5968 | 1.5968 | 1.5968 | 6.0917 | 6.0917 | 6.0917 | 6.0917 | 6.0917 | 6.0917 | 6.0917 | 6.0917 | 6.0917 | 6.0917 | 6.0917
703 | Bowen | 2 | 703¦2 | GA | 788.8 | 1901512.6667 | 3.1328 | 3.1328 | 3.1328 | 3.1328 | 3.1328 | 3.1328 | 3.1328 | 3.1328 | 3.1328 | 8.5046 | 8.5046 | 8.5046 | 8.5046 | 8.5046 | 8.5046 | 8.5046 | 8.5046 | 8.5046 | 8.5046 | 8.5046
703 | Bowen | 3 | 703¦3 | GA | 952 | 3982587.3333 | 2.3638 | 2.3638 | 2.3638 | 2.3638 | 2.3638 | 2.3638 | 2.3638 | 2.3638 | 2.3638 | 5.2264 | 5.2264 | 5.2264 | 5.2264 | 5.2264 | 5.2264 | 5.2264 | 5.2264 | 5.2264 | 5.2264 | 5.2264
703 | Bowen | 4 | 703¦4 | GA | 952 | 3685751 | 2.406 | 2.406 | 2.406 | 2.406 | 2.406 | 2.406 | 2.406 | 2.406 | 2.406 | 5.4865 | 5.4865 | 5.4865 | 5.4865 | 5.4865 | 5.4865 | 5.4865 | 5.4865 | 5.4865 | 5.4865 | 5.4865
708 | Hammond | 1 | 708¦1 | GA | 125 | 197847 | 8.6024 | 8.6024 | 8.6024 | 8.6024 | 8.6024 | 8.6024 | 8.6024 | 8.6024 | 8.6024 | 54.6915 | 54.6915 | 54.6915 | 54.6915 | 54.6915 | 54.6915 | 54.6915 | 54.6915 | 54.6915 | 54.6915 | 54.6915
708 | Hammond | 2 | 708¦2 | GA | 125 | 202004 | 8.6651 | 8.6651 | 8.6651 | 8.6651 | 8.6651 | 8.6651 | 8.6651 | 8.6651 | 8.6651 | 53.3913 | 53.3913 | 53.3913 | 53.3913 | 53.3913 | 53.3913 | 53.3913 | 53.3913 | 53.3913 | 53.3913 | 53.3913
708 | Hammond | 3 | 708¦3 | GA | 125 | 273808 | 6.4594 | 6.4594 | 6.4594 | 6.4594 | 6.4594 | 6.4594 | 6.4594 | 6.4594 | 6.4594 | 39.9217 | 39.9217 | 39.9217 | 39.9217 | 39.9217 | 39.9217 | 39.9217 | 39.9217 | 39.9217 | 39.9217 | 39.9217
708 | Hammond | 4 | 708¦4 | GA | 578 | 451080.6667 | 7.3144 | 7.3144 | 7.3144 | 7.3144 | 7.3144 | 7.3144 | 7.3144 | 7.3144 | 7.3144 | 43.2081 | 43.2081 | 43.2081 | 43.2081 | 43.2081 | 43.2081 | 43.2081 | 43.2081 | 43.2081 | 43.2081 | 43.2081
709 | Harllee Branch | 1 | 709¦1 | GA | 299.2 | 801115 | 0 | 0 | 0 | 0 | 0 | 0 | 0 | 0 | 31.2164 | 45.7024 | 45.7024 | 45.7024 | 45.7024 | 45.7024 | 45.7024 | 45.7024 | 45.7024 | 45.7024 | 45.7024 | 45.7024
709 | Harllee Branch | 3 | 709¦3 | GA | 544 | 543304.3333 | 0 | 0 | 0 | 0 | 0 | 0 | 0 | 0 | 37.0805 | 63.3825 | 63.3825 | 63.3825 | 63.3825 | 63.3825 | 63.3825 | 63.3825 | 63.3825 | 63.3825 | 63.3825 | 63.3825
709 | Harllee Branch | 4 | 709¦4 | GA | 544 | 848232.6667 | 0 | 0 | 0 | 0 | 0 | 0 | 0 | 0 | 33.4098 | 50.5238 | 50.5238 | 50.5238 | 50.5238 | 50.5238 | 50.5238 | 50.5238 | 50.5238 | 50.5238 | 50.5238 | 50.5238
727 | Mitchell (GA) | 3 | 727¦3 | GA | 163.2 | 25017.6667 | 0 | 0 | 0 | 0 | 0 | 0 | 0 | 0 | 203.2165 | 933.8361 | 933.8361 | 933.8361 | 933.8361 | 933.8361 | 933.8361 | 933.8361 | 933.8361 | 933.8361 | 933.8361 | 933.8361
728 | Yates | 1 | 728¦1 | GA | 122.5 | 5487.6667 | 360.0781 | 360.0781 | 360.0781 | 360.0781 | 360.0781 | 360.0781 | 360.0781 | 360.0781 | 360.0781 | 2615.4516 | 2615.4516 | 2615.4516 | 2615.4516 | 2615.4516 | 2615.4516 | 2615.4516 | 2615.4516 | 2615.4516 | 2615.4516 | 2615.4516
728 | Yates | 2 | 728¦2 | GA | 122.5 | 140685 | 3.0388 | 3.0388 | 3.0388 | 3.0388 | 3.0388 | 3.0388 | 3.0388 | 3.0388 | 46.3022 | 103.2942 | 103.2942 | 103.2942 | 103.2942 | 103.2942 | 103.2942 | 103.2942 | 103.2942 | 103.2942 | 103.2942 | 103.2942
728 | Yates | 3 | 728¦3 | GA | 122.5 | 212074 | 2.0164 | 2.0164 | 2.0164 | 2.0164 | 2.0164 | 2.0164 | 2.0164 | 2.0164 | 38.8311 | 77.137 | 77.137 | 77.137 | 77.137 | 77.137 | 77.137 | 77.137 | 77.137 | 77.137 | 77.137 | 77.137
728 | Yates | 4 | 728¦4 | GA | 156.2 | 22000.3333 | 19.6538 | 19.6538 | 19.6538 | 19.6538 | 19.6538 | 19.6538 | 19.6538 | 19.6538 | 185.489 | 561.93 | 561.93 | 561.93 | 561.93 | 561.93 | 561.93 | 561.93 | 561.93 | 561.93 | 561.93 | 561.93
728 | Yates | 5 | 728¦5 | GA | 156.2 | 8305 | 52.0719 | 52.0719 | 52.0719 | 52.0719 | 52.0719 | 52.0719 | 52.0719 | 52.0719 | 456.2756 | 1450.8968 | 1450.8968 | 1450.8968 | 1450.8968 | 1450.8968 | 1450.8968 | 1450.8968 | 1450.8968 | 1450.8968 | 1450.8968 | 1450.8968
728 | Yates | 6 | 728¦6 | GA | 403.7 | 814833.3333 | 0.57391 | 0.57391 | 0.57391 | 0.57391 | 0.57391 | 0.57391 | 0.57391 | 0.57391 | 27.8585 | 42.8282 | 42.8282 | 42.8282 | 42.8282 | 42.8282 | 42.8282 | 42.8282 | 42.8282 | 42.8282 | 42.8282 | 42.8282
728 | Yates | 7 | 728¦7 | GA | 403.7 | 379926.6667 | 1.2315 | 1.2315 | 1.2315 | 1.2315 | 1.2315 | 1.2315 | 1.2315 | 1.2315 | 37.2671 | 67.9422 | 67.9422 | 67.9422 | 67.9422 | 67.9422 | 67.9422 | 67.9422 | 67.9422 | 67.9422 | 67.9422 | 67.9422
733 | Kraft | 2 | 733¦2 | GA | 54.4 | 219936 | 0 | 0 | 0 | 0 | 0 | 0 | 0 | 0 | 28.2104 | 72.8421 | 72.8421 | 72.8421 | 72.8421 | 72.8421 | 72.8421 | 72.8421 | 72.8421 | 72.8421 | 72.8421 | 72.8421
733 | Kraft | 3 | 733¦3 | GA | 103.5 | 227184 | 0 | 0 | 0 | 0 | 0 | 0 | 0 | 0 | 30.3296 | 86.2756 | 86.2756 | 86.2756 | 86.2756 | 86.2756 | 86.2756 | 86.2756 | 86.2756 | 86.2756 | 86.2756 | 86.2756
733 | Kraft | ST1 | 733¦ST1 | GA | 50 | 182473.3333 | 0 | 0 | 0 | 0 | 0 | 0 | 0 | 0 | 30.1507 | 82.1393 | 82.1393 | 82.1393 | 82.1393 | 82.1393 | 82.1393 | 82.1393 | 82.1393 | 82.1393 | 82.1393 | 82.1393
6052 | Wansley | 1 | 6052¦1 | GA | 952 | 1895980.6667 | 2.0837 | 2.0837 | 2.0837 | 2.0837 | 2.0837 | 2.0837 | 2.0837 | 2.0837 | 2.0837 | 11.3001 | 11.3001 | 11.3001 | 11.3001 | 11.3001 | 11.3001 | 11.3001 | 11.3001 | 11.3001 | 11.3001 | 11.3001
6052 | Wansley | 2 | 6052¦2 | GA | 952 | 2013447.6667 | 2.0019 | 2.0019 | 2.0019 | 2.0019 | 2.0019 | 2.0019 | 2.0019 | 2.0019 | 2.0019 | 10.6639 | 10.6639 | 10.6639 | 10.6639 | 10.6639 | 10.6639 | 10.6639 | 10.6639 | 10.6639 | 10.6639 | 10.6639
6124 | McIntosh | 1 | 6124¦1 | GA | 177.6 | 103035.3333 | 0 | 0 | 0 | 0 | 0 | 0 | 0 | 0 | 49.3354 | 227.0601 | 227.0601 | 227.0601 | 227.0601 | 227.0601 | 227.0601 | 227.0601 | 227.0601 | 227.0601 | 227.0601 | 227.0601
6257 | Scherer | 1 | 6257¦1 | GA | 891 | 4997662.3333 | 3.0657 | 3.0657 | 3.0657 | 3.0657 | 3.0657 | 3.0657 | 3.0657 | 3.0657 | 3.0657 | 6.1295 | 6.1295 | 6.1295 | 6.1295 | 6.1295 | 6.1295 | 6.1295 | 6.1295 | 6.1295 | 6.1295 | 6.1295
6257 | Scherer | 2 | 6257¦2 | GA | 891 | 4973039 | 3.9968 | 3.9968 | 3.9968 | 3.9968 | 3.9968 | 3.9968 | 3.9968 | 3.9968 | 3.9968 | 6.1582 | 6.1582 | 6.1582 | 6.1582 | 6.1582 | 6.1582 | 6.1582 | 6.1582 | 6.1582 | 6.1582 | 6.1582
6257 | Scherer | 3 | 6257¦3 | GA | 891 | 4615868 | 7.015 | 7.015 | 7.015 | 7.015 | 7.015 | 7.015 | 7.015 | 7.015 | 7.015 | 9.3379 | 9.3379 | 9.3379 | 9.3379 | 9.3379 | 9.3379 | 9.3379 | 9.3379 | 9.3379 | 9.3379 | 9.3379
6257 | Scherer | 4 | 6257¦4 | GA | 891 | 5127972.3333 | 3.9959 | 3.9959 | 3.9959 | 3.9959 | 3.9959 | 3.9959 | 3.9959 | 3.9959 | 3.9959 | 6.0943 | 6.0943 | 6.0943 | 6.0943 | 6.0943 | 6.0943 | 6.0943 | 6.0943 | 6.0943 | 6.0943 | 6.0943
6288 | Healy | 1 | 6288¦1 | AK | 28 | 197538 | 32.2433 | 32.2433 | 32.2433 | 32.2433 | 36.9669 | 36.9669 | 36.9669 | 36.9669 | 36.9669 | 108.2703 | 108.2703 | 108.2703 | 108.2703 | 108.2703 | 108.2703 | 108.2703 | 108.2703 | 108.2703 | 108.2703 | 108.2703
1825 | J B Sims | 3 | 1825¦3 | MI | 80 | 119702 | 15.885 | 15.885 | 15.885 | 15.885 | 15.885 | 15.885 | 15.885 | 15.885 | 15.885 | 183.096 | 183.096 | 183.096 | 183.096 | 183.096 | 183.096 | 183.096 | 183.096 | 183.096 | 183.096 | 183.096
165 | GREC | 1 | 165¦1 | OK | 540 | 2354028.3333 | 0.17625 | 0.17625 | 0.17625 | 0.17625 | 0.17625 | 0.17625 | 0.17625 | 0.17625 | 10.2026 | 17.0309 | 17.0309 | 17.0309 | 17.0309 | 17.0309 | 17.0309 | 17.0309 | 17.0309 | 17.0309 | 17.0309 | 17.0309
165 | GREC | 2 | 165¦2 | OK | 594 | 2745946.6667 | 0.52911 | 0.52911 | 0.52911 | 0.52911 | 0.52911 | 0.52911 | 0.52911 | 0.52911 | 0.52911 | 6.7249 | 6.7249 | 6.7249 | 6.7249 | 6.7249 | 6.7249 | 6.7249 | 6.7249 | 6.7249 | 6.7249 | 6.7249
2824 | Stanton | 1 | 2824¦1 | ND | 190.2 | 771385.3333 | 2.0562 | 2.0562 | 2.0562 | 2.0562 | 4.0683 | 4.0683 | 4.0683 | 4.0683 | 4.0683 | 28.4304 | 28.4304 | 28.4304 | 28.4304 | 28.4304 | 28.4304 | 28.4304 | 28.4304 | 28.4304 | 28.4304 | 28.4304
641 | Crist | 4 | 641¦4 | FL | 93.7 | 70530.3333 | 24.3081 | 24.3081 | 24.3081 | 24.3081 | 24.3081 | 24.3081 | 24.3081 | 24.3081 | 24.3081 | 127.0894 | 127.0894 | 127.0894 | 127.0894 | 127.0894 | 127.0894 | 127.0894 | 127.0894 | 127.0894 | 127.0894 | 127.0894
641 | Crist | 5 | 641¦5 | FL | 93.7 | 310629.3333 | 7.0415 | 7.0415 | 7.0415 | 7.0415 | 7.0415 | 7.0415 | 7.0415 | 7.0415 | 7.0415 | 30.5024 | 30.5024 | 30.5024 | 30.5024 | 30.5024 | 30.5024 | 30.5024 | 30.5024 | 30.5024 | 30.5024 | 30.5024
641 | Crist | 6 | 641¦6 | FL | 369.7 | 878983.6667 | 4.5223 | 4.5223 | 4.5223 | 4.5223 | 4.5223 | 4.5223 | 4.5223 | 4.5223 | 4.5223 | 17.3473 | 17.3473 | 17.3473 | 17.3473 | 17.3473 | 17.3473 | 17.3473 | 17.3473 | 17.3473 | 17.3473 | 17.3473
641 | Crist | 7 | 641¦7 | FL | 578 | 1755567.3333 | 3.4239 | 3.4239 | 3.4239 | 3.4239 | 3.4239 | 3.4239 | 3.4239 | 3.4239 | 3.4239 | 11.6498 | 11.6498 | 11.6498 | 11.6498 | 11.6498 | 11.6498 | 11.6498 | 11.6498 | 11.6498 | 11.6498 | 11.6498
642 | Scholz | 1 | 642¦1 | FL | 49 | 2915 | 0 | 0 | 0 | 0 | 0 | 0 | 0 | 0 | 1726.5164 | 5655.4891 | 5655.4891 | 5655.4891 | 5655.4891 | 5655.4891 | 5655.4891 | 5655.4891 | 5655.4891 | 5655.4891 | 5655.4891 | 5655.4891
642 | Scholz | 2 | 642¦2 | FL | 49 | 814.6667 | 0 | 0 | 0 | 0 | 0 | 0 | 0 | 0 | 6046.6716 | 20089.1149 | 20089.1149 | 20089.1149 | 20089.1149 | 20089.1149 | 20089.1149 | 20089.1149 | 20089.1149 | 20089.1149 | 20089.1149 | 20089.1149
643 | Lansing Smith | 1 | 643¦1 | FL | 149.6 | 568243 | 1.4135 | 1.4135 | 1.4135 | 1.4135 | 1.4135 | 1.4135 | 1.4135 | 1.4135 | 38.4846 | 57.7479 | 57.7479 | 57.7479 | 57.7479 | 57.7479 | 57.7479 | 57.7479 | 57.7479 | 57.7479 | 57.7479 | 57.7479
643 | Lansing Smith | 2 | 643¦2 | FL | 190.4 | 324360.6667 | 1.2184 | 1.2184 | 1.2184 | 1.2184 | 1.2184 | 1.2184 | 1.2184 | 1.2184 | 23.8236 | 61.6063 | 61.6063 | 61.6063 | 61.6063 | 61.6063 | 61.6063 | 61.6063 | 61.6063 | 61.6063 | 61.6063 | 61.6063
2917 | Hamilton (OH) | 9 | 2917¦9 | OH | 50.6 | 41000 | 28.2094 | 28.2094 | 28.2094 | 28.2094 | 42.1319 | 42.1319 | 42.1319 | 42.1319 | 42.1319 | 467.8347 | 467.8347 | 467.8347 | 467.8347 | 467.8347 | 467.8347 | 467.8347 | 467.8347 | 467.8347 | 467.8347 | 467.8347
60 | Whelan Energy Center | 1 | 60¦1 | NE | 76.3 | 414534.6667 | 1.0092 | 1.0092 | 1.0092 | 1.0092 | 1.0092 | 1.0092 | 1.0092 | 1.0092 | 14.5624 | 37.2607 | 37.2607 | 37.2607 | 37.2607 | 37.2607 | 37.2607 | 37.2607 | 37.2607 | 37.2607 | 37.2607 | 37.2607
60 | Whelan Energy Center | 2 | 60¦2 | NE | 248 | 1287055.5 | 1.7393 | 1.7393 | 1.7393 | 1.7393 | 3.404 | 3.404 | 3.404 | 3.404 | 3.404 | 15.663 | 15.663 | 15.663 | 15.663 | 15.663 | 15.663 | 15.663 | 15.663 | 15.663 | 15.663 | 15.663
1830 | James De Young | 3 | 1830¦3 | MI | 11.5 | 19788 | 0 | 0 | 0 | 0 | 0 | 0 | 0 | 0 | 0 | 0 | 0 | 0 | 0 | 0 | 0 | 0 | 0 | 0 | 0 | 0
1830 | James De Young | 4 | 1830¦4 | MI | 22 | 13740 | 0 | 0 | 0 | 0 | 0 | 0 | 0 | 0 | 0 | 0 | 0 | 0 | 0 | 0 | 0 | 0 | 0 | 0 | 0 | 0
1830 | James De Young | 5 | 1830¦5 | MI | 29.3 | 4497.3333 | 0 | 0 | 0 | 0 | 0 | 0 | 0 | 0 | 377.1806 | 3435.0795 | 3435.0795 | 3435.0795 | 3435.0795 | 3435.0795 | 3435.0795 | 3435.0795 | 3435.0795 | 3435.0795 | 3435.0795 | 3435.0795
2132 | Blue Valley | 2 | 2132¦2 | MO | 25 | 19947 | 20.9829 | 20.9829 | 20.9829 | 20.9829 | 20.9829 | 20.9829 | 20.9829 | 20.9829 | 190.5806 | 800.7595 | 800.7595 | 800.7595 | 800.7595 | 800.7595 | 800.7595 | 800.7595 | 800.7595 | 800.7595 | 800.7595 | 800.7595
2132 | Blue Valley | 3 | 2132¦3 | MO | 65 | 22041.3333 | 19.5699 | 19.5699 | 19.5699 | 19.5699 | 19.5699 | 19.5699 | 19.5699 | 19.5699 | 261.9812 | 1147.617 | 1147.617 | 1147.617 | 1147.617 | 1147.617 | 1147.617 | 1147.617 | 1147.617 | 1147.617 | 1147.617 | 1147.617
2132 | Blue Valley | ST1 | 2132¦ST1 | MO | 25 | 24034.3333 | 17.4145 | 17.4145 | 17.4145 | 17.4145 | 17.4145 | 17.4145 | 17.4145 | 17.4145 | 166.3967 | 709.7118 | 709.7118 | 709.7118 | 709.7118 | 709.7118 | 709.7118 | 709.7118 | 709.7118 | 709.7118 | 709.7118 | 709.7118
2171 | Missouri City | 1 | 2171¦1 | MO | 23 | 6024 | 8.6269 | 8.6269 | 8.6269 | 8.6269 | 8.6269 | 8.6269 | 8.6269 | 8.6269 | 8.6269 | 8.6269 | 8.6269 | 8.6269 | 8.6269 | 8.6269 | 8.6269 | 8.6269 | 8.6269 | 8.6269 | 8.6269 | 8.6269
2171 | Missouri City | 2 | 2171¦2 | MO | 23 | 4409.3333 | 11.6121 | 11.6121 | 11.6121 | 11.6121 | 11.6121 | 11.6121 | 11.6121 | 11.6121 | 11.6121 | 11.6121 | 11.6121 | 11.6121 | 11.6121 | 11.6121 | 11.6121 | 11.6121 | 11.6121 | 11.6121 | 11.6121 | 11.6121
1043 | Frank E Ratts | 1 | 1043¦1 | IN | 116.6 | 298154 | 1.0699 | 1.0699 | 1.0699 | 1.0699 | 1.0699 | 1.0699 | 1.0699 | 1.0699 | 35.7552 | 74.2523 | 74.2523 | 74.2523 | 74.2523 | 74.2523 | 74.2523 | 74.2523 | 74.2523 | 74.2523 | 74.2523 | 74.2523
1043 | Frank E Ratts | 2 | 1043¦2 | IN | 116.6 | 275215.6667 | 1.1325 | 1.1325 | 1.1325 | 1.1325 | 1.1325 | 1.1325 | 1.1325 | 1.1325 | 39.5138 | 81.2041 | 81.2041 | 81.2041 | 81.2041 | 81.2041 | 81.2041 | 81.2041 | 81.2041 | 81.2041 | 81.2041 | 81.2041
6213 | Merom | 1 | 6213¦1 | IN | 540 | 2994608 | 2.4196 | 2.4196 | 2.4196 | 2.4196 | 2.4196 | 2.4196 | 2.4196 | 2.4196 | 2.4196 | 7.3108 | 7.3108 | 7.3108 | 7.3108 | 7.3108 | 7.3108 | 7.3108 | 7.3108 | 7.3108 | 7.3108 | 7.3108
6213 | Merom | 2 | 6213¦2 | IN | 540 | 3000090 | 2.3999 | 2.3999 | 2.3999 | 2.3999 | 2.3999 | 2.3999 | 2.3999 | 2.3999 | 2.3999 | 7.2826 | 7.2826 | 7.2826 | 7.2826 | 7.2826 | 7.2826 | 7.2826 | 7.2826 | 7.2826 | 7.2826 | 7.2826
983 | Clifty Creek | 1 | 983¦1 | IN | 217.3 | 1034266.6667 | 3.7328 | 3.7328 | 3.7328 | 3.7328 | 3.7328 | 3.7328 | 3.7328 | 3.7328 | 3.7328 | 12.4697 | 12.4697 | 12.4697 | 12.4697 | 12.4697 | 12.4697 | 12.4697 | 12.4697 | 12.4697 | 12.4697 | 12.4697
983 | Clifty Creek | 2 | 983¦2 | IN | 217.3 | 1020130.6667 | 3.7932 | 3.7932 | 3.7932 | 3.7932 | 3.7932 | 3.7932 | 3.7932 | 3.7932 | 3.7932 | 12.6489 | 12.6489 | 12.6489 | 12.6489 | 12.6489 | 12.6489 | 12.6489 | 12.6489 | 12.6489 | 12.6489 | 12.6489
983 | Clifty Creek | 3 | 983¦3 | IN | 217.3 | 845678.6667 | 4.1037 | 4.1037 | 4.1037 | 4.1037 | 4.1037 | 4.1037 | 4.1037 | 4.1037 | 4.1037 | 14.7537 | 14.7537 | 14.7537 | 14.7537 | 14.7537 | 14.7537 | 14.7537 | 14.7537 | 14.7537 | 14.7537 | 14.7537
983 | Clifty Creek | 4 | 983¦4 | IN | 217.3 | 935242.6667 | 4.1286 | 4.1286 | 4.1286 | 4.1286 | 4.1286 | 4.1286 | 4.1286 | 4.1286 | 4.1286 | 13.7739 | 13.7739 | 13.7739 | 13.7739 | 13.7739 | 13.7739 | 13.7739 | 13.7739 | 13.7739 | 13.7739 | 13.7739
983 | Clifty Creek | 5 | 983¦5 | IN | 217.3 | 1111004 | 3.8325 | 3.8325 | 3.8325 | 3.8325 | 3.8325 | 3.8325 | 3.8325 | 3.8325 | 3.8325 | 11.9768 | 11.9768 | 11.9768 | 11.9768 | 11.9768 | 11.9768 | 11.9768 | 11.9768 | 11.9768 | 11.9768 | 11.9768
983 | Clifty Creek | 6 | 983¦6 | IN | 217.3 | 926493 | 2.5466 | 2.5466 | 2.5466 | 2.5466 | 2.5466 | 2.5466 | 2.5466 | 2.5466 | 2.5466 | 14.427 | 14.427 | 14.427 | 14.427 | 14.427 | 14.427 | 14.427 | 14.427 | 14.427 | 14.427 | 14.427
990 | Harding Street | 5 | 990¦5 | IN | 100 | 612393 | 1.192 | 1.192 | 1.192 | 1.192 | 1.192 | 1.192 | 1.192 | 1.192 | 44.1045 | 56.8166 | 56.8166 | 56.8166 | 56.8166 | 56.8166 | 56.8166 | 56.8166 | 56.8166 | 56.8166 | 56.8166 | 56.8166
990 | Harding Street | 6 | 990¦6 | IN | 100 | 615065 | 1.1423 | 1.1423 | 1.1423 | 1.1423 | 1.1423 | 1.1423 | 1.1423 | 1.1423 | 43.5723 | 56.2298 | 56.2298 | 56.2298 | 56.2298 | 56.2298 | 56.2298 | 56.2298 | 56.2298 | 56.2298 | 56.2298 | 56.2298
990 | Harding Street | 7 | 990¦7 | IN | 463 | 2617683 | 2.8394 | 2.8394 | 2.8394 | 2.8394 | 2.8394 | 2.8394 | 2.8394 | 2.8394 | 2.8394 | 9.8186 | 9.8186 | 9.8186 | 9.8186 | 9.8186 | 9.8186 | 9.8186 | 9.8186 | 9.8186 | 9.8186 | 9.8186
991 | Eagle Valley (IN) | 3 | 991¦3 | IN | 50 | 11659.6667 | 0 | 0 | 0 | 0 | 0 | 0 | 0 | 0 | 232.5831 | 941.8697 | 941.8697 | 941.8697 | 941.8697 | 941.8697 | 941.8697 | 941.8697 | 941.8697 | 941.8697 | 941.8697 | 941.8697
991 | Eagle Valley (IN) | 4 | 991¦4 | IN | 69 | 71828.3333 | 0 | 0 | 0 | 0 | 0 | 0 | 0 | 0 | 61.7896 | 188.7808 | 188.7808 | 188.7808 | 188.7808 | 188.7808 | 188.7808 | 188.7808 | 188.7808 | 188.7808 | 188.7808 | 188.7808
991 | Eagle Valley (IN) | 5 | 991¦5 | IN | 69 | 121603.6667 | 0 | 0 | 0 | 0 | 0 | 0 | 0 | 0 | 46.3924 | 121.79 | 121.79 | 121.79 | 121.79 | 121.79 | 121.79 | 121.79 | 121.79 | 121.79 | 121.79 | 121.79
991 | Eagle Valley (IN) | 6 | 991¦6 | IN | 113.6 | 281334.6667 | 0 | 0 | 0 | 0 | 0 | 0 | 0 | 0 | 35.4076 | 74.9195 | 74.9195 | 74.9195 | 74.9195 | 74.9195 | 74.9195 | 74.9195 | 74.9195 | 74.9195 | 74.9195 | 74.9195
994 | AES Petersburg | 4 | 994¦4 | IN | 670.9 | 3299986.3333 | 1.8782 | 1.8782 | 1.8782 | 1.8782 | 1.8782 | 1.8782 | 1.8782 | 1.8782 | 1.8782 | 7.1274 | 7.1274 | 7.1274 | 7.1274 | 7.1274 | 7.1274 | 7.1274 | 7.1274 | 7.1274 | 7.1274 | 7.1274
994 | AES Petersburg | ST1 | 994¦ST1 | IN | 281.6 | 1590493 | 3.4494 | 3.4494 | 3.4494 | 3.4494 | 3.4494 | 3.4494 | 3.4494 | 3.4494 | 3.4494 | 10.6505 | 10.6505 | 10.6505 | 10.6505 | 10.6505 | 10.6505 | 10.6505 | 10.6505 | 10.6505 | 10.6505 | 10.6505
994 | AES Petersburg | ST2 | 994¦ST2 | IN | 523.3 | 2381146.3333 | 3.5967 | 3.5967 | 3.5967 | 3.5967 | 3.5967 | 3.5967 | 3.5967 | 3.5967 | 3.5967 | 9.957 | 9.957 | 9.957 | 9.957 | 9.957 | 9.957 | 9.957 | 9.957 | 9.957 | 9.957 | 9.957
994 | AES Petersburg | ST3 | 994¦ST3 | IN | 670.9 | 3199108 | 2.0561 | 2.0561 | 2.0561 | 2.0561 | 2.0561 | 2.0561 | 2.0561 | 2.0561 | 2.0561 | 7.2257 | 7.2257 | 7.2257 | 7.2257 | 7.2257 | 7.2257 | 7.2257 | 7.2257 | 7.2257 | 7.2257 | 7.2257
988 | Tanners Creek | 1 | 988¦1 | IN | 152.5 | 96906.3333 | 0 | 0 | 0 | 0 | 0 | 0 | 0 | 0 | 39.7412 | 130.5044 | 130.5044 | 130.5044 | 130.5044 | 130.5044 | 130.5044 | 130.5044 | 130.5044 | 130.5044 | 130.5044 | 130.5044
988 | Tanners Creek | 2 | 988¦2 | IN | 152.5 | 188413.6667 | 0 | 0 | 0 | 0 | 0 | 0 | 0 | 0 | 26.5224 | 73.718 | 73.718 | 73.718 | 73.718 | 73.718 | 73.718 | 73.718 | 73.718 | 73.718 | 73.718 | 73.718
988 | Tanners Creek | 3 | 988¦3 | IN | 215.4 | 558271 | 0 | 0 | 0 | 0 | 0 | 0 | 0 | 0 | 17.5528 | 35.9608 | 35.9608 | 35.9608 | 35.9608 | 35.9608 | 35.9608 | 35.9608 | 35.9608 | 35.9608 | 35.9608 | 35.9608
988 | Tanners Creek | 4 | 988¦4 | IN | 579.7 | 1674810.6667 | 0 | 0 | 0 | 0 | 0 | 0 | 0 | 0 | 19.4887 | 29.6391 | 29.6391 | 29.6391 | 29.6391 | 29.6391 | 29.6391 | 29.6391 | 29.6391 | 29.6391 | 29.6391 | 29.6391
6166 | Rockport | 1 | 6166¦1 | IN | 1300 | 9200395.3333 | 7.1596 | 7.1596 | 7.1596 | 7.1596 | 7.1596 | 7.1596 | 7.1596 | 7.1596 | 7.1596 | 9.9531 | 9.9531 | 9.9531 | 9.9531 | 9.9531 | 9.9531 | 9.9531 | 9.9531 | 9.9531 | 9.9531 | 9.9531
6166 | Rockport | 2 | 6166¦2 | IN | 1300 | 7901084.6667 | 0.053811 | 0.053811 | 0.053811 | 0.053811 | 0.053811 | 0.053811 | 0.053811 | 0.053811 | 7.7362 | 10.7975 | 10.7975 | 10.7975 | 10.7975 | 10.7975 | 10.7975 | 10.7975 | 10.7975 | 10.7975 | 10.7975 | 10.7975
594 | Indian River Generating Station | 3 | 594¦3 | DE | 176.8 | 125828 | 8.4781 | 8.4781 | 8.4781 | 8.4781 | 8.4781 | 8.4781 | 8.4781 | 8.4781 | 8.4781 | 90.2211 | 90.2211 | 90.2211 | 90.2211 | 90.2211 | 90.2211 | 90.2211 | 90.2211 | 90.2211 | 90.2211 | 90.2211
594 | Indian River Generating Station | 4 | 594¦4 | DE | 445.5 | 1155916.3333 | 3.2198 | 3.2198 | 3.2198 | 3.2198 | 3.2198 | 3.2198 | 3.2198 | 3.2198 | 3.2198 | 17.2511 | 17.2511 | 17.2511 | 17.2511 | 17.2511 | 17.2511 | 17.2511 | 17.2511 | 17.2511 | 17.2511 | 17.2511
10143 | Colver Power Project | COLV | 10143¦COLV | PA | 118 | 585696 | 3.1553 | 3.1553 | 3.1553 | 3.1553 | 5.5178 | 5.5178 | 5.5178 | 5.5178 | 5.5178 | 36.7811 | 36.7811 | 36.7811 | 36.7811 | 36.7811 | 36.7811 | 36.7811 | 36.7811 | 36.7811 | 36.7811 | 36.7811
1047 | Lansing | 4 | 1047¦4 | IA | 274.5 | 1145494.3333 | 2.9963 | 2.9963 | 2.9963 | 2.9963 | 2.9963 | 2.9963 | 2.9963 | 2.9963 | 2.9963 | 19.6624 | 19.6624 | 19.6624 | 19.6624 | 19.6624 | 19.6624 | 19.6624 | 19.6624 | 19.6624 | 19.6624 | 19.6624
1048 | Milton L Kapp | 2 | 1048¦2 | IA | 218.5 | 693593.3333 | 0 | 0 | 0 | 0 | 0 | 0 | 0 | 0 | 11.6915 | 38.6772 | 38.6772 | 38.6772 | 38.6772 | 38.6772 | 38.6772 | 38.6772 | 38.6772 | 38.6772 | 38.6772 | 38.6772
1104 | Burlington (IA) | 1 | 1104¦1 | IA | 212 | 1137077 | 0 | 0 | 0 | 0 | 0 | 0 | 0 | 0 | 9.1196 | 26.0379 | 26.0379 | 26.0379 | 26.0379 | 26.0379 | 26.0379 | 26.0379 | 26.0379 | 26.0379 | 26.0379 | 26.0379
6254 | Ottumwa | 1 | 6254¦1 | IA | 725.9 | 2970066 | 1.0946 | 1.0946 | 1.0946 | 1.0946 | 2.5137 | 2.5137 | 2.5137 | 2.5137 | 2.5137 | 10.2678 | 10.2678 | 10.2678 | 10.2678 | 10.2678 | 10.2678 | 10.2678 | 10.2678 | 10.2678 | 10.2678 | 10.2678
207 | St Johns River Power Park | 1 | 207¦1 | FL | 679 | 3423572.3333 | 0.42524 | 0.42524 | 0.42524 | 0.42524 | 0.42524 | 0.42524 | 0.42524 | 0.42524 | 0.42524 | 5.7885 | 5.7885 | 5.7885 | 5.7885 | 5.7885 | 5.7885 | 5.7885 | 5.7885 | 5.7885 | 5.7885 | 5.7885
207 | St Johns River Power Park | 2 | 207¦2 | FL | 679 | 3246406 | 0.44832 | 0.44832 | 0.44832 | 0.44832 | 0.44832 | 0.44832 | 0.44832 | 0.44832 | 0.44832 | 5.9928 | 5.9928 | 5.9928 | 5.9928 | 5.9928 | 5.9928 | 5.9928 | 5.9928 | 5.9928 | 5.9928 | 5.9928
667 | Northside Generating Station | 1 | 667¦1 | FL | 297.5 | 1185788.6667 | 1.5483 | 1.5483 | 1.5483 | 1.5483 | 3.2374 | 3.2374 | 3.2374 | 3.2374 | 3.2374 | 14.3515 | 14.3515 | 14.3515 | 14.3515 | 14.3515 | 14.3515 | 14.3515 | 14.3515 | 14.3515 | 14.3515 | 14.3515
667 | Northside Generating Station | 2 | 667¦2 | FL | 297.5 | 977018.3333 | 1.7872 | 1.7872 | 1.7872 | 1.7872 | 3.5849 | 3.5849 | 3.5849 | 3.5849 | 3.5849 | 17.0148 | 17.0148 | 17.0148 | 17.0148 | 17.0148 | 17.0148 | 17.0148 | 17.0148 | 17.0148 | 17.0148 | 17.0148
2682 | S A Carlson | 5 | 2682¦5 | NY | 24.5 | 14478 | 28.2901 | 28.2901 | 28.2901 | 28.2901 | 28.2901 | 28.2901 | 28.2901 | 28.2901 | 28.2901 | 28.2901 | 28.2901 | 28.2901 | 28.2901 | 28.2901 | 28.2901 | 28.2901 | 28.2901 | 28.2901 | 28.2901 | 28.2901
2682 | S A Carlson | 6 | 2682¦6 | NY | 24.5 | 23382.3333 | 17.5168 | 17.5168 | 17.5168 | 17.5168 | 17.5168 | 17.5168 | 17.5168 | 17.5168 | 17.5168 | 17.5168 | 17.5168 | 17.5168 | 17.5168 | 17.5168 | 17.5168 | 17.5168 | 17.5168 | 17.5168 | 17.5168 | 17.5168
6225 | Jasper 2 | 1 | 6225¦1 | IN | 14.5 | 119.6667 | 3410.8153 | 3410.8153 | 3410.8153 | 3410.8153 | 3410.8153 | 3410.8153 | 3410.8153 | 3410.8153 | 3410.8153 | 3410.8153 | 3410.8153 | 3410.8153 | 3410.8153 | 3410.8153 | 3410.8153 | 3410.8153 | 3410.8153 | 3410.8153 | 3410.8153 | 3410.8153
1295 | Quindaro | ST1 | 1295¦ST1 | KS | 81.6 | 469554 | 0 | 0 | 0 | 0 | 0 | 0 | 0 | 0 | 12.0242 | 36.5084 | 36.5084 | 36.5084 | 36.5084 | 36.5084 | 36.5084 | 36.5084 | 36.5084 | 36.5084 | 36.5084 | 36.5084
1295 | Quindaro | ST2 | 1295¦ST2 | KS | 157.5 | 458354.6667 | 0 | 0 | 0 | 0 | 0 | 0 | 0 | 0 | 12.7916 | 44.4731 | 44.4731 | 44.4731 | 44.4731 | 44.4731 | 44.4731 | 44.4731 | 44.4731 | 44.4731 | 44.4731 | 44.4731
6064 | Nearman Creek | 1 | 6064¦1 | KS | 261 | 1202817 | 0 | 0 | 0 | 0 | 0 | 0 | 0 | 0 | 9.7593 | 26.2236 | 26.2236 | 26.2236 | 26.2236 | 26.2236 | 26.2236 | 26.2236 | 26.2236 | 26.2236 | 26.2236 | 26.2236
1241 | La Cygne | 1 | 1241¦1 | KS | 893 | 4231450.6667 | 2.4245 | 2.4245 | 2.4245 | 2.4245 | 2.4245 | 2.4245 | 2.4245 | 2.4245 | 2.4245 | 6.2775 | 6.2775 | 6.2775 | 6.2775 | 6.2775 | 6.2775 | 6.2775 | 6.2775 | 6.2775 | 6.2775 | 6.2775
1241 | La Cygne | 2 | 1241¦2 | KS | 685 | 3766634.6667 | 2.3906 | 2.3906 | 2.3906 | 2.3906 | 3.717 | 3.717 | 3.717 | 3.717 | 3.717 | 8.7844 | 8.7844 | 8.7844 | 8.7844 | 8.7844 | 8.7844 | 8.7844 | 8.7844 | 8.7844 | 8.7844 | 8.7844
2079 | Hawthorn | 5 | 2079¦5 | MO | 594.3 | 3658357.6667 | 0.84716 | 0.84716 | 0.84716 | 0.84716 | 2.1688 | 2.1688 | 2.1688 | 2.1688 | 2.1688 | 7.9539 | 7.9539 | 7.9539 | 7.9539 | 7.9539 | 7.9539 | 7.9539 | 7.9539 | 7.9539 | 7.9539 | 7.9539
2080 | Montrose | 1 | 2080¦1 | MO | 188 | 753674 | 0 | 0 | 0 | 0 | 0 | 0 | 0 | 0 | 10.0184 | 25.4603 | 25.4603 | 25.4603 | 25.4603 | 25.4603 | 25.4603 | 25.4603 | 25.4603 | 25.4603 | 25.4603 | 25.4603
2080 | Montrose | 2 | 2080¦2 | MO | 188 | 859669 | 0 | 0 | 0 | 0 | 0 | 0 | 0 | 0 | 9.5137 | 22.9834 | 22.9834 | 22.9834 | 22.9834 | 22.9834 | 22.9834 | 22.9834 | 22.9834 | 22.9834 | 22.9834 | 22.9834
2080 | Montrose | 3 | 2080¦3 | MO | 188 | 875037 | 0 | 0 | 0 | 0 | 0 | 0 | 0 | 0 | 9.4092 | 22.6531 | 22.6531 | 22.6531 | 22.6531 | 22.6531 | 22.6531 | 22.6531 | 22.6531 | 22.6531 | 22.6531 | 22.6531
6065 | Iatan | 1 | 6065¦1 | MO | 726 | 4799392.6667 | 2.6978 | 2.6978 | 2.6978 | 2.6978 | 2.6978 | 2.6978 | 2.6978 | 2.6978 | 2.6978 | 6.4375 | 6.4375 | 6.4375 | 6.4375 | 6.4375 | 6.4375 | 6.4375 | 6.4375 | 6.4375 | 6.4375 | 6.4375
6065 | Iatan | 2 | 6065¦2 | MO | 914 | 5738714 | 2.6879 | 2.6879 | 2.6879 | 2.6879 | 2.6879 | 2.6879 | 2.6879 | 2.6879 | 2.6879 | 6.0447 | 6.0447 | 6.0447 | 6.0447 | 6.0447 | 6.0447 | 6.0447 | 6.0447 | 6.0447 | 6.0447 | 6.0447
1355 | E W Brown | 1 | 1355¦1 | KY | 113.6 | 358015.3333 | 6.3442 | 6.3442 | 6.3442 | 6.3442 | 6.3442 | 6.3442 | 6.3442 | 6.3442 | 6.3442 | 32.2949 | 32.2949 | 32.2949 | 32.2949 | 32.2949 | 32.2949 | 32.2949 | 32.2949 | 32.2949 | 32.2949 | 32.2949
1355 | E W Brown | 2 | 1355¦2 | KY | 179.5 | 783644.6667 | 3.5304 | 3.5304 | 3.5304 | 3.5304 | 3.5304 | 3.5304 | 3.5304 | 3.5304 | 3.5304 | 18.0942 | 18.0942 | 18.0942 | 18.0942 | 18.0942 | 18.0942 | 18.0942 | 18.0942 | 18.0942 | 18.0942 | 18.0942
1355 | E W Brown | 3 | 1355¦3 | KY | 464 | 1478028.3333 | 3.4453 | 3.4453 | 3.4453 | 3.4453 | 3.4453 | 3.4453 | 3.4453 | 3.4453 | 3.4453 | 13.9521 | 13.9521 | 13.9521 | 13.9521 | 13.9521 | 13.9521 | 13.9521 | 13.9521 | 13.9521 | 13.9521 | 13.9521
1356 | Ghent | 1 | 1356¦1 | KY | 556.9 | 3251186.6667 | 1.6135 | 1.6135 | 1.6135 | 1.6135 | 1.6135 | 1.6135 | 1.6135 | 1.6135 | 1.6135 | 5.8378 | 5.8378 | 5.8378 | 5.8378 | 5.8378 | 5.8378 | 5.8378 | 5.8378 | 5.8378 | 5.8378 | 5.8378
1356 | Ghent | 2 | 1356¦2 | KY | 556.3 | 3311440.3333 | 1.8597 | 1.8597 | 1.8597 | 1.8597 | 1.8597 | 1.8597 | 1.8597 | 1.8597 | 1.8597 | 6.6284 | 6.6284 | 6.6284 | 6.6284 | 6.6284 | 6.6284 | 6.6284 | 6.6284 | 6.6284 | 6.6284 | 6.6284
1356 | Ghent | 3 | 1356¦3 | KY | 556.5 | 3223233 | 2.3522 | 2.3522 | 2.3522 | 2.3522 | 3.6332 | 3.6332 | 3.6332 | 3.6332 | 3.6332 | 8.3678 | 8.3678 | 8.3678 | 8.3678 | 8.3678 | 8.3678 | 8.3678 | 8.3678 | 8.3678 | 8.3678 | 8.3678
1356 | Ghent | 4 | 1356¦4 | KY | 556.2 | 2859132.3333 | 2.2505 | 2.2505 | 2.2505 | 2.2505 | 3.5567 | 3.5567 | 3.5567 | 3.5567 | 3.5567 | 8.8178 | 8.8178 | 8.8178 | 8.8178 | 8.8178 | 8.8178 | 8.8178 | 8.8178 | 8.8178 | 8.8178 | 8.8178
1357 | Green River | 3 | 1357¦3 | KY | 75 | 193914.3333 | 0 | 0 | 0 | 0 | 0 | 0 | 0 | 0 | 58.9589 | 119.1762 | 119.1762 | 119.1762 | 119.1762 | 119.1762 | 119.1762 | 119.1762 | 119.1762 | 119.1762 | 119.1762 | 119.1762
1357 | Green River | 4 | 1357¦4 | KY | 113.6 | 429464.6667 | 0 | 0 | 0 | 0 | 0 | 0 | 0 | 0 | 42.5885 | 75.4057 | 75.4057 | 75.4057 | 75.4057 | 75.4057 | 75.4057 | 75.4057 | 75.4057 | 75.4057 | 75.4057 | 75.4057
676 | C D McIntosh Jr | 3 | 676¦3 | FL | 363.8 | 1023806.6667 | 4.7623 | 4.7623 | 4.7623 | 4.7623 | 4.7623 | 4.7623 | 4.7623 | 4.7623 | 4.7623 | 24.6158 | 24.6158 | 24.6158 | 24.6158 | 24.6158 | 24.6158 | 24.6158 | 24.6158 | 24.6158 | 24.6158 | 24.6158
1032 | Logansport | 4 | 1032¦4 | IN | 18 | 45425 | 0 | 0 | 0 | 0 | 0 | 0 | 0 | 0 | 0 | 0 | 0 | 0 | 0 | 0 | 0 | 0 | 0 | 0 | 0 | 0
1032 | Logansport | 5 | 1032¦5 | IN | 25 | 40037 | 0 | 0 | 0 | 0 | 0 | 0 | 0 | 0 | 102.4284 | 446.9364 | 446.9364 | 446.9364 | 446.9364 | 446.9364 | 446.9364 | 446.9364 | 446.9364 | 446.9364 | 446.9364 | 446.9364
6481 | Intermountain Power Project | 1 | 6481¦1 | UT | 820 | 5323982 | 1.7447 | 1.7447 | 1.7447 | 1.7447 | 2.8491 | 2.8491 | 2.8491 | 2.8491 | 2.8491 | 7.1004 | 7.1004 | 7.1004 | 7.1004 | 7.1004 | 7.1004 | 7.1004 | 7.1004 | 7.1004 | 7.1004 | 7.1004
6481 | Intermountain Power Project | 2 | 6481¦2 | UT | 820 | 6182911 | 1.6618 | 1.6618 | 1.6618 | 1.6618 | 2.7488 | 2.7488 | 2.7488 | 2.7488 | 2.7488 | 6.5344 | 6.5344 | 6.5344 | 6.5344 | 6.5344 | 6.5344 | 6.5344 | 6.5344 | 6.5344 | 6.5344 | 6.5344
1363 | Cane Run | 4 | 1363¦4 | KY | 163.2 | 706738.3333 | 3.6002 | 3.6002 | 3.6002 | 3.6002 | 3.6002 | 3.6002 | 3.6002 | 3.6002 | 3.6002 | 19.8146 | 19.8146 | 19.8146 | 19.8146 | 19.8146 | 19.8146 | 19.8146 | 19.8146 | 19.8146 | 19.8146 | 19.8146
1363 | Cane Run | 5 | 1363¦5 | KY | 209.4 | 921730.6667 | 3.0489 | 3.0489 | 3.0489 | 3.0489 | 3.0489 | 3.0489 | 3.0489 | 3.0489 | 3.0489 | 17.1838 | 17.1838 | 17.1838 | 17.1838 | 17.1838 | 17.1838 | 17.1838 | 17.1838 | 17.1838 | 17.1838 | 17.1838
1363 | Cane Run | 6 | 1363¦6 | KY | 272 | 947026.3333 | 2.9333 | 2.9333 | 2.9333 | 2.9333 | 2.9333 | 2.9333 | 2.9333 | 2.9333 | 2.9333 | 18.5863 | 18.5863 | 18.5863 | 18.5863 | 18.5863 | 18.5863 | 18.5863 | 18.5863 | 18.5863 | 18.5863 | 18.5863
1364 | Mill Creek (KY) | 1 | 1364¦1 | KY | 355.5 | 1815629.6667 | 2.0796 | 2.0796 | 2.0796 | 2.0796 | 2.0796 | 2.0796 | 2.0796 | 2.0796 | 2.0796 | 9.8109 | 9.8109 | 9.8109 | 9.8109 | 9.8109 | 9.8109 | 9.8109 | 9.8109 | 9.8109 | 9.8109 | 9.8109
1364 | Mill Creek (KY) | 2 | 1364¦2 | KY | 355.5 | 1702294.6667 | 2.4721 | 2.4721 | 2.4721 | 2.4721 | 2.4721 | 2.4721 | 2.4721 | 2.4721 | 2.4721 | 10.366 | 10.366 | 10.366 | 10.366 | 10.366 | 10.366 | 10.366 | 10.366 | 10.366 | 10.366 | 10.366
1364 | Mill Creek (KY) | 3 | 1364¦3 | KY | 462.6 | 2498904.3333 | 3.3694 | 3.3694 | 3.3694 | 3.3694 | 3.3694 | 3.3694 | 3.3694 | 3.3694 | 3.3694 | 7.9137 | 7.9137 | 7.9137 | 7.9137 | 7.9137 | 7.9137 | 7.9137 | 7.9137 | 7.9137 | 7.9137 | 7.9137
1364 | Mill Creek (KY) | 4 | 1364¦4 | KY | 543.6 | 2437565.6667 | 4.0727 | 4.0727 | 4.0727 | 4.0727 | 5.3978 | 5.3978 | 5.3978 | 5.3978 | 5.3978 | 10.4014 | 10.4014 | 10.4014 | 10.4014 | 10.4014 | 10.4014 | 10.4014 | 10.4014 | 10.4014 | 10.4014 | 10.4014
6071 | Trimble County | 1 | 6071¦1 | KY | 566.1 | 3639324.3333 | 3.0229 | 3.0229 | 3.0229 | 3.0229 | 4.2109 | 4.2109 | 4.2109 | 4.2109 | 4.2109 | 7.9271 | 7.9271 | 7.9271 | 7.9271 | 7.9271 | 7.9271 | 7.9271 | 7.9271 | 7.9271 | 7.9271 | 7.9271
6071 | Trimble County | 2 | 6071¦2 | KY | 834 | 3979542.5 | 2.8186 | 2.8186 | 2.8186 | 2.8186 | 3.9842 | 3.9842 | 3.9842 | 3.9842 | 3.9842 | 8.2349 | 8.2349 | 8.2349 | 8.2349 | 8.2349 | 8.2349 | 8.2349 | 8.2349 | 8.2349 | 8.2349 | 8.2349
6055 | Big Cajun 2 | 1 | 6055¦1 | LA | 657.9 | 3541690.3333 | 0.11726 | 0.11726 | 0.11726 | 0.11726 | 0.11726 | 0.11726 | 0.11726 | 0.11726 | 8.2077 | 12.6361 | 12.6361 | 12.6361 | 12.6361 | 12.6361 | 12.6361 | 12.6361 | 12.6361 | 12.6361 | 12.6361 | 12.6361
6055 | Big Cajun 2 | 2 | 6055¦2 | LA | 626 | 3347438.3333 | 0.12445 | 0.12445 | 0.12445 | 0.12445 | 0.12445 | 0.12445 | 0.12445 | 0.12445 | 8.2859 | 12.8222 | 12.8222 | 12.8222 | 12.8222 | 12.8222 | 12.8222 | 12.8222 | 12.8222 | 12.8222 | 12.8222 | 12.8222
6055 | Big Cajun 2 | 3 | 6055¦3 | LA | 619 | 3783557.6667 | 0 | 0 | 0 | 0 | 0 | 0 | 0 | 0 | 8.1846 | 12.3708 | 12.3708 | 12.3708 | 12.3708 | 12.3708 | 12.3708 | 12.3708 | 12.3708 | 12.3708 | 12.3708 | 12.3708
6179 | Fayette Power Project | 1 | 6179¦1 | TX | 615 | 3324229.6667 | 1.4224 | 1.4224 | 1.4224 | 1.4224 | 1.4224 | 1.4224 | 1.4224 | 1.4224 | 1.4224 | 6.4242 | 6.4242 | 6.4242 | 6.4242 | 6.4242 | 6.4242 | 6.4242 | 6.4242 | 6.4242 | 6.4242 | 6.4242
6179 | Fayette Power Project | 2 | 6179¦2 | TX | 615 | 3427853.3333 | 1.4072 | 1.4072 | 1.4072 | 1.4072 | 1.4072 | 1.4072 | 1.4072 | 1.4072 | 1.4072 | 6.2643 | 6.2643 | 6.2643 | 6.2643 | 6.2643 | 6.2643 | 6.2643 | 6.2643 | 6.2643 | 6.2643 | 6.2643
6179 | Fayette Power Project | 3 | 6179¦3 | TX | 460 | 2610475.3333 | 1.3923 | 1.3923 | 1.3923 | 1.3923 | 1.3923 | 1.3923 | 1.3923 | 1.3923 | 1.3923 | 6.7653 | 6.7653 | 6.7653 | 6.7653 | 6.7653 | 6.7653 | 6.7653 | 6.7653 | 6.7653 | 6.7653 | 6.7653
4125 | Manitowoc | 5 | 4125¦5 | WI | 22 | 38109.3333 | 1.606 | 1.606 | 1.606 | 1.606 | 1.606 | 1.606 | 1.606 | 1.606 | 1.606 | 1.606 | 1.606 | 1.606 | 1.606 | 1.606 | 1.606 | 1.606 | 1.606 | 1.606 | 1.606 | 1.606
4125 | Manitowoc | 6 | 4125¦6 | WI | 32 | 7670.6667 | 8.1519 | 8.1519 | 8.1519 | 8.1519 | 70.4486 | 70.4486 | 70.4486 | 70.4486 | 411.4094 | 2210.9452 | 2210.9452 | 2210.9452 | 2210.9452 | 2210.9452 | 2210.9452 | 2210.9452 | 2210.9452 | 2210.9452 | 2210.9452 | 2210.9452
1843 | Shiras | 2 | 1843¦2 | MI | 21 | 7640.3333 | 10.7531 | 10.7531 | 10.7531 | 10.7531 | 10.7531 | 10.7531 | 10.7531 | 10.7531 | 10.7531 | 10.7531 | 10.7531 | 10.7531 | 10.7531 | 10.7531 | 10.7531 | 10.7531 | 10.7531 | 10.7531 | 10.7531 | 10.7531
1843 | Shiras | 3 | 1843¦3 | MI | 44 | 178098 | 8.9861 | 8.9861 | 8.9861 | 8.9861 | 8.9861 | 8.9861 | 8.9861 | 8.9861 | 8.9861 | 87.8206 | 87.8206 | 87.8206 | 87.8206 | 87.8206 | 87.8206 | 87.8206 | 87.8206 | 87.8206 | 87.8206 | 87.8206
2144 | Marshall (MO) | 4 | 2144¦4 | MO | 6 | 54.3333 | 7738.3403 | 7738.3403 | 7738.3403 | 7738.3403 | 7738.3403 | 7738.3403 | 7738.3403 | 7738.3403 | 7738.3403 | 7738.3403 | 7738.3403 | 7738.3403 | 7738.3403 | 7738.3403 | 7738.3403 | 7738.3403 | 7738.3403 | 7738.3403 | 7738.3403 | 7738.3403
2144 | Marshall (MO) | 5 | 2144¦5 | MO | 16.5 | 2193.3333 | 200.6118 | 200.6118 | 200.6118 | 200.6118 | 200.6118 | 200.6118 | 200.6118 | 200.6118 | 200.6118 | 200.6118 | 200.6118 | 200.6118 | 200.6118 | 200.6118 | 200.6118 | 200.6118 | 200.6118 | 200.6118 | 200.6118 | 200.6118
2790 | R M Heskett | 1 | 2790¦1 | ND | 40 | 66958.6667 | 1.467 | 1.467 | 1.467 | 1.467 | 10.762 | 10.762 | 10.762 | 10.762 | 77.078 | 212.7031 | 212.7031 | 212.7031 | 212.7031 | 212.7031 | 212.7031 | 212.7031 | 212.7031 | 212.7031 | 212.7031 | 212.7031
2790 | R M Heskett | 2 | 2790¦2 | ND | 75 | 240315.6667 | 0 | 0 | 0 | 0 | 0 | 0 | 0 | 0 | 21.9154 | 85.0544 | 85.0544 | 85.0544 | 85.0544 | 85.0544 | 85.0544 | 85.0544 | 85.0544 | 85.0544 | 85.0544 | 85.0544
6089 | Lewis & Clark | 1 | 6089¦1 | MT | 50 | 184326.6667 | 9.8694 | 9.8694 | 9.8694 | 9.8694 | 9.8694 | 9.8694 | 9.8694 | 9.8694 | 9.8694 | 122.7126 | 122.7126 | 122.7126 | 122.7126 | 122.7126 | 122.7126 | 122.7126 | 122.7126 | 122.7126 | 122.7126 | 122.7126
1082 | Walter Scott Jr Energy Center | 1 | 1082¦1 | IA | 49 | 189573.6667 | 0 | 0 | 0 | 0 | 0 | 0 | 0 | 0 | 15.4848 | 52.4236 | 52.4236 | 52.4236 | 52.4236 | 52.4236 | 52.4236 | 52.4236 | 52.4236 | 52.4236 | 52.4236 | 52.4236
1082 | Walter Scott Jr Energy Center | 2 | 1082¦2 | IA | 81.6 | 438497 | 0 | 0 | 0 | 0 | 0 | 0 | 0 | 0 | 11.2802 | 29.3079 | 29.3079 | 29.3079 | 29.3079 | 29.3079 | 29.3079 | 29.3079 | 29.3079 | 29.3079 | 29.3079 | 29.3079
1082 | Walter Scott Jr Energy Center | 4 | 1082¦4 | IA | 922.5 | 5534167.6667 | 2.826 | 2.826 | 2.826 | 2.826 | 2.826 | 2.826 | 2.826 | 2.826 | 2.826 | 6.133 | 6.133 | 6.133 | 6.133 | 6.133 | 6.133 | 6.133 | 6.133 | 6.133 | 6.133 | 6.133
1091 | George Neal North | 1 | 1091¦1 | IA | 147 | 362276.6667 | 0 | 0 | 0 | 0 | 0 | 0 | 0 | 0 | 11.2036 | 37.0507 | 37.0507 | 37.0507 | 37.0507 | 37.0507 | 37.0507 | 37.0507 | 37.0507 | 37.0507 | 37.0507 | 37.0507
1091 | George Neal North | 2 | 1091¦2 | IA | 349.2 | 1117056.6667 | 0 | 0 | 0 | 0 | 0 | 0 | 0 | 0 | 8.2462 | 19.8302 | 19.8302 | 19.8302 | 19.8302 | 19.8302 | 19.8302 | 19.8302 | 19.8302 | 19.8302 | 19.8302 | 19.8302
1091 | George Neal North | 3 | 1091¦3 | IA | 549.8 | 2243917.6667 | 0.47666 | 0.47666 | 0.47666 | 0.47666 | 0.47666 | 0.47666 | 0.47666 | 0.47666 | 0.47666 | 8.111 | 8.111 | 8.111 | 8.111 | 8.111 | 8.111 | 8.111 | 8.111 | 8.111 | 8.111 | 8.111
6664 | Louisa | 1 | 6664¦1 | IA | 811.9 | 4944709.3333 | 1.9902 | 1.9902 | 1.9902 | 1.9902 | 1.9902 | 1.9902 | 1.9902 | 1.9902 | 1.9902 | 6.9211 | 6.9211 | 6.9211 | 6.9211 | 6.9211 | 6.9211 | 6.9211 | 6.9211 | 6.9211 | 6.9211 | 6.9211
384 | Joliet 29 | 7 | 384¦7 | IL | 660 | 2692437.6667 | 0.49229 | 0.49229 | 0.49229 | 0.49229 | 0.49229 | 0.49229 | 0.49229 | 0.49229 | 6.6805 | 11.8701 | 11.8701 | 11.8701 | 11.8701 | 11.8701 | 11.8701 | 11.8701 | 11.8701 | 11.8701 | 11.8701 | 11.8701
384 | Joliet 29 | 8 | 384¦8 | IL | 660 | 2590575.3333 | 0.43272 | 0.43272 | 0.43272 | 0.43272 | 0.43272 | 0.43272 | 0.43272 | 0.43272 | 6.7674 | 12.1552 | 12.1552 | 12.1552 | 12.1552 | 12.1552 | 12.1552 | 12.1552 | 12.1552 | 12.1552 | 12.1552 | 12.1552
874 | Joliet 9 | 6 | 874¦6 | IL | 360.4 | 1112022.3333 | 0 | 0 | 0 | 0 | 0 | 0 | 0 | 0 | 8.7183 | 26.2272 | 26.2272 | 26.2272 | 26.2272 | 26.2272 | 26.2272 | 26.2272 | 26.2272 | 26.2272 | 26.2272 | 26.2272
879 | Powerton | 5 | 879¦5 | IL | 892.8 | 4237264 | 0 | 0 | 0 | 0 | 0 | 0 | 0 | 0 | 5.6153 | 9.9089 | 9.9089 | 9.9089 | 9.9089 | 9.9089 | 9.9089 | 9.9089 | 9.9089 | 9.9089 | 9.9089 | 9.9089
879 | Powerton | 6 | 879¦6 | IL | 892.8 | 4108440.3333 | 0 | 0 | 0 | 0 | 0 | 0 | 0 | 0 | 5.622 | 10.0206 | 10.0206 | 10.0206 | 10.0206 | 10.0206 | 10.0206 | 10.0206 | 10.0206 | 10.0206 | 10.0206 | 10.0206
883 | Waukegan | 7 | 883¦7 | IL | 326.4 | 1565394.3333 | 0 | 0 | 0 | 0 | 0 | 0 | 0 | 0 | 6.659 | 15.6253 | 15.6253 | 15.6253 | 15.6253 | 15.6253 | 15.6253 | 15.6253 | 15.6253 | 15.6253 | 15.6253 | 15.6253
883 | Waukegan | 8 | 883¦8 | IL | 355.3 | 1637406.6667 | 0 | 0 | 0 | 0 | 0 | 0 | 0 | 0 | 6.8267 | 15.8207 | 15.8207 | 15.8207 | 15.8207 | 15.8207 | 15.8207 | 15.8207 | 15.8207 | 15.8207 | 15.8207 | 15.8207
884 | Will County | 3 | 884¦3 | IL | 299.2 | 1204114.6667 | 0 | 0 | 0 | 0 | 0 | 0 | 0 | 0 | 7.0715 | 17.1956 | 17.1956 | 17.1956 | 17.1956 | 17.1956 | 17.1956 | 17.1956 | 17.1956 | 17.1956 | 17.1956 | 17.1956
884 | Will County | 4 | 884¦4 | IL | 598.4 | 2523329 | 0 | 0 | 0 | 0 | 0 | 0 | 0 | 0 | 6.3748 | 13.4541 | 13.4541 | 13.4541 | 13.4541 | 13.4541 | 13.4541 | 13.4541 | 13.4541 | 13.4541 | 13.4541 | 13.4541
1571 | Chalk Point LLC | ST1 | 1571¦ST1 | MD | 364 | 1110439 | 3.0253 | 3.0253 | 3.0253 | 3.0253 | 4.7086 | 4.7086 | 4.7086 | 4.7086 | 4.7086 | 19.1171 | 19.1171 | 19.1171 | 19.1171 | 19.1171 | 19.1171 | 19.1171 | 19.1171 | 19.1171 | 19.1171 | 19.1171
1571 | Chalk Point LLC | ST2 | 1571¦ST2 | MD | 364 | 1103504.6667 | 3.1516 | 3.1516 | 3.1516 | 3.1516 | 4.8383 | 4.8383 | 4.8383 | 4.8383 | 4.8383 | 19.5902 | 19.5902 | 19.5902 | 19.5902 | 19.5902 | 19.5902 | 19.5902 | 19.5902 | 19.5902 | 19.5902 | 19.5902
1891 | Syl Laskin | 1 | 1891¦1 | MN | 58 | 144573.3333 | 11.7687 | 11.7687 | 11.7687 | 11.7687 | 11.7687 | 11.7687 | 11.7687 | 11.7687 | 11.7687 | 106.2311 | 106.2311 | 106.2311 | 106.2311 | 106.2311 | 106.2311 | 106.2311 | 106.2311 | 106.2311 | 106.2311 | 106.2311
1891 | Syl Laskin | 2 | 1891¦2 | MN | 58 | 135531.6667 | 12.4809 | 12.4809 | 12.4809 | 12.4809 | 12.4809 | 12.4809 | 12.4809 | 12.4809 | 12.4809 | 113.1788 | 113.1788 | 113.1788 | 113.1788 | 113.1788 | 113.1788 | 113.1788 | 113.1788 | 113.1788 | 113.1788 | 113.1788
1893 | Clay Boswell | 1 | 1893¦1 | MN | 75 | 459395.3333 | 1.4592 | 1.4592 | 1.4592 | 1.4592 | 4.0329 | 4.0329 | 4.0329 | 4.0329 | 13.2962 | 28.1903 | 28.1903 | 28.1903 | 28.1903 | 28.1903 | 28.1903 | 28.1903 | 28.1903 | 28.1903 | 28.1903 | 28.1903
1893 | Clay Boswell | 2 | 1893¦2 | MN | 75 | 474367.3333 | 1.4544 | 1.4544 | 1.4544 | 1.4544 | 3.9943 | 3.9943 | 3.9943 | 3.9943 | 13.1698 | 27.5985 | 27.5985 | 27.5985 | 27.5985 | 27.5985 | 27.5985 | 27.5985 | 27.5985 | 27.5985 | 27.5985 | 27.5985
1893 | Clay Boswell | 3 | 1893¦3 | MN | 364.5 | 2419883.6667 | 4.3287 | 4.3287 | 4.3287 | 4.3287 | 4.3287 | 4.3287 | 4.3287 | 4.3287 | 4.3287 | 9.1726 | 9.1726 | 9.1726 | 9.1726 | 9.1726 | 9.1726 | 9.1726 | 9.1726 | 9.1726 | 9.1726 | 9.1726
1893 | Clay Boswell | 4 | 1893¦4 | MN | 558 | 4094553.3333 | 1.938 | 1.938 | 1.938 | 1.938 | 1.938 | 1.938 | 1.938 | 1.938 | 1.938 | 5.5804 | 5.5804 | 5.5804 | 5.5804 | 5.5804 | 5.5804 | 5.5804 | 5.5804 | 5.5804 | 5.5804 | 5.5804
10075 | Taconite Harbor Energy Center | GEN1 | 10075¦GEN1 | MN | 84 | 335649 | 7.6268 | 7.6268 | 7.6268 | 7.6268 | 7.6268 | 7.6268 | 7.6268 | 7.6268 | 7.6268 | 36.2008 | 36.2008 | 36.2008 | 36.2008 | 36.2008 | 36.2008 | 36.2008 | 36.2008 | 36.2008 | 36.2008 | 36.2008
10075 | Taconite Harbor Energy Center | GEN2 | 10075¦GEN2 | MN | 84 | 271927 | 7.875 | 7.875 | 7.875 | 7.875 | 7.875 | 7.875 | 7.875 | 7.875 | 7.875 | 43.1083 | 43.1083 | 43.1083 | 43.1083 | 43.1083 | 43.1083 | 43.1083 | 43.1083 | 43.1083 | 43.1083 | 43.1083
10075 | Taconite Harbor Energy Center | GEN3 | 10075¦GEN3 | MN | 84 | 401316.3333 | 0 | 0 | 0 | 0 | 0 | 0 | 0 | 0 | 11.7613 | 38.4638 | 38.4638 | 38.4638 | 38.4638 | 38.4638 | 38.4638 | 38.4638 | 38.4638 | 38.4638 | 38.4638 | 38.4638
1572 | Dickerson | 2 | 1572¦2 | MD | 196 | 342732 | 7.6106 | 7.6106 | 7.6106 | 7.6106 | 10.419 | 10.419 | 10.419 | 10.419 | 10.419 | 42.4065 | 42.4065 | 42.4065 | 42.4065 | 42.4065 | 42.4065 | 42.4065 | 42.4065 | 42.4065 | 42.4065 | 42.4065
1572 | Dickerson | 3 | 1572¦3 | MD | 196 | 390834 | 6.9647 | 6.9647 | 6.9647 | 6.9647 | 9.5766 | 9.5766 | 9.5766 | 9.5766 | 9.5766 | 37.6463 | 37.6463 | 37.6463 | 37.6463 | 37.6463 | 37.6463 | 37.6463 | 37.6463 | 37.6463 | 37.6463 | 37.6463
1572 | Dickerson | ST1 | 1572¦ST1 | MD | 196 | 370045.6667 | 7.2323 | 7.2323 | 7.2323 | 7.2323 | 9.9228 | 9.9228 | 9.9228 | 9.9228 | 9.9228 | 39.5607 | 39.5607 | 39.5607 | 39.5607 | 39.5607 | 39.5607 | 39.5607 | 39.5607 | 39.5607 | 39.5607 | 39.5607
1573 | Morgantown Generating Plant | ST1 | 1573¦ST1 | MD | 626 | 2464984 | 2.5015 | 2.5015 | 2.5015 | 2.5015 | 2.5015 | 2.5015 | 2.5015 | 2.5015 | 2.5015 | 8.7256 | 8.7256 | 8.7256 | 8.7256 | 8.7256 | 8.7256 | 8.7256 | 8.7256 | 8.7256 | 8.7256 | 8.7256
1573 | Morgantown Generating Plant | ST2 | 1573¦ST2 | MD | 626 | 2620340.6667 | 2.4539 | 2.4539 | 2.4539 | 2.4539 | 2.4539 | 2.4539 | 2.4539 | 2.4539 | 2.4539 | 8.3175 | 8.3175 | 8.3175 | 8.3175 | 8.3175 | 8.3175 | 8.3175 | 8.3175 | 8.3175 | 8.3175 | 8.3175
2823 | Milton R Young | 1 | 2823¦1 | ND | 257 | 1800554.3333 | 2.7013 | 2.7013 | 2.7013 | 2.7013 | 2.7013 | 2.7013 | 2.7013 | 2.7013 | 2.7013 | 9.2371 | 9.2371 | 9.2371 | 9.2371 | 9.2371 | 9.2371 | 9.2371 | 9.2371 | 9.2371 | 9.2371 | 9.2371
2823 | Milton R Young | 2 | 2823¦2 | ND | 477 | 2842899.3333 | 2.4525 | 2.4525 | 2.4525 | 2.4525 | 2.4525 | 2.4525 | 2.4525 | 2.4525 | 2.4525 | 8.3649 | 8.3649 | 8.3649 | 8.3649 | 8.3649 | 8.3649 | 8.3649 | 8.3649 | 8.3649 | 8.3649 | 8.3649
2049 | Jack Watson | 4 | 2049¦4 | MS | 299.2 | 877397.3333 | 0 | 0 | 0 | 0 | 0 | 0 | 0 | 0 | 37.0894 | 52.6873 | 52.6873 | 52.6873 | 52.6873 | 52.6873 | 52.6873 | 52.6873 | 52.6873 | 52.6873 | 52.6873 | 52.6873
2049 | Jack Watson | 5 | 2049¦5 | MS | 578 | 2188478.6667 | 0.19191 | 0.19191 | 0.19191 | 0.19191 | 0.19191 | 0.19191 | 0.19191 | 0.19191 | 37.1012 | 46.3156 | 46.3156 | 46.3156 | 46.3156 | 46.3156 | 46.3156 | 46.3156 | 46.3156 | 46.3156 | 46.3156 | 46.3156
6073 | Victor J Daniel Jr | 1 | 6073¦1 | MS | 548.3 | 1190557.3333 | 3.1495 | 3.1495 | 3.1495 | 3.1495 | 3.1495 | 3.1495 | 3.1495 | 3.1495 | 3.1495 | 17.5447 | 17.5447 | 17.5447 | 17.5447 | 17.5447 | 17.5447 | 17.5447 | 17.5447 | 17.5447 | 17.5447 | 17.5447
6073 | Victor J Daniel Jr | 2 | 6073¦2 | MS | 548.3 | 1184437.6667 | 3.1667 | 3.1667 | 3.1667 | 3.1667 | 3.1667 | 3.1667 | 3.1667 | 3.1667 | 3.1667 | 17.6415 | 17.6415 | 17.6415 | 17.6415 | 17.6415 | 17.6415 | 17.6415 | 17.6415 | 17.6415 | 17.6415 | 17.6415
3943 | FirstEnergy Fort Martin Power Station | 1 | 3943¦1 | WV | 576 | 3569979.6667 | 2.2843 | 2.2843 | 2.2843 | 2.2843 | 2.2843 | 2.2843 | 2.2843 | 2.2843 | 2.2843 | 6.5202 | 6.5202 | 6.5202 | 6.5202 | 6.5202 | 6.5202 | 6.5202 | 6.5202 | 6.5202 | 6.5202 | 6.5202
3943 | FirstEnergy Fort Martin Power Station | 2 | 3943¦2 | WV | 576 | 3190878.6667 | 2.7945 | 2.7945 | 2.7945 | 2.7945 | 2.7945 | 2.7945 | 2.7945 | 2.7945 | 2.7945 | 7.4974 | 7.4974 | 7.4974 | 7.4974 | 7.4974 | 7.4974 | 7.4974 | 7.4974 | 7.4974 | 7.4974 | 7.4974
4259 | Endicott Station | 1 | 4259¦1 | MI | 55 | 128869 | 16.6709 | 16.6709 | 16.6709 | 16.6709 | 16.6709 | 16.6709 | 16.6709 | 16.6709 | 16.6709 | 177.1153 | 177.1153 | 177.1153 | 177.1153 | 177.1153 | 177.1153 | 177.1153 | 177.1153 | 177.1153 | 177.1153 | 177.1153
1167 | Muscatine Plant #1 | 7 | 1167¦7 | IA | 25 | 43633 | 0 | 0 | 0 | 0 | 0 | 0 | 0 | 0 | 98.4262 | 259.4076 | 259.4076 | 259.4076 | 259.4076 | 259.4076 | 259.4076 | 259.4076 | 259.4076 | 259.4076 | 259.4076 | 259.4076
1167 | Muscatine Plant #1 | 8 | 1167¦8 | IA | 75 | 85805.3333 | 0 | 0 | 0 | 0 | 0 | 0 | 0 | 0 | 34.8261 | 151.8164 | 151.8164 | 151.8164 | 151.8164 | 151.8164 | 151.8164 | 151.8164 | 151.8164 | 151.8164 | 151.8164 | 151.8164
1167 | Muscatine Plant #1 | 9 | 1167¦9 | IA | 175.5 | 685744 | 3.4459 | 3.4459 | 3.4459 | 3.4459 | 3.4459 | 3.4459 | 3.4459 | 3.4459 | 3.4459 | 30.7744 | 30.7744 | 30.7744 | 30.7744 | 30.7744 | 30.7744 | 30.7744 | 30.7744 | 30.7744 | 30.7744 | 30.7744
2549 | C R Huntley Generating Station | 67 | 2549¦67 | NY | 200 | 470945.6667 | 7.8905 | 7.8905 | 7.8905 | 7.8905 | 10.4597 | 10.4597 | 10.4597 | 10.4597 | 10.4597 | 35.2841 | 35.2841 | 35.2841 | 35.2841 | 35.2841 | 35.2841 | 35.2841 | 35.2841 | 35.2841 | 35.2841 | 35.2841
2549 | C R Huntley Generating Station | S68 | 2549¦S68 | NY | 200 | 524396.3333 | 7.7576 | 7.7576 | 7.7576 | 7.7576 | 10.202 | 10.202 | 10.202 | 10.202 | 10.202 | 32.3302 | 32.3302 | 32.3302 | 32.3302 | 32.3302 | 32.3302 | 32.3302 | 32.3302 | 32.3302 | 32.3302 | 32.3302
2277 | Sheldon | 1 | 2277¦1 | NE | 108.8 | 544816.6667 | 1.4467 | 1.4467 | 1.4467 | 1.4467 | 3.9164 | 3.9164 | 3.9164 | 3.9164 | 12.5628 | 35.9606 | 35.9606 | 35.9606 | 35.9606 | 35.9606 | 35.9606 | 35.9606 | 35.9606 | 35.9606 | 35.9606 | 35.9606
2277 | Sheldon | 2 | 2277¦2 | NE | 119.9 | 590094.3333 | 1.3896 | 1.3896 | 1.3896 | 1.3896 | 3.7729 | 3.7729 | 3.7729 | 3.7729 | 12.0484 | 34.2234 | 34.2234 | 34.2234 | 34.2234 | 34.2234 | 34.2234 | 34.2234 | 34.2234 | 34.2234 | 34.2234 | 34.2234
6077 | Gerald Gentleman | 1 | 6077¦1 | NE | 681.3 | 4685315.6667 | 0.53657 | 0.53657 | 0.53657 | 0.53657 | 1.8002 | 1.8002 | 1.8002 | 1.8002 | 7.7883 | 12.104 | 12.104 | 12.104 | 12.104 | 12.104 | 12.104 | 12.104 | 12.104 | 12.104 | 12.104 | 12.104
6077 | Gerald Gentleman | 2 | 6077¦2 | NE | 681.3 | 4444594.3333 | 0.54241 | 0.54241 | 0.54241 | 0.54241 | 1.814 | 1.814 | 1.814 | 1.814 | 7.8293 | 12.0788 | 12.0788 | 12.0788 | 12.0788 | 12.0788 | 12.0788 | 12.0788 | 12.0788 | 12.0788 | 12.0788 | 12.0788
2324 | Reid Gardner | 1 | 2324¦1 | NV | 114 | 303067.3333 | 8.6303 | 8.6303 | 8.6303 | 8.6303 | 11.7351 | 11.7351 | 11.7351 | 11.7351 | 11.7351 | 48.5945 | 48.5945 | 48.5945 | 48.5945 | 48.5945 | 48.5945 | 48.5945 | 48.5945 | 48.5945 | 48.5945 | 48.5945
2324 | Reid Gardner | 2 | 2324¦2 | NV | 114 | 262999.6667 | 9.3078 | 9.3078 | 9.3078 | 9.3078 | 12.6695 | 12.6695 | 12.6695 | 12.6695 | 12.6695 | 55.0677 | 55.0677 | 55.0677 | 55.0677 | 55.0677 | 55.0677 | 55.0677 | 55.0677 | 55.0677 | 55.0677 | 55.0677
2324 | Reid Gardner | 3 | 2324¦3 | NV | 114 | 223949.6667 | 2.8749 | 2.8749 | 2.8749 | 2.8749 | 6.6482 | 6.6482 | 6.6482 | 6.6482 | 16.3895 | 56.6592 | 56.6592 | 56.6592 | 56.6592 | 56.6592 | 56.6592 | 56.6592 | 56.6592 | 56.6592 | 56.6592 | 56.6592
2324 | Reid Gardner | 4 | 2324¦4 | NV | 294.8 | 929649 | 1.2084 | 1.2084 | 1.2084 | 1.2084 | 3.1195 | 3.1195 | 3.1195 | 3.1195 | 8.2906 | 22.7417 | 22.7417 | 22.7417 | 22.7417 | 22.7417 | 22.7417 | 22.7417 | 22.7417 | 22.7417 | 22.7417 | 22.7417
2554 | Dunkirk Generating Plant | 1 | 2554¦1 | NY | 96 | 75015.3333 | 31.846 | 31.846 | 31.846 | 31.846 | 40.2027 | 40.2027 | 40.2027 | 40.2027 | 40.2027 | 154.1485 | 154.1485 | 154.1485 | 154.1485 | 154.1485 | 154.1485 | 154.1485 | 154.1485 | 154.1485 | 154.1485 | 154.1485
2554 | Dunkirk Generating Plant | 2 | 2554¦2 | NY | 96 | 287718 | 7.0954 | 7.0954 | 7.0954 | 7.0954 | 10.3753 | 10.3753 | 10.3753 | 10.3753 | 10.3753 | 40.3449 | 40.3449 | 40.3449 | 40.3449 | 40.3449 | 40.3449 | 40.3449 | 40.3449 | 40.3449 | 40.3449 | 40.3449
2554 | Dunkirk Generating Plant | 3 | 2554¦3 | NY | 217.6 | 72409.6667 | 33.9472 | 33.9472 | 33.9472 | 33.9472 | 43.3077 | 43.3077 | 43.3077 | 43.3077 | 43.3077 | 197.8321 | 197.8321 | 197.8321 | 197.8321 | 197.8321 | 197.8321 | 197.8321 | 197.8321 | 197.8321 | 197.8321 | 197.8321
2554 | Dunkirk Generating Plant | ST4 | 2554¦ST4 | NY | 217.6 | 41654.6667 | 40.5729 | 40.5729 | 40.5729 | 40.5729 | 55.8738 | 55.8738 | 55.8738 | 55.8738 | 55.8738 | 323.3893 | 323.3893 | 323.3893 | 323.3893 | 323.3893 | 323.3893 | 323.3893 | 323.3893 | 323.3893 | 323.3893 | 323.3893
995 | Bailly | 7 | 995¦7 | IN | 190.4 | 704147.6667 | 3.054 | 3.054 | 3.054 | 3.054 | 3.054 | 3.054 | 3.054 | 3.054 | 3.054 | 20.3932 | 20.3932 | 20.3932 | 20.3932 | 20.3932 | 20.3932 | 20.3932 | 20.3932 | 20.3932 | 20.3932 | 20.3932
995 | Bailly | 8 | 995¦8 | IN | 413.1 | 1372385.6667 | 1.9901 | 1.9901 | 1.9901 | 1.9901 | 1.9901 | 1.9901 | 1.9901 | 1.9901 | 1.9901 | 15.7213 | 15.7213 | 15.7213 | 15.7213 | 15.7213 | 15.7213 | 15.7213 | 15.7213 | 15.7213 | 15.7213 | 15.7213
997 | Michigan City | 12 | 997¦12 | IN | 540 | 2367749.6667 | 13.6944 | 13.6944 | 13.6944 | 13.6944 | 13.6944 | 13.6944 | 13.6944 | 13.6944 | 13.6944 | 21.1054 | 21.1054 | 21.1054 | 21.1054 | 21.1054 | 21.1054 | 21.1054 | 21.1054 | 21.1054 | 21.1054 | 21.1054
6085 | R M Schahfer | 14 | 6085¦14 | IN | 540 | 1361275.6667 | 3.9344 | 3.9344 | 3.9344 | 3.9344 | 3.9344 | 3.9344 | 3.9344 | 3.9344 | 3.9344 | 12.0605 | 12.0605 | 12.0605 | 12.0605 | 12.0605 | 12.0605 | 12.0605 | 12.0605 | 12.0605 | 12.0605 | 12.0605
6085 | R M Schahfer | 15 | 6085¦15 | IN | 556.4 | 2168872.6667 | 2.4478 | 2.4478 | 2.4478 | 2.4478 | 2.4478 | 2.4478 | 2.4478 | 2.4478 | 2.4478 | 9.0133 | 9.0133 | 9.0133 | 9.0133 | 9.0133 | 9.0133 | 9.0133 | 9.0133 | 9.0133 | 9.0133 | 9.0133
6085 | R M Schahfer | 17 | 6085¦17 | IN | 423.5 | 1452162.6667 | 2.2492 | 2.2492 | 2.2492 | 2.2492 | 2.2492 | 2.2492 | 2.2492 | 2.2492 | 2.2492 | 10.9138 | 10.9138 | 10.9138 | 10.9138 | 10.9138 | 10.9138 | 10.9138 | 10.9138 | 10.9138 | 10.9138 | 10.9138
6085 | R M Schahfer | 18 | 6085¦18 | IN | 423.5 | 1965950.3333 | 1.8848 | 1.8848 | 1.8848 | 1.8848 | 1.8848 | 1.8848 | 1.8848 | 1.8848 | 1.8848 | 8.5578 | 8.5578 | 8.5578 | 8.5578 | 8.5578 | 8.5578 | 8.5578 | 8.5578 | 8.5578 | 8.5578 | 8.5578
1904 | Black Dog | 3 | 1904¦3 | MN | 113.6 | 481302.3333 | 0 | 0 | 0 | 0 | 0 | 0 | 0 | 0 | 10.1982 | 35.8648 | 35.8648 | 35.8648 | 35.8648 | 35.8648 | 35.8648 | 35.8648 | 35.8648 | 35.8648 | 35.8648 | 35.8648
1904 | Black Dog | 4 | 1904¦4 | MN | 163.2 | 799255 | 0 | 0 | 0 | 0 | 0 | 0 | 0 | 0 | 8.7648 | 27.7825 | 27.7825 | 27.7825 | 27.7825 | 27.7825 | 27.7825 | 27.7825 | 27.7825 | 27.7825 | 27.7825 | 27.7825
1915 | Allen S King | 1 | 1915¦1 | MN | 598.4 | 2962049.6667 | 3.0013 | 3.0013 | 3.0013 | 3.0013 | 3.0013 | 3.0013 | 3.0013 | 3.0013 | 3.0013 | 9.2389 | 9.2389 | 9.2389 | 9.2389 | 9.2389 | 9.2389 | 9.2389 | 9.2389 | 9.2389 | 9.2389 | 9.2389
3982 | Bay Front | 4 | 3982¦4 | WI | 20 | 194112 | 0.6978 | 0.6978 | 0.6978 | 0.6978 | 0.6978 | 0.6978 | 0.6978 | 0.6978 | 0.6978 | 0.6978 | 0.6978 | 0.6978 | 0.6978 | 0.6978 | 0.6978 | 0.6978 | 0.6978 | 0.6978 | 0.6978 | 0.6978
6090 | Sherburne County | 3 | 6090¦3 | MN | 938.7 | 1814454.6667 | 2.7874 | 2.7874 | 2.7874 | 2.7874 | 2.7874 | 2.7874 | 2.7874 | 2.7874 | 2.7874 | 15.1418 | 15.1418 | 15.1418 | 15.1418 | 15.1418 | 15.1418 | 15.1418 | 15.1418 | 15.1418 | 15.1418 | 15.1418
2876 | Kyger Creek | 1 | 2876¦1 | OH | 217.3 | 973223.6667 | 3.9735 | 3.9735 | 3.9735 | 3.9735 | 3.9735 | 3.9735 | 3.9735 | 3.9735 | 3.9735 | 13.769 | 13.769 | 13.769 | 13.769 | 13.769 | 13.769 | 13.769 | 13.769 | 13.769 | 13.769 | 13.769
2876 | Kyger Creek | 2 | 2876¦2 | OH | 217.3 | 1023412.6667 | 3.9394 | 3.9394 | 3.9394 | 3.9394 | 3.9394 | 3.9394 | 3.9394 | 3.9394 | 3.9394 | 13.2662 | 13.2662 | 13.2662 | 13.2662 | 13.2662 | 13.2662 | 13.2662 | 13.2662 | 13.2662 | 13.2662 | 13.2662
2876 | Kyger Creek | 3 | 2876¦3 | OH | 217.3 | 1000951.3333 | 3.9309 | 3.9309 | 3.9309 | 3.9309 | 3.9309 | 3.9309 | 3.9309 | 3.9309 | 3.9309 | 13.4616 | 13.4616 | 13.4616 | 13.4616 | 13.4616 | 13.4616 | 13.4616 | 13.4616 | 13.4616 | 13.4616 | 13.4616
2876 | Kyger Creek | 4 | 2876¦4 | OH | 217.3 | 1061997.3333 | 3.8531 | 3.8531 | 3.8531 | 3.8531 | 3.8531 | 3.8531 | 3.8531 | 3.8531 | 3.8531 | 12.8497 | 12.8497 | 12.8497 | 12.8497 | 12.8497 | 12.8497 | 12.8497 | 12.8497 | 12.8497 | 12.8497 | 12.8497
2876 | Kyger Creek | 5 | 2876¦5 | OH | 217.3 | 1044257.3333 | 3.8743 | 3.8743 | 3.8743 | 3.8743 | 3.8743 | 3.8743 | 3.8743 | 3.8743 | 3.8743 | 13.0197 | 13.0197 | 13.0197 | 13.0197 | 13.0197 | 13.0197 | 13.0197 | 13.0197 | 13.0197 | 13.0197 | 13.0197
2952 | Muskogee | 4 | 2952¦4 | OK | 572 | 2479713 | 0.1673 | 0.1673 | 0.1673 | 0.1673 | 0.1673 | 0.1673 | 0.1673 | 0.1673 | 7.4533 | 13.474 | 13.474 | 13.474 | 13.474 | 13.474 | 13.474 | 13.474 | 13.474 | 13.474 | 13.474 | 13.474
2952 | Muskogee | 5 | 2952¦5 | OK | 572 | 2923155.6667 | 0.14192 | 0.14192 | 0.14192 | 0.14192 | 0.14192 | 0.14192 | 0.14192 | 0.14192 | 7.2593 | 12.2971 | 12.2971 | 12.2971 | 12.2971 | 12.2971 | 12.2971 | 12.2971 | 12.2971 | 12.2971 | 12.2971 | 12.2971
2952 | Muskogee | 6 | 2952¦6 | OK | 572 | 2255360 | 0.18395 | 0.18395 | 0.18395 | 0.18395 | 0.18395 | 0.18395 | 0.18395 | 0.18395 | 7.5864 | 14.1812 | 14.1812 | 14.1812 | 14.1812 | 14.1812 | 14.1812 | 14.1812 | 14.1812 | 14.1812 | 14.1812 | 14.1812
6095 | Sooner | 1 | 6095¦1 | OK | 569 | 2937377.6667 | 0.35958 | 0.35958 | 0.35958 | 0.35958 | 0.35958 | 0.35958 | 0.35958 | 0.35958 | 0.35958 | 5.9751 | 5.9751 | 5.9751 | 5.9751 | 5.9751 | 5.9751 | 5.9751 | 5.9751 | 5.9751 | 5.9751 | 5.9751
6095 | Sooner | 2 | 6095¦2 | OK | 569 | 2940089 | 0.35927 | 0.35927 | 0.35927 | 0.35927 | 0.35927 | 0.35927 | 0.35927 | 0.35927 | 0.35927 | 5.8925 | 5.8925 | 5.8925 | 5.8925 | 5.8925 | 5.8925 | 5.8925 | 5.8925 | 5.8925 | 5.8925 | 5.8925
2291 | North Omaha | 1 | 2291¦1 | NE | 73.5 | 384230.3333 | 0 | 0 | 0 | 0 | 0 | 0 | 0 | 0 | 12.8832 | 34.3253 | 34.3253 | 34.3253 | 34.3253 | 34.3253 | 34.3253 | 34.3253 | 34.3253 | 34.3253 | 34.3253 | 34.3253
2291 | North Omaha | 2 | 2291¦2 | NE | 108.8 | 580325.6667 | 0 | 0 | 0 | 0 | 0 | 0 | 0 | 0 | 11.5409 | 27.5128 | 27.5128 | 27.5128 | 27.5128 | 27.5128 | 27.5128 | 27.5128 | 27.5128 | 27.5128 | 27.5128 | 27.5128
2291 | North Omaha | 3 | 2291¦3 | NE | 108.8 | 550876 | 0 | 0 | 0 | 0 | 0 | 0 | 0 | 0 | 11.7246 | 28.4985 | 28.4985 | 28.4985 | 28.4985 | 28.4985 | 28.4985 | 28.4985 | 28.4985 | 28.4985 | 28.4985 | 28.4985
2291 | North Omaha | 4 | 2291¦4 | NE | 136 | 662505 | 0 | 0 | 0 | 0 | 0 | 0 | 0 | 0 | 11.0418 | 26.0981 | 26.0981 | 26.0981 | 26.0981 | 26.0981 | 26.0981 | 26.0981 | 26.0981 | 26.0981 | 26.0981 | 26.0981
2291 | North Omaha | 5 | 2291¦5 | NE | 217.6 | 955058 | 0 | 0 | 0 | 0 | 0 | 0 | 0 | 0 | 10.1775 | 22.8799 | 22.8799 | 22.8799 | 22.8799 | 22.8799 | 22.8799 | 22.8799 | 22.8799 | 22.8799 | 22.8799 | 22.8799
6096 | Nebraska City | 1 | 6096¦1 | NE | 651.6 | 4518911 | 0 | 0 | 0 | 0 | 0 | 0 | 0 | 0 | 7.6077 | 11.7943 | 11.7943 | 11.7943 | 11.7943 | 11.7943 | 11.7943 | 11.7943 | 11.7943 | 11.7943 | 11.7943 | 11.7943
6096 | Nebraska City | 2 | 6096¦2 | NE | 738 | 4834070.6667 | 2.8411 | 2.8411 | 2.8411 | 2.8411 | 2.8411 | 2.8411 | 2.8411 | 2.8411 | 2.8411 | 5.7203 | 5.7203 | 5.7203 | 5.7203 | 5.7203 | 5.7203 | 5.7203 | 5.7203 | 5.7203 | 5.7203 | 5.7203
2836 | Avon Lake | 7 | 2836¦7 | OH | 86 | 102563.6667 | 0 | 0 | 0 | 0 | 0 | 0 | 0 | 0 | 57.949 | 140.2102 | 140.2102 | 140.2102 | 140.2102 | 140.2102 | 140.2102 | 140.2102 | 140.2102 | 140.2102 | 140.2102 | 140.2102
2836 | Avon Lake | 9 | 2836¦9 | OH | 680 | 2458904 | 0 | 0 | 0 | 0 | 0 | 0 | 0 | 0 | 35.093 | 44.7032 | 44.7032 | 44.7032 | 44.7032 | 44.7032 | 44.7032 | 44.7032 | 44.7032 | 44.7032 | 44.7032 | 44.7032
3138 | New Castle Plant | 3 | 3138¦3 | PA | 98 | 99963.6667 | 0 | 0 | 0 | 0 | 0 | 0 | 0 | 0 | 54.8328 | 153.7293 | 153.7293 | 153.7293 | 153.7293 | 153.7293 | 153.7293 | 153.7293 | 153.7293 | 153.7293 | 153.7293 | 153.7293
3138 | New Castle Plant | 4 | 3138¦4 | PA | 114 | 97546 | 1.5499 | 1.5499 | 1.5499 | 1.5499 | 1.5499 | 1.5499 | 1.5499 | 1.5499 | 57.0894 | 154.9052 | 154.9052 | 154.9052 | 154.9052 | 154.9052 | 154.9052 | 154.9052 | 154.9052 | 154.9052 | 154.9052 | 154.9052
3138 | New Castle Plant | 5 | 3138¦5 | PA | 136 | 158879.3333 | 1.6301 | 1.6301 | 1.6301 | 1.6301 | 1.6301 | 1.6301 | 1.6301 | 1.6301 | 47.4208 | 112.1461 | 112.1461 | 112.1461 | 112.1461 | 112.1461 | 112.1461 | 112.1461 | 112.1461 | 112.1461 | 112.1461 | 112.1461
8226 | Cheswick Power Plant | 1 | 8226¦1 | PA | 637 | 2720132.6667 | 3.269 | 3.269 | 3.269 | 3.269 | 3.269 | 3.269 | 3.269 | 3.269 | 3.269 | 11.4351 | 11.4351 | 11.4351 | 11.4351 | 11.4351 | 11.4351 | 11.4351 | 11.4351 | 11.4351 | 11.4351 | 11.4351
2935 | Orrville | 10 | 2935¦10 | OH | 25 | 60287.3333 | 6.926 | 6.926 | 6.926 | 6.926 | 6.926 | 6.926 | 6.926 | 6.926 | 89.0526 | 255.949 | 255.949 | 255.949 | 255.949 | 255.949 | 255.949 | 255.949 | 255.949 | 255.949 | 255.949 | 255.949
2935 | Orrville | 11 | 2935¦11 | OH | 25 | 51217.6667 | 8.1525 | 8.1525 | 8.1525 | 8.1525 | 8.1525 | 8.1525 | 8.1525 | 8.1525 | 97.1796 | 293.2793 | 293.2793 | 293.2793 | 293.2793 | 293.2793 | 293.2793 | 293.2793 | 293.2793 | 293.2793 | 293.2793 | 293.2793
2935 | Orrville | 9 | 2935¦9 | OH | 22 | 23180.3333 | 17.6541 | 17.6541 | 17.6541 | 17.6541 | 17.6541 | 17.6541 | 17.6541 | 17.6541 | 17.6541 | 17.6541 | 17.6541 | 17.6541 | 17.6541 | 17.6541 | 17.6541 | 17.6541 | 17.6541 | 17.6541 | 17.6541 | 17.6541
1943 | Hoot Lake | 2 | 1943¦2 | MN | 54.4 | 206636 | 0 | 0 | 0 | 0 | 0 | 0 | 0 | 0 | 17.9084 | 72.6862 | 72.6862 | 72.6862 | 72.6862 | 72.6862 | 72.6862 | 72.6862 | 72.6862 | 72.6862 | 72.6862 | 72.6862
1943 | Hoot Lake | 3 | 1943¦3 | MN | 75 | 281996.3333 | 0 | 0 | 0 | 0 | 0 | 0 | 0 | 0 | 15.6281 | 62.4704 | 62.4704 | 62.4704 | 62.4704 | 62.4704 | 62.4704 | 62.4704 | 62.4704 | 62.4704 | 62.4704 | 62.4704
8222 | Coyote | 1 | 8222¦1 | ND | 450 | 2563591 | 1.1701 | 1.1701 | 1.1701 | 1.1701 | 2.7677 | 2.7677 | 2.7677 | 2.7677 | 2.7677 | 12.0924 | 12.0924 | 12.0924 | 12.0924 | 12.0924 | 12.0924 | 12.0924 | 12.0924 | 12.0924 | 12.0924 | 12.0924
1374 | Elmer Smith | 1 | 1374¦1 | KY | 163.2 | 958589 | 5.5624 | 5.5624 | 5.5624 | 5.5624 | 5.5624 | 5.5624 | 5.5624 | 5.5624 | 5.5624 | 17.5566 | 17.5566 | 17.5566 | 17.5566 | 17.5566 | 17.5566 | 17.5566 | 17.5566 | 17.5566 | 17.5566 | 17.5566
1374 | Elmer Smith | 2 | 1374¦2 | KY | 282.1 | 1526563 | 3.5454 | 3.5454 | 3.5454 | 3.5454 | 3.5454 | 3.5454 | 3.5454 | 3.5454 | 3.5454 | 13.906 | 13.906 | 13.906 | 13.906 | 13.906 | 13.906 | 13.906 | 13.906 | 13.906 | 13.906 | 13.906
3644 | Carbon | 1 | 3644¦1 | UT | 75 | 330315.3333 | 1.2694 | 1.2694 | 1.2694 | 1.2694 | 1.2694 | 1.2694 | 1.2694 | 1.2694 | 23.6114 | 57.8581 | 57.8581 | 57.8581 | 57.8581 | 57.8581 | 57.8581 | 57.8581 | 57.8581 | 57.8581 | 57.8581 | 57.8581
3644 | Carbon | 2 | 3644¦2 | UT | 113.6 | 498019.6667 | 0.85301 | 0.85301 | 0.85301 | 0.85301 | 0.85301 | 0.85301 | 0.85301 | 0.85301 | 21.3562 | 49.412 | 49.412 | 49.412 | 49.412 | 49.412 | 49.412 | 49.412 | 49.412 | 49.412 | 49.412 | 49.412
4158 | Dave Johnston | 1 | 4158¦1 | WY | 113.6 | 712845.3333 | 0 | 0 | 0 | 0 | 0 | 0 | 0 | 0 | 11.1318 | 24.2129 | 24.2129 | 24.2129 | 24.2129 | 24.2129 | 24.2129 | 24.2129 | 24.2129 | 24.2129 | 24.2129 | 24.2129
4158 | Dave Johnston | 2 | 4158¦2 | WY | 113.6 | 729258.3333 | 0 | 0 | 0 | 0 | 0 | 0 | 0 | 0 | 11.1767 | 24.0836 | 24.0836 | 24.0836 | 24.0836 | 24.0836 | 24.0836 | 24.0836 | 24.0836 | 24.0836 | 24.0836 | 24.0836
4158 | Dave Johnston | 3 | 4158¦3 | WY | 229.5 | 1464087 | 1.3065 | 1.3065 | 1.3065 | 1.3065 | 3.0206 | 3.0206 | 3.0206 | 3.0206 | 3.0206 | 11.4814 | 11.4814 | 11.4814 | 11.4814 | 11.4814 | 11.4814 | 11.4814 | 11.4814 | 11.4814 | 11.4814 | 11.4814
4158 | Dave Johnston | 4 | 4158¦4 | WY | 360 | 2222152 | 1.255 | 1.255 | 1.255 | 1.255 | 2.8034 | 2.8034 | 2.8034 | 2.8034 | 2.8034 | 9.207 | 9.207 | 9.207 | 9.207 | 9.207 | 9.207 | 9.207 | 9.207 | 9.207 | 9.207 | 9.207
4162 | Naughton | 1 | 4162¦1 | WY | 163.2 | 1145035 | 0.36521 | 0.36521 | 0.36521 | 0.36521 | 0.36521 | 0.36521 | 0.36521 | 0.36521 | 4.6455 | 13.893 | 13.893 | 13.893 | 13.893 | 13.893 | 13.893 | 13.893 | 13.893 | 13.893 | 13.893 | 13.893
4162 | Naughton | 2 | 4162¦2 | WY | 217.6 | 1576920.6667 | 0.269 | 0.269 | 0.269 | 0.269 | 0.269 | 0.269 | 0.269 | 0.269 | 4.1839 | 11.9696 | 11.9696 | 11.9696 | 11.9696 | 11.9696 | 11.9696 | 11.9696 | 11.9696 | 11.9696 | 11.9696 | 11.9696
4162 | Naughton | 3 | 4162¦3 | WY | 326.4 | 2463638.6667 | 1.9373 | 1.9373 | 1.9373 | 1.9373 | 1.9373 | 1.9373 | 1.9373 | 1.9373 | 1.9373 | 9.8839 | 9.8839 | 9.8839 | 9.8839 | 9.8839 | 9.8839 | 9.8839 | 9.8839 | 9.8839 | 9.8839 | 9.8839
6101 | Wyodak | 1 | 6101¦1 | WY | 362 | 2553998.3333 | 0.97671 | 0.97671 | 0.97671 | 0.97671 | 2.5617 | 2.5617 | 2.5617 | 2.5617 | 2.5617 | 10.7109 | 10.7109 | 10.7109 | 10.7109 | 10.7109 | 10.7109 | 10.7109 | 10.7109 | 10.7109 | 10.7109 | 10.7109
6165 | Hunter | 1 | 6165¦1 | UT | 488.3 | 2943100.3333 | 1.9868 | 1.9868 | 1.9868 | 1.9868 | 3.2232 | 3.2232 | 3.2232 | 3.2232 | 3.2232 | 8.9075 | 8.9075 | 8.9075 | 8.9075 | 8.9075 | 8.9075 | 8.9075 | 8.9075 | 8.9075 | 8.9075 | 8.9075
6165 | Hunter | 2 | 6165¦2 | UT | 488.3 | 3209908.3333 | 1.9244 | 1.9244 | 1.9244 | 1.9244 | 3.1433 | 3.1433 | 3.1433 | 3.1433 | 3.1433 | 8.2054 | 8.2054 | 8.2054 | 8.2054 | 8.2054 | 8.2054 | 8.2054 | 8.2054 | 8.2054 | 8.2054 | 8.2054
6165 | Hunter | 3 | 6165¦3 | UT | 495.6 | 3101693.6667 | 1.9431 | 1.9431 | 1.9431 | 1.9431 | 3.1682 | 3.1682 | 3.1682 | 3.1682 | 3.1682 | 8.8014 | 8.8014 | 8.8014 | 8.8014 | 8.8014 | 8.8014 | 8.8014 | 8.8014 | 8.8014 | 8.8014 | 8.8014
8066 | Jim Bridger | 1 | 8066¦1 | WY | 577.9 | 3540732.3333 | 1.5915 | 1.5915 | 1.5915 | 1.5915 | 1.5915 | 1.5915 | 1.5915 | 1.5915 | 1.5915 | 5.9647 | 5.9647 | 5.9647 | 5.9647 | 5.9647 | 5.9647 | 5.9647 | 5.9647 | 5.9647 | 5.9647 | 5.9647
8066 | Jim Bridger | 2 | 8066¦2 | WY | 577.9 | 3506403.3333 | 1.6003 | 1.6003 | 1.6003 | 1.6003 | 1.6003 | 1.6003 | 1.6003 | 1.6003 | 1.6003 | 6.0163 | 6.0163 | 6.0163 | 6.0163 | 6.0163 | 6.0163 | 6.0163 | 6.0163 | 6.0163 | 6.0163 | 6.0163
8066 | Jim Bridger | 3 | 8066¦3 | WY | 577.9 | 3642184.3333 | 1.5679 | 1.5679 | 1.5679 | 1.5679 | 1.5679 | 1.5679 | 1.5679 | 1.5679 | 1.5679 | 5.8869 | 5.8869 | 5.8869 | 5.8869 | 5.8869 | 5.8869 | 5.8869 | 5.8869 | 5.8869 | 5.8869 | 5.8869
8066 | Jim Bridger | 4 | 8066¦4 | WY | 584 | 3463363.6667 | 1.603 | 1.603 | 1.603 | 1.603 | 1.603 | 1.603 | 1.603 | 1.603 | 1.603 | 6.1314 | 6.1314 | 6.1314 | 6.1314 | 6.1314 | 6.1314 | 6.1314 | 6.1314 | 6.1314 | 6.1314 | 6.1314
8069 | Huntington | 1 | 8069¦1 | UT | 498 | 3263492.3333 | 1.3794 | 1.3794 | 1.3794 | 1.3794 | 1.3794 | 1.3794 | 1.3794 | 1.3794 | 1.3794 | 7.109 | 7.109 | 7.109 | 7.109 | 7.109 | 7.109 | 7.109 | 7.109 | 7.109 | 7.109 | 7.109
8069 | Huntington | 2 | 8069¦2 | UT | 498 | 3340212.6667 | 1.8758 | 1.8758 | 1.8758 | 1.8758 | 3.0778 | 3.0778 | 3.0778 | 3.0778 | 3.0778 | 8.745 | 8.745 | 8.745 | 8.745 | 8.745 | 8.745 | 8.745 | 8.745 | 8.745 | 8.745 | 8.745
2936 | Painesville | 3 | 2936¦3 | OH | 7.5 | 190.3333 | 2139.2165 | 2139.2165 | 2139.2165 | 2139.2165 | 2139.2165 | 2139.2165 | 2139.2165 | 2139.2165 | 2139.2165 | 2139.2165 | 2139.2165 | 2139.2165 | 2139.2165 | 2139.2165 | 2139.2165 | 2139.2165 | 2139.2165 | 2139.2165 | 2139.2165 | 2139.2165
2936 | Painesville | 5 | 2936¦5 | OH | 16.5 | 1698.6667 | 240.4507 | 240.4507 | 240.4507 | 240.4507 | 240.4507 | 240.4507 | 240.4507 | 240.4507 | 240.4507 | 240.4507 | 240.4507 | 240.4507 | 240.4507 | 240.4507 | 240.4507 | 240.4507 | 240.4507 | 240.4507 | 240.4507 | 240.4507
2936 | Painesville | 7 | 2936¦7 | OH | 22 | 9789.3333 | 41.8035 | 41.8035 | 41.8035 | 41.8035 | 41.8035 | 41.8035 | 41.8035 | 41.8035 | 41.8035 | 41.8035 | 41.8035 | 41.8035 | 41.8035 | 41.8035 | 41.8035 | 41.8035 | 41.8035 | 41.8035 | 41.8035 | 41.8035
2936 | Painesville | ST2 | 2936¦ST2 | OH | 7.5 | 0.66667 | 610746.3127 | 610746.3127 | 610746.3127 | 610746.3127 | 610746.3127 | 610746.3127 | 610746.3127 | 610746.3127 | 610746.3127 | 610746.3127 | 610746.3127 | 610746.3127 | 610746.3127 | 610746.3127 | 610746.3127 | 610746.3127 | 610746.3127 | 610746.3127 | 610746.3127 | 610746.3127
50776 | Panther Creek Energy Facility | GEN1 | 50776¦GEN1 | PA | 94 | 413427 | 6.8943 | 6.8943 | 6.8943 | 6.8943 | 10.1016 | 10.1016 | 10.1016 | 10.1016 | 10.1016 | 53.3871 | 53.3871 | 53.3871 | 53.3871 | 53.3871 | 53.3871 | 53.3871 | 53.3871 | 53.3871 | 53.3871 | 53.3871
564 | Stanton Energy Center | 1 | 564¦1 | FL | 464.5 | 1535275 | 2.1028 | 2.1028 | 2.1028 | 2.1028 | 2.1028 | 2.1028 | 2.1028 | 2.1028 | 2.1028 | 13.1629 | 13.1629 | 13.1629 | 13.1629 | 13.1629 | 13.1629 | 13.1629 | 13.1629 | 13.1629 | 13.1629 | 13.1629
564 | Stanton Energy Center | 2 | 564¦2 | FL | 464.5 | 2217543.6667 | 2.8561 | 2.8561 | 2.8561 | 2.8561 | 2.8561 | 2.8561 | 2.8561 | 2.8561 | 2.8561 | 9.1293 | 9.1293 | 9.1293 | 9.1293 | 9.1293 | 9.1293 | 9.1293 | 9.1293 | 9.1293 | 9.1293 | 9.1293
1037 | Peru (IN) | 2 | 1037¦2 | IN | 22 | 26 | 0 | 0 | 0 | 0 | 0 | 0 | 0 | 0 | 0 | 0 | 0 | 0 | 0 | 0 | 0 | 0 | 0 | 0 | 0 | 0
1037 | Peru (IN) | 3 | 1037¦3 | IN | 12.5 | 157.6667 | 0 | 0 | 0 | 0 | 0 | 0 | 0 | 0 | 0 | 0 | 0 | 0 | 0 | 0 | 0 | 0 | 0 | 0 | 0 | 0
50974 | Scrubgrass Generating Company LP | GEN1 | 50974¦GEN1 | PA | 94.7 | 400149.6667 | 5.3406 | 5.3406 | 5.3406 | 5.3406 | 8.3669 | 8.3669 | 8.3669 | 8.3669 | 8.3669 | 50.4857 | 50.4857 | 50.4857 | 50.4857 | 50.4857 | 50.4857 | 50.4857 | 50.4857 | 50.4857 | 50.4857 | 50.4857
6761 | Rawhide | 1 | 6761¦1 | CO | 293.6 | 2212196 | 2.172 | 2.172 | 2.172 | 2.172 | 2.172 | 2.172 | 2.172 | 2.172 | 2.172 | 10.9224 | 10.9224 | 10.9224 | 10.9224 | 10.9224 | 10.9224 | 10.9224 | 10.9224 | 10.9224 | 10.9224 | 10.9224
2403 | PSEG Hudson Generating Station | 2 | 2403¦2 | NJ | 659.7 | 971229 | 4.5143 | 4.5143 | 4.5143 | 4.5143 | 4.5143 | 4.5143 | 4.5143 | 4.5143 | 4.5143 | 23.2282 | 23.2282 | 23.2282 | 23.2282 | 23.2282 | 23.2282 | 23.2282 | 23.2282 | 23.2282 | 23.2282 | 23.2282
2408 | PSEG Mercer Generating Station | 1 | 2408¦1 | NJ | 326.4 | 148837.6667 | 13.527 | 13.527 | 13.527 | 13.527 | 13.527 | 13.527 | 13.527 | 13.527 | 13.527 | 95.5528 | 95.5528 | 95.5528 | 95.5528 | 95.5528 | 95.5528 | 95.5528 | 95.5528 | 95.5528 | 95.5528 | 95.5528
2408 | PSEG Mercer Generating Station | 2 | 2408¦2 | NJ | 326.4 | 199604.3333 | 10.7334 | 10.7334 | 10.7334 | 10.7334 | 10.7334 | 10.7334 | 10.7334 | 10.7334 | 10.7334 | 71.9277 | 71.9277 | 71.9277 | 71.9277 | 71.9277 | 71.9277 | 71.9277 | 71.9277 | 71.9277 | 71.9277 | 71.9277
6106 | Boardman | 1 | 6106¦1 | OR | 642.2 | 3202274 | 5.6278 | 5.6278 | 5.6278 | 5.6278 | 5.6278 | 5.6278 | 5.6278 | 5.6278 | 5.6278 | 12.6312 | 12.6312 | 12.6312 | 12.6312 | 12.6312 | 12.6312 | 12.6312 | 12.6312 | 12.6312 | 12.6312 | 12.6312
2187 | J E Corette Plant | 1 | 2187¦1 | MT | 172.8 | 542221.6667 | 0 | 0 | 0 | 0 | 0 | 0 | 0 | 0 | 10.3745 | 44.7268 | 44.7268 | 44.7268 | 44.7268 | 44.7268 | 44.7268 | 44.7268 | 44.7268 | 44.7268 | 44.7268 | 44.7268
6076 | Colstrip | 1 | 6076¦1 | MT | 358 | 1874335.3333 | 2.0599 | 2.0599 | 2.0599 | 2.0599 | 2.0599 | 2.0599 | 2.0599 | 2.0599 | 2.0599 | 8.3871 | 8.3871 | 8.3871 | 8.3871 | 8.3871 | 8.3871 | 8.3871 | 8.3871 | 8.3871 | 8.3871 | 8.3871
6076 | Colstrip | 2 | 6076¦2 | MT | 358 | 1923094.3333 | 2.0929 | 2.0929 | 2.0929 | 2.0929 | 2.0929 | 2.0929 | 2.0929 | 2.0929 | 2.0929 | 8.2711 | 8.2711 | 8.2711 | 8.2711 | 8.2711 | 8.2711 | 8.2711 | 8.2711 | 8.2711 | 8.2711 | 8.2711
6076 | Colstrip | 3 | 6076¦3 | MT | 778 | 5061001.3333 | 1.3647 | 1.3647 | 1.3647 | 1.3647 | 1.3647 | 1.3647 | 1.3647 | 1.3647 | 1.3647 | 4.9484 | 4.9484 | 4.9484 | 4.9484 | 4.9484 | 4.9484 | 4.9484 | 4.9484 | 4.9484 | 4.9484 | 4.9484
6076 | Colstrip | 4 | 6076¦4 | MT | 778 | 4047817.3333 | 1.4886 | 1.4886 | 1.4886 | 1.4886 | 1.4886 | 1.4886 | 1.4886 | 1.4886 | 1.4886 | 5.7673 | 5.7673 | 5.7673 | 5.7673 | 5.7673 | 5.7673 | 5.7673 | 5.7673 | 5.7673 | 5.7673 | 5.7673
55856 | Prairie State Generating Station | PC1 | 55856¦PC1 | IL | 883 | 5339715 | 2.0895 | 2.0895 | 2.0895 | 2.0895 | 2.0895 | 2.0895 | 2.0895 | 2.0895 | 2.0895 | 5.2571 | 5.2571 | 5.2571 | 5.2571 | 5.2571 | 5.2571 | 5.2571 | 5.2571 | 5.2571 | 5.2571 | 5.2571
55856 | Prairie State Generating Station | PC2 | 55856¦PC2 | IL | 883 | 4325076 | 2.2329 | 2.2329 | 2.2329 | 2.2329 | 2.2329 | 2.2329 | 2.2329 | 2.2329 | 2.2329 | 6.0532 | 6.0532 | 6.0532 | 6.0532 | 6.0532 | 6.0532 | 6.0532 | 6.0532 | 6.0532 | 6.0532 | 6.0532
568 | Bridgeport Station | 3 | 568¦3 | CT | 400 | 542226.6667 | 2.8374 | 2.8374 | 2.8374 | 2.8374 | 2.8374 | 2.8374 | 2.8374 | 2.8374 | 11.1426 | 46.5674 | 46.5674 | 46.5674 | 46.5674 | 46.5674 | 46.5674 | 46.5674 | 46.5674 | 46.5674 | 46.5674 | 46.5674
469 | Cherokee | 3 | 469¦3 | CO | 170.5 | 994736.3333 | 2.0585 | 2.0585 | 2.0585 | 2.0585 | 3.8089 | 3.8089 | 3.8089 | 3.8089 | 3.8089 | 15.2565 | 15.2565 | 15.2565 | 15.2565 | 15.2565 | 15.2565 | 15.2565 | 15.2565 | 15.2565 | 15.2565 | 15.2565
469 | Cherokee | 4 | 469¦4 | CO | 380.8 | 1932515.6667 | 1.357 | 1.357 | 1.357 | 1.357 | 2.7783 | 2.7783 | 2.7783 | 2.7783 | 2.7783 | 12.0418 | 12.0418 | 12.0418 | 12.0418 | 12.0418 | 12.0418 | 12.0418 | 12.0418 | 12.0418 | 12.0418 | 12.0418
470 | Comanche (CO) | 1 | 470¦1 | CO | 382.5 | 2075609.6667 | 2.4676 | 2.4676 | 2.4676 | 2.4676 | 2.4676 | 2.4676 | 2.4676 | 2.4676 | 2.4676 | 8.2893 | 8.2893 | 8.2893 | 8.2893 | 8.2893 | 8.2893 | 8.2893 | 8.2893 | 8.2893 | 8.2893 | 8.2893
470 | Comanche (CO) | 2 | 470¦2 | CO | 396 | 2191735.3333 | 2.4228 | 2.4228 | 2.4228 | 2.4228 | 2.4228 | 2.4228 | 2.4228 | 2.4228 | 2.4228 | 8.1774 | 8.1774 | 8.1774 | 8.1774 | 8.1774 | 8.1774 | 8.1774 | 8.1774 | 8.1774 | 8.1774 | 8.1774
470 | Comanche (CO) | 3 | 470¦3 | CO | 856.8 | 4523064 | 1.9954 | 1.9954 | 1.9954 | 1.9954 | 1.9954 | 1.9954 | 1.9954 | 1.9954 | 1.9954 | 5.8818 | 5.8818 | 5.8818 | 5.8818 | 5.8818 | 5.8818 | 5.8818 | 5.8818 | 5.8818 | 5.8818 | 5.8818
477 | Valmont | 5 | 477¦5 | CO | 191.7 | 1017195 | 1.6135 | 1.6135 | 1.6135 | 1.6135 | 3.2503 | 3.2503 | 3.2503 | 3.2503 | 3.2503 | 21.8051 | 21.8051 | 21.8051 | 21.8051 | 21.8051 | 21.8051 | 21.8051 | 21.8051 | 21.8051 | 21.8051 | 21.8051
525 | Hayden | 1 | 525¦1 | CO | 163.2 | 1174705.3333 | 1.8053 | 1.8053 | 1.8053 | 1.8053 | 3.4911 | 3.4911 | 3.4911 | 3.4911 | 3.4911 | 14.0133 | 14.0133 | 14.0133 | 14.0133 | 14.0133 | 14.0133 | 14.0133 | 14.0133 | 14.0133 | 14.0133 | 14.0133
525 | Hayden | 2 | 525¦2 | CO | 275.4 | 1761176.6667 | 1.4017 | 1.4017 | 1.4017 | 1.4017 | 2.883 | 2.883 | 2.883 | 2.883 | 2.883 | 12.1765 | 12.1765 | 12.1765 | 12.1765 | 12.1765 | 12.1765 | 12.1765 | 12.1765 | 12.1765 | 12.1765 | 12.1765
6248 | Pawnee | 1 | 6248¦1 | CO | 552.3 | 3020947 | 2.224 | 2.224 | 2.224 | 2.224 | 2.224 | 2.224 | 2.224 | 2.224 | 2.224 | 9.0308 | 9.0308 | 9.0308 | 9.0308 | 9.0308 | 9.0308 | 9.0308 | 9.0308 | 9.0308 | 9.0308 | 9.0308
1001 | Cayuga | 1 | 1001¦1 | IN | 531 | 2493987.3333 | 1.692 | 1.692 | 1.692 | 1.692 | 1.692 | 1.692 | 1.692 | 1.692 | 1.692 | 9.3023 | 9.3023 | 9.3023 | 9.3023 | 9.3023 | 9.3023 | 9.3023 | 9.3023 | 9.3023 | 9.3023 | 9.3023
1001 | Cayuga | 2 | 1001¦2 | IN | 531 | 2429717 | 1.6862 | 1.6862 | 1.6862 | 1.6862 | 1.6862 | 1.6862 | 1.6862 | 1.6862 | 1.6862 | 9.46 | 9.46 | 9.46 | 9.46 | 9.46 | 9.46 | 9.46 | 9.46 | 9.46 | 9.46 | 9.46
1004 | Edwardsport | ST | 1004¦ST | IN | 331.5 | 328396 | 1.3762 | 1.3762 | 1.3762 | 1.3762 | 1.3762 | 1.3762 | 1.3762 | 1.3762 | 1.3762 | 57.5043 | 57.5043 | 57.5043 | 57.5043 | 57.5043 | 57.5043 | 57.5043 | 57.5043 | 57.5043 | 57.5043 | 57.5043
1008 | R Gallagher | 2 | 1008¦2 | IN | 150 | 333801.3333 | 11.1937 | 11.1937 | 11.1937 | 11.1937 | 14.223 | 14.223 | 14.223 | 14.223 | 14.223 | 52.6702 | 52.6702 | 52.6702 | 52.6702 | 52.6702 | 52.6702 | 52.6702 | 52.6702 | 52.6702 | 52.6702 | 52.6702
1008 | R Gallagher | 4 | 1008¦4 | IN | 150 | 258845.3333 | 11.6221 | 11.6221 | 11.6221 | 11.6221 | 15.1294 | 15.1294 | 15.1294 | 15.1294 | 15.1294 | 64.2407 | 64.2407 | 64.2407 | 64.2407 | 64.2407 | 64.2407 | 64.2407 | 64.2407 | 64.2407 | 64.2407 | 64.2407
1010 | Wabash River | 2 | 1010¦2 | IN | 112.5 | 197902.3333 | 0 | 0 | 0 | 0 | 0 | 0 | 0 | 0 | 48.5722 | 94.6842 | 94.6842 | 94.6842 | 94.6842 | 94.6842 | 94.6842 | 94.6842 | 94.6842 | 94.6842 | 94.6842 | 94.6842
1010 | Wabash River | 3 | 1010¦3 | IN | 123.2 | 199774.6667 | 0 | 0 | 0 | 0 | 0 | 0 | 0 | 0 | 48.901 | 95.79 | 95.79 | 95.79 | 95.79 | 95.79 | 95.79 | 95.79 | 95.79 | 95.79 | 95.79 | 95.79
1010 | Wabash River | 4 | 1010¦4 | IN | 112.5 | 236884.6667 | 0 | 0 | 0 | 0 | 0 | 0 | 0 | 0 | 45.7354 | 84.3619 | 84.3619 | 84.3619 | 84.3619 | 84.3619 | 84.3619 | 84.3619 | 84.3619 | 84.3619 | 84.3619 | 84.3619
1010 | Wabash River | 5 | 1010¦5 | IN | 125 | 104728.6667 | 0 | 0 | 0 | 0 | 0 | 0 | 0 | 0 | 64.0491 | 152.851 | 152.851 | 152.851 | 152.851 | 152.851 | 152.851 | 152.851 | 152.851 | 152.851 | 152.851 | 152.851
1010 | Wabash River | 6 | 1010¦6 | IN | 387 | 1098309 | 0 | 0 | 0 | 0 | 0 | 0 | 0 | 0 | 38.821 | 53.273 | 53.273 | 53.273 | 53.273 | 53.273 | 53.273 | 53.273 | 53.273 | 53.273 | 53.273 | 53.273
6113 | Gibson | 1 | 6113¦1 | IN | 667.9 | 3941496 | 1.3599 | 1.3599 | 1.3599 | 1.3599 | 1.3599 | 1.3599 | 1.3599 | 1.3599 | 1.3599 | 4.8614 | 4.8614 | 4.8614 | 4.8614 | 4.8614 | 4.8614 | 4.8614 | 4.8614 | 4.8614 | 4.8614 | 4.8614
6113 | Gibson | 2 | 6113¦2 | IN | 667.9 | 3443716.6667 | 1.4174 | 1.4174 | 1.4174 | 1.4174 | 1.4174 | 1.4174 | 1.4174 | 1.4174 | 1.4174 | 5.3906 | 5.3906 | 5.3906 | 5.3906 | 5.3906 | 5.3906 | 5.3906 | 5.3906 | 5.3906 | 5.3906 | 5.3906
6113 | Gibson | 3 | 6113¦3 | IN | 667.9 | 3560620.6667 | 1.4187 | 1.4187 | 1.4187 | 1.4187 | 1.4187 | 1.4187 | 1.4187 | 1.4187 | 1.4187 | 5.4095 | 5.4095 | 5.4095 | 5.4095 | 5.4095 | 5.4095 | 5.4095 | 5.4095 | 5.4095 | 5.4095 | 5.4095
6113 | Gibson | 4 | 6113¦4 | IN | 667.9 | 3345839.3333 | 1.515 | 1.515 | 1.515 | 1.515 | 1.515 | 1.515 | 1.515 | 1.515 | 1.515 | 5.5194 | 5.5194 | 5.5194 | 5.5194 | 5.5194 | 5.5194 | 5.5194 | 5.5194 | 5.5194 | 5.5194 | 5.5194
6113 | Gibson | 5 | 6113¦5 | IN | 667.9 | 3613130.3333 | 1.8849 | 1.8849 | 1.8849 | 1.8849 | 1.8849 | 1.8849 | 1.8849 | 1.8849 | 1.8849 | 6.324 | 6.324 | 6.324 | 6.324 | 6.324 | 6.324 | 6.324 | 6.324 | 6.324 | 6.324 | 6.324
2364 | Merrimack | 1 | 2364¦1 | NH | 113.6 | 348859.3333 | 5.3353 | 5.3353 | 5.3353 | 5.3353 | 5.3353 | 5.3353 | 5.3353 | 5.3353 | 5.3353 | 36.1457 | 36.1457 | 36.1457 | 36.1457 | 36.1457 | 36.1457 | 36.1457 | 36.1457 | 36.1457 | 36.1457 | 36.1457
2364 | Merrimack | 2 | 2364¦2 | NH | 345.6 | 869077.6667 | 2.7086 | 2.7086 | 2.7086 | 2.7086 | 2.7086 | 2.7086 | 2.7086 | 2.7086 | 2.7086 | 24.9419 | 24.9419 | 24.9419 | 24.9419 | 24.9419 | 24.9419 | 24.9419 | 24.9419 | 24.9419 | 24.9419 | 24.9419
2367 | Schiller | 4 | 2367¦4 | NH | 50 | 79457.6667 | 0 | 0 | 0 | 0 | 0 | 0 | 0 | 0 | 44.3731 | 173.387 | 173.387 | 173.387 | 173.387 | 173.387 | 173.387 | 173.387 | 173.387 | 173.387 | 173.387 | 173.387
2367 | Schiller | 5 | 2367¦5 | NH | 50 | 327526 | 0.69267 | 0.69267 | 0.69267 | 0.69267 | 4.2307 | 4.2307 | 4.2307 | 4.2307 | 9.0085 | 40.2909 | 40.2909 | 40.2909 | 40.2909 | 40.2909 | 40.2909 | 40.2909 | 40.2909 | 40.2909 | 40.2909 | 40.2909
2367 | Schiller | 6 | 2367¦6 | NH | 50 | 73644 | 0 | 0 | 0 | 0 | 0 | 0 | 0 | 0 | 45.2959 | 184.3023 | 184.3023 | 184.3023 | 184.3023 | 184.3023 | 184.3023 | 184.3023 | 184.3023 | 184.3023 | 184.3023 | 184.3023
2451 | San Juan | 1 | 2451¦1 | NM | 369 | 1999136.3333 | 3.5023 | 3.5023 | 3.5023 | 3.5023 | 3.5023 | 3.5023 | 3.5023 | 3.5023 | 3.5023 | 10.4754 | 10.4754 | 10.4754 | 10.4754 | 10.4754 | 10.4754 | 10.4754 | 10.4754 | 10.4754 | 10.4754 | 10.4754
2451 | San Juan | 2 | 2451¦2 | NM | 369 | 2141807 | 3.4133 | 3.4133 | 3.4133 | 3.4133 | 3.4133 | 3.4133 | 3.4133 | 3.4133 | 3.4133 | 10.0208 | 10.0208 | 10.0208 | 10.0208 | 10.0208 | 10.0208 | 10.0208 | 10.0208 | 10.0208 | 10.0208 | 10.0208
2451 | San Juan | 3 | 2451¦3 | NM | 555 | 2947700 | 3.3275 | 3.3275 | 3.3275 | 3.3275 | 3.3275 | 3.3275 | 3.3275 | 3.3275 | 3.3275 | 9.2191 | 9.2191 | 9.2191 | 9.2191 | 9.2191 | 9.2191 | 9.2191 | 9.2191 | 9.2191 | 9.2191 | 9.2191
2451 | San Juan | 4 | 2451¦4 | NM | 555 | 3278832.3333 | 3.2104 | 3.2104 | 3.2104 | 3.2104 | 3.2104 | 3.2104 | 3.2104 | 3.2104 | 3.2104 | 8.7247 | 8.7247 | 8.7247 | 8.7247 | 8.7247 | 8.7247 | 8.7247 | 8.7247 | 8.7247 | 8.7247 | 8.7247
127 | Oklaunion | 1 | 127¦1 | TX | 720 | 3434094 | 1.6674 | 1.6674 | 1.6674 | 1.6674 | 1.6674 | 1.6674 | 1.6674 | 1.6674 | 1.6674 | 9.2809 | 9.2809 | 9.2809 | 9.2809 | 9.2809 | 9.2809 | 9.2809 | 9.2809 | 9.2809 | 9.2809 | 9.2809
2963 | Northeastern | 3 | 2963¦3 | OK | 473 | 3222724.3333 | 0.12827 | 0.12827 | 0.12827 | 0.12827 | 0.12827 | 0.12827 | 0.12827 | 0.12827 | 6.4128 | 11.4083 | 11.4083 | 11.4083 | 11.4083 | 11.4083 | 11.4083 | 11.4083 | 11.4083 | 11.4083 | 11.4083 | 11.4083
2963 | Northeastern | 4 | 2963¦4 | OK | 473 | 3165599.3333 | 0.13059 | 0.13059 | 0.13059 | 0.13059 | 0.13059 | 0.13059 | 0.13059 | 0.13059 | 6.4725 | 11.5477 | 11.5477 | 11.5477 | 11.5477 | 11.5477 | 11.5477 | 11.5477 | 11.5477 | 11.5477 | 11.5477 | 11.5477
3149 | PPL Montour | 1 | 3149¦1 | PA | 864.9 | 3517285.6667 | 3.1314 | 3.1314 | 3.1314 | 3.1314 | 3.1314 | 3.1314 | 3.1314 | 3.1314 | 3.1314 | 7.5111 | 7.5111 | 7.5111 | 7.5111 | 7.5111 | 7.5111 | 7.5111 | 7.5111 | 7.5111 | 7.5111 | 7.5111
3149 | PPL Montour | 11 | 3149¦11 | PA | 17.2 | 100.6667 | 20360.1138 | 20360.1138 | 20360.1138 | 20360.1138 | 20360.1138 | 20360.1138 | 20360.1138 | 20360.1138 | 20360.1138 | 20360.1138 | 20360.1138 | 20360.1138 | 20360.1138 | 20360.1138 | 20360.1138 | 20360.1138 | 20360.1138 | 20360.1138 | 20360.1138 | 20360.1138
3149 | PPL Montour | 2 | 3149¦2 | PA | 893 | 3788426.3333 | 3.0925 | 3.0925 | 3.0925 | 3.0925 | 3.0925 | 3.0925 | 3.0925 | 3.0925 | 3.0925 | 7.2498 | 7.2498 | 7.2498 | 7.2498 | 7.2498 | 7.2498 | 7.2498 | 7.2498 | 7.2498 | 7.2498 | 7.2498
3140 | PPL Brunner Island | 1 | 3140¦1 | PA | 363.3 | 1266657.6667 | 2.8578 | 2.8578 | 2.8578 | 2.8578 | 4.3727 | 4.3727 | 4.3727 | 4.3727 | 4.3727 | 14.5151 | 14.5151 | 14.5151 | 14.5151 | 14.5151 | 14.5151 | 14.5151 | 14.5151 | 14.5151 | 14.5151 | 14.5151
3140 | PPL Brunner Island | 2 | 3140¦2 | PA | 405 | 1708928.6667 | 1.891 | 1.891 | 1.891 | 1.891 | 1.891 | 1.891 | 1.891 | 1.891 | 1.891 | 10.1304 | 10.1304 | 10.1304 | 10.1304 | 10.1304 | 10.1304 | 10.1304 | 10.1304 | 10.1304 | 10.1304 | 10.1304
3140 | PPL Brunner Island | 3 | 3140¦3 | PA | 847.8 | 3225533.6667 | 1.6222 | 1.6222 | 1.6222 | 1.6222 | 1.6222 | 1.6222 | 1.6222 | 1.6222 | 1.6222 | 8.4356 | 8.4356 | 8.4356 | 8.4356 | 8.4356 | 8.4356 | 8.4356 | 8.4356 | 8.4356 | 8.4356 | 8.4356
3118 | Conemaugh | 1 | 3118¦1 | PA | 936 | 5593951.3333 | 2.5163 | 2.5163 | 2.5163 | 2.5163 | 2.5163 | 2.5163 | 2.5163 | 2.5163 | 2.5163 | 5.3952 | 5.3952 | 5.3952 | 5.3952 | 5.3952 | 5.3952 | 5.3952 | 5.3952 | 5.3952 | 5.3952 | 5.3952
3118 | Conemaugh | 2 | 3118¦2 | PA | 936 | 5536344.3333 | 2.4879 | 2.4879 | 2.4879 | 2.4879 | 2.4879 | 2.4879 | 2.4879 | 2.4879 | 2.4879 | 5.3944 | 5.3944 | 5.3944 | 5.3944 | 5.3944 | 5.3944 | 5.3944 | 5.3944 | 5.3944 | 5.3944 | 5.3944
3136 | Keystone | 1 | 3136¦1 | PA | 936 | 5432636.6667 | 1.5441 | 1.5441 | 1.5441 | 1.5441 | 1.5441 | 1.5441 | 1.5441 | 1.5441 | 1.5441 | 5.957 | 5.957 | 5.957 | 5.957 | 5.957 | 5.957 | 5.957 | 5.957 | 5.957 | 5.957 | 5.957
3136 | Keystone | 2 | 3136¦2 | PA | 936 | 5734809.3333 | 1.4942 | 1.4942 | 1.4942 | 1.4942 | 1.4942 | 1.4942 | 1.4942 | 1.4942 | 1.4942 | 5.3698 | 5.3698 | 5.3698 | 5.3698 | 5.3698 | 5.3698 | 5.3698 | 5.3698 | 5.3698 | 5.3698 | 5.3698
1040 | Whitewater Valley | 1 | 1040¦1 | IN | 33 | 4538 | 102.5581 | 102.5581 | 102.5581 | 102.5581 | 203.1054 | 203.1054 | 203.1054 | 203.1054 | 790.9326 | 2803.9321 | 2803.9321 | 2803.9321 | 2803.9321 | 2803.9321 | 2803.9321 | 2803.9321 | 2803.9321 | 2803.9321 | 2803.9321 | 2803.9321
1040 | Whitewater Valley | 2 | 1040¦2 | IN | 60.9 | 9516 | 137.1684 | 137.1684 | 137.1684 | 137.1684 | 190.3696 | 190.3696 | 190.3696 | 190.3696 | 190.3696 | 1789.6917 | 1789.6917 | 1789.6917 | 1789.6917 | 1789.6917 | 1789.6917 | 1789.6917 | 1789.6917 | 1789.6917 | 1789.6917 | 1789.6917
2008 | Silver Lake | 2 | 2008¦2 | MN | 12 | 21.3333 | 19115.8565 | 19115.8565 | 19115.8565 | 19115.8565 | 19115.8565 | 19115.8565 | 19115.8565 | 19115.8565 | 19115.8565 | 19115.8565 | 19115.8565 | 19115.8565 | 19115.8565 | 19115.8565 | 19115.8565 | 19115.8565 | 19115.8565 | 19115.8565 | 19115.8565 | 19115.8565
2008 | Silver Lake | 3 | 2008¦3 | MN | 25 | 4394.3333 | 153.9027 | 153.9027 | 153.9027 | 153.9027 | 153.9027 | 153.9027 | 153.9027 | 153.9027 | 3010.5897 | 5103.3155 | 5103.3155 | 5103.3155 | 5103.3155 | 5103.3155 | 5103.3155 | 5103.3155 | 5103.3155 | 5103.3155 | 5103.3155 | 5103.3155
2008 | Silver Lake | 4 | 2008¦4 | MN | 54 | 13823 | 169.3012 | 169.3012 | 169.3012 | 169.3012 | 245.2479 | 245.2479 | 245.2479 | 245.2479 | 245.2479 | 1288.568 | 1288.568 | 1288.568 | 1288.568 | 1288.568 | 1288.568 | 1288.568 | 1288.568 | 1288.568 | 1288.568 | 1288.568
55749 | Hardin Generator Project | UNT1 | 55749¦UNT1 | MT | 115.7 | 360693.3333 | 6.4792 | 6.4792 | 6.4792 | 6.4792 | 6.4792 | 6.4792 | 6.4792 | 6.4792 | 6.4792 | 55.6823 | 55.6823 | 55.6823 | 55.6823 | 55.6823 | 55.6823 | 55.6823 | 55.6823 | 55.6823 | 55.6823 | 55.6823
4941 | Navajo | NAV1 | 4941¦NAV1 | AZ | 803.1 | 5574498.3333 | 1.2016 | 1.2016 | 1.2016 | 1.2016 | 1.2016 | 1.2016 | 1.2016 | 1.2016 | 1.2016 | 4.56 | 4.56 | 4.56 | 4.56 | 4.56 | 4.56 | 4.56 | 4.56 | 4.56 | 4.56 | 4.56
4941 | Navajo | NAV2 | 4941¦NAV2 | AZ | 803.1 | 5545884.6667 | 1.2005 | 1.2005 | 1.2005 | 1.2005 | 1.2005 | 1.2005 | 1.2005 | 1.2005 | 1.2005 | 4.5766 | 4.5766 | 4.5766 | 4.5766 | 4.5766 | 4.5766 | 4.5766 | 4.5766 | 4.5766 | 4.5766 | 4.5766
4941 | Navajo | NAV3 | 4941¦NAV3 | AZ | 803.1 | 5651919.3333 | 1.2016 | 1.2016 | 1.2016 | 1.2016 | 1.2016 | 1.2016 | 1.2016 | 1.2016 | 1.2016 | 4.5617 | 4.5617 | 4.5617 | 4.5617 | 4.5617 | 4.5617 | 4.5617 | 4.5617 | 4.5617 | 4.5617 | 4.5617
6177 | Coronado | CO1 | 6177¦CO1 | AZ | 410.9 | 2817865 | 1.5385 | 1.5385 | 1.5385 | 1.5385 | 1.5385 | 1.5385 | 1.5385 | 1.5385 | 1.5385 | 8.2029 | 8.2029 | 8.2029 | 8.2029 | 8.2029 | 8.2029 | 8.2029 | 8.2029 | 8.2029 | 8.2029 | 8.2029
6177 | Coronado | CO2 | 6177¦CO2 | AZ | 410.9 | 2779843 | 1.5494 | 1.5494 | 1.5494 | 1.5494 | 1.5494 | 1.5494 | 1.5494 | 1.5494 | 1.5494 | 7.4491 | 7.4491 | 7.4491 | 7.4491 | 7.4491 | 7.4491 | 7.4491 | 7.4491 | 7.4491 | 7.4491 | 7.4491
6181 | J T Deely | 1 | 6181¦1 | TX | 486 | 2130182.3333 | 0.60936 | 0.60936 | 0.60936 | 0.60936 | 2.0512 | 2.0512 | 2.0512 | 2.0512 | 8.3002 | 15.2477 | 15.2477 | 15.2477 | 15.2477 | 15.2477 | 15.2477 | 15.2477 | 15.2477 | 15.2477 | 15.2477 | 15.2477
6181 | J T Deely | 2 | 6181¦2 | TX | 446 | 2572659.6667 | 0.5683 | 0.5683 | 0.5683 | 0.5683 | 1.96 | 1.96 | 1.96 | 1.96 | 7.9362 | 13.4945 | 13.4945 | 13.4945 | 13.4945 | 13.4945 | 13.4945 | 13.4945 | 13.4945 | 13.4945 | 13.4945 | 13.4945
7097 | J K Spruce | 1 | 7097¦1 | TX | 566 | 3925069 | 1.815 | 1.815 | 1.815 | 1.815 | 3.0564 | 3.0564 | 3.0564 | 3.0564 | 3.0564 | 7.3382 | 7.3382 | 7.3382 | 7.3382 | 7.3382 | 7.3382 | 7.3382 | 7.3382 | 7.3382 | 7.3382 | 7.3382
7097 | J K Spruce | 2 | 7097¦2 | TX | 878 | 4790594 | 1.7095 | 1.7095 | 1.7095 | 1.7095 | 2.9118 | 2.9118 | 2.9118 | 2.9118 | 2.9118 | 7.0475 | 7.0475 | 7.0475 | 7.0475 | 7.0475 | 7.0475 | 7.0475 | 7.0475 | 7.0475 | 7.0475 | 7.0475
6183 | San Miguel | 1 | 6183¦1 | TX | 410 | 2584461 | 2.1869 | 2.1869 | 2.1869 | 2.1869 | 2.1869 | 2.1869 | 2.1869 | 2.1869 | 2.1869 | 12.2194 | 12.2194 | 12.2194 | 12.2194 | 12.2194 | 12.2194 | 12.2194 | 12.2194 | 12.2194 | 12.2194 | 12.2194
8224 | North Valmy | 1 | 8224¦1 | NV | 277.2 | 1193500.6667 | 1.0051 | 1.0051 | 1.0051 | 1.0051 | 2.6758 | 2.6758 | 2.6758 | 2.6758 | 13.7512 | 25.7864 | 25.7864 | 25.7864 | 25.7864 | 25.7864 | 25.7864 | 25.7864 | 25.7864 | 25.7864 | 25.7864 | 25.7864
8224 | North Valmy | 2 | 8224¦2 | NV | 289.8 | 1111377.6667 | 1.9888 | 1.9888 | 1.9888 | 1.9888 | 3.695 | 3.695 | 3.695 | 3.695 | 3.695 | 16.3804 | 16.3804 | 16.3804 | 16.3804 | 16.3804 | 16.3804 | 16.3804 | 16.3804 | 16.3804 | 16.3804 | 16.3804
6768 | Sikeston Power Station | 1 | 6768¦1 | MO | 261 | 1648802.3333 | 3.1294 | 3.1294 | 3.1294 | 3.1294 | 3.1294 | 3.1294 | 3.1294 | 3.1294 | 3.1294 | 15.335 | 15.335 | 15.335 | 15.335 | 15.335 | 15.335 | 15.335 | 15.335 | 15.335 | 15.335 | 15.335
3113 | Portland (PA) | 1 | 3113¦1 | PA | 172 | 131056.3333 | 0 | 0 | 0 | 0 | 0 | 0 | 0 | 0 | 55.7271 | 144.2062 | 144.2062 | 144.2062 | 144.2062 | 144.2062 | 144.2062 | 144.2062 | 144.2062 | 144.2062 | 144.2062 | 144.2062
3113 | Portland (PA) | 2 | 3113¦2 | PA | 255 | 60103.3333 | 0 | 0 | 0 | 0 | 0 | 0 | 0 | 0 | 122.598 | 355.3169 | 355.3169 | 355.3169 | 355.3169 | 355.3169 | 355.3169 | 355.3169 | 355.3169 | 355.3169 | 355.3169 | 355.3169
3131 | Shawville | 1 | 3131¦1 | PA | 125 | 301575.3333 | 1.4256 | 1.4256 | 1.4256 | 1.4256 | 1.4256 | 1.4256 | 1.4256 | 1.4256 | 43.0686 | 70.6707 | 70.6707 | 70.6707 | 70.6707 | 70.6707 | 70.6707 | 70.6707 | 70.6707 | 70.6707 | 70.6707 | 70.6707
3131 | Shawville | 2 | 3131¦2 | PA | 125 | 373109.3333 | 1.5195 | 1.5195 | 1.5195 | 1.5195 | 1.5195 | 1.5195 | 1.5195 | 1.5195 | 41.6936 | 64.0456 | 64.0456 | 64.0456 | 64.0456 | 64.0456 | 64.0456 | 64.0456 | 64.0456 | 64.0456 | 64.0456 | 64.0456
3131 | Shawville | 3 | 3131¦3 | PA | 188 | 573262.3333 | 1.1786 | 1.1786 | 1.1786 | 1.1786 | 1.1786 | 1.1786 | 1.1786 | 1.1786 | 37.5691 | 54.3906 | 54.3906 | 54.3906 | 54.3906 | 54.3906 | 54.3906 | 54.3906 | 54.3906 | 54.3906 | 54.3906 | 54.3906
3131 | Shawville | 4 | 3131¦4 | PA | 188 | 518424.6667 | 0 | 0 | 0 | 0 | 0 | 0 | 0 | 0 | 37.4641 | 59.0778 | 59.0778 | 59.0778 | 59.0778 | 59.0778 | 59.0778 | 59.0778 | 59.0778 | 59.0778 | 59.0778 | 59.0778
3287 | McMeekin | 1 | 3287¦1 | SC | 146.8 | 399379 | 0.75059 | 0.75059 | 0.75059 | 0.75059 | 3.2355 | 3.2355 | 3.2355 | 3.2355 | 18.5228 | 50.3215 | 50.3215 | 50.3215 | 50.3215 | 50.3215 | 50.3215 | 50.3215 | 50.3215 | 50.3215 | 50.3215 | 50.3215
3287 | McMeekin | 2 | 3287¦2 | SC | 146.8 | 501516.6667 | 0.68344 | 0.68344 | 0.68344 | 0.68344 | 2.8973 | 2.8973 | 2.8973 | 2.8973 | 17.2413 | 42.7156 | 42.7156 | 42.7156 | 42.7156 | 42.7156 | 42.7156 | 42.7156 | 42.7156 | 42.7156 | 42.7156 | 42.7156
3297 | Wateree | 1 | 3297¦1 | SC | 385.9 | 1755417.3333 | 2.7201 | 2.7201 | 2.7201 | 2.7201 | 4.1226 | 4.1226 | 4.1226 | 4.1226 | 4.1226 | 13.1258 | 13.1258 | 13.1258 | 13.1258 | 13.1258 | 13.1258 | 13.1258 | 13.1258 | 13.1258 | 13.1258 | 13.1258
3297 | Wateree | 2 | 3297¦2 | SC | 385.9 | 1635452.3333 | 2.8752 | 2.8752 | 2.8752 | 2.8752 | 4.3028 | 4.3028 | 4.3028 | 4.3028 | 4.3028 | 13.9838 | 13.9838 | 13.9838 | 13.9838 | 13.9838 | 13.9838 | 13.9838 | 13.9838 | 13.9838 | 13.9838 | 13.9838
7210 | Cope | ST1 | 7210¦ST1 | SC | 417.3 | 2469291 | 1.1228 | 1.1228 | 1.1228 | 1.1228 | 2.3392 | 2.3392 | 2.3392 | 2.3392 | 2.3392 | 10.2259 | 10.2259 | 10.2259 | 10.2259 | 10.2259 | 10.2259 | 10.2259 | 10.2259 | 10.2259 | 10.2259 | 10.2259
130 | Cross | 1 | 130¦1 | SC | 590.9 | 2650302.3333 | 2.6136 | 2.6136 | 2.6136 | 2.6136 | 2.6136 | 2.6136 | 2.6136 | 2.6136 | 2.6136 | 6.5767 | 6.5767 | 6.5767 | 6.5767 | 6.5767 | 6.5767 | 6.5767 | 6.5767 | 6.5767 | 6.5767 | 6.5767
130 | Cross | 2 | 130¦2 | SC | 556.2 | 1329655.6667 | 3.744 | 3.744 | 3.744 | 3.744 | 3.744 | 3.744 | 3.744 | 3.744 | 3.744 | 11.3598 | 11.3598 | 11.3598 | 11.3598 | 11.3598 | 11.3598 | 11.3598 | 11.3598 | 11.3598 | 11.3598 | 11.3598
130 | Cross | 3 | 130¦3 | SC | 591 | 4089196.3333 | 2.246 | 2.246 | 2.246 | 2.246 | 2.246 | 2.246 | 2.246 | 2.246 | 2.246 | 4.8445 | 4.8445 | 4.8445 | 4.8445 | 4.8445 | 4.8445 | 4.8445 | 4.8445 | 4.8445 | 4.8445 | 4.8445
130 | Cross | 4 | 130¦4 | SC | 652 | 4471263.3333 | 2.1835 | 2.1835 | 2.1835 | 2.1835 | 2.1835 | 2.1835 | 2.1835 | 2.1835 | 2.1835 | 4.6715 | 4.6715 | 4.6715 | 4.6715 | 4.6715 | 4.6715 | 4.6715 | 4.6715 | 4.6715 | 4.6715 | 4.6715
6249 | Winyah | 1 | 6249¦1 | SC | 315 | 780909 | 4.5147 | 4.5147 | 4.5147 | 4.5147 | 4.5147 | 4.5147 | 4.5147 | 4.5147 | 4.5147 | 17.3095 | 17.3095 | 17.3095 | 17.3095 | 17.3095 | 17.3095 | 17.3095 | 17.3095 | 17.3095 | 17.3095 | 17.3095
6249 | Winyah | 2 | 6249¦2 | SC | 315 | 670769.6667 | 3.7939 | 3.7939 | 3.7939 | 3.7939 | 3.7939 | 3.7939 | 3.7939 | 3.7939 | 3.7939 | 20.7309 | 20.7309 | 20.7309 | 20.7309 | 20.7309 | 20.7309 | 20.7309 | 20.7309 | 20.7309 | 20.7309 | 20.7309
6249 | Winyah | 3 | 6249¦3 | SC | 315 | 783792.3333 | 4.5565 | 4.5565 | 4.5565 | 4.5565 | 4.5565 | 4.5565 | 4.5565 | 4.5565 | 4.5565 | 17.3042 | 17.3042 | 17.3042 | 17.3042 | 17.3042 | 17.3042 | 17.3042 | 17.3042 | 17.3042 | 17.3042 | 17.3042
6249 | Winyah | 4 | 6249¦4 | SC | 315 | 595059.3333 | 5.4507 | 5.4507 | 5.4507 | 5.4507 | 5.4507 | 5.4507 | 5.4507 | 5.4507 | 5.4507 | 22.2387 | 22.2387 | 22.2387 | 22.2387 | 22.2387 | 22.2387 | 22.2387 | 22.2387 | 22.2387 | 22.2387 | 22.2387
3298 | Williams | ST1 | 3298¦ST1 | SC | 632.7 | 3588644 | 2.3208 | 2.3208 | 2.3208 | 2.3208 | 2.3208 | 2.3208 | 2.3208 | 2.3208 | 2.3208 | 8.4023 | 8.4023 | 8.4023 | 8.4023 | 8.4023 | 8.4023 | 8.4023 | 8.4023 | 8.4023 | 8.4023 | 8.4023
6061 | R D Morrow | 1 | 6061¦1 | MS | 200 | 378038.3333 | 7.9425 | 7.9425 | 7.9425 | 7.9425 | 7.9425 | 7.9425 | 7.9425 | 7.9425 | 7.9425 | 42.0147 | 42.0147 | 42.0147 | 42.0147 | 42.0147 | 42.0147 | 42.0147 | 42.0147 | 42.0147 | 42.0147 | 42.0147
6061 | R D Morrow | 2 | 6061¦2 | MS | 200 | 563956.3333 | 6.1872 | 6.1872 | 6.1872 | 6.1872 | 6.1872 | 6.1872 | 6.1872 | 6.1872 | 6.1872 | 29.0742 | 29.0742 | 29.0742 | 29.0742 | 29.0742 | 29.0742 | 29.0742 | 29.0742 | 29.0742 | 29.0742 | 29.0742
976 | Marion | 1 | 976¦1 | IL | 33 | 224565.3333 | 1.0882 | 1.0882 | 1.0882 | 1.0882 | 5.0974 | 5.0974 | 5.0974 | 5.0974 | 17.8284 | 48.2696 | 48.2696 | 48.2696 | 48.2696 | 48.2696 | 48.2696 | 48.2696 | 48.2696 | 48.2696 | 48.2696 | 48.2696
976 | Marion | 2 | 976¦2 | IL | 33 | 246196.6667 | 1.0617 | 1.0617 | 1.0617 | 1.0617 | 4.8996 | 4.8996 | 4.8996 | 4.8996 | 17.0761 | 44.8934 | 44.8934 | 44.8934 | 44.8934 | 44.8934 | 44.8934 | 44.8934 | 44.8934 | 44.8934 | 44.8934 | 44.8934
976 | Marion | 3 | 976¦3 | IL | 33 | 231920.3333 | 1.0786 | 1.0786 | 1.0786 | 1.0786 | 5.026 | 5.026 | 5.026 | 5.026 | 17.5569 | 47.051 | 47.051 | 47.051 | 47.051 | 47.051 | 47.051 | 47.051 | 47.051 | 47.051 | 47.051 | 47.051
976 | Marion | 4 | 976¦4 | IL | 173 | 1017263.6667 | 5.1369 | 5.1369 | 5.1369 | 5.1369 | 5.1369 | 5.1369 | 5.1369 | 5.1369 | 5.1369 | 23.4358 | 23.4358 | 23.4358 | 23.4358 | 23.4358 | 23.4358 | 23.4358 | 23.4358 | 23.4358 | 23.4358 | 23.4358
1012 | F B Culley | 2 | 1012¦2 | IN | 103.7 | 233648.3333 | 7.5484 | 7.5484 | 7.5484 | 7.5484 | 7.5484 | 7.5484 | 7.5484 | 7.5484 | 7.5484 | 54.3342 | 54.3342 | 54.3342 | 54.3342 | 54.3342 | 54.3342 | 54.3342 | 54.3342 | 54.3342 | 54.3342 | 54.3342
1012 | F B Culley | 3 | 1012¦3 | IN | 265.2 | 1454051.6667 | 3.7516 | 3.7516 | 3.7516 | 3.7516 | 5.3046 | 5.3046 | 5.3046 | 5.3046 | 5.3046 | 16.7738 | 16.7738 | 16.7738 | 16.7738 | 16.7738 | 16.7738 | 16.7738 | 16.7738 | 16.7738 | 16.7738 | 16.7738
6137 | A B Brown | 1 | 6137¦1 | IN | 265.2 | 1354432.3333 | 4.6636 | 4.6636 | 4.6636 | 4.6636 | 6.27 | 6.27 | 6.27 | 6.27 | 6.27 | 16.0751 | 16.0751 | 16.0751 | 16.0751 | 16.0751 | 16.0751 | 16.0751 | 16.0751 | 16.0751 | 16.0751 | 16.0751
6137 | A B Brown | 2 | 6137¦2 | IN | 265.2 | 1254435 | 2.7351 | 2.7351 | 2.7351 | 2.7351 | 2.7351 | 2.7351 | 2.7351 | 2.7351 | 2.7351 | 14.9656 | 14.9656 | 14.9656 | 14.9656 | 14.9656 | 14.9656 | 14.9656 | 14.9656 | 14.9656 | 14.9656 | 14.9656
6138 | Flint Creek | 1 | 6138¦1 | AR | 558 | 3497600.6667 | 0.30213 | 0.30213 | 0.30213 | 0.30213 | 0.30213 | 0.30213 | 0.30213 | 0.30213 | 0.30213 | 7.0073 | 7.0073 | 7.0073 | 7.0073 | 7.0073 | 7.0073 | 7.0073 | 7.0073 | 7.0073 | 7.0073 | 7.0073
6139 | Welsh | 1 | 6139¦1 | TX | 558 | 3022758.6667 | 0.13715 | 0.13715 | 0.13715 | 0.13715 | 0.13715 | 0.13715 | 0.13715 | 0.13715 | 6.7039 | 11.7244 | 11.7244 | 11.7244 | 11.7244 | 11.7244 | 11.7244 | 11.7244 | 11.7244 | 11.7244 | 11.7244 | 11.7244
6139 | Welsh | 2 | 6139¦2 | TX | 558 | 2810984 | 0.14748 | 0.14748 | 0.14748 | 0.14748 | 0.14748 | 0.14748 | 0.14748 | 0.14748 | 6.6092 | 11.867 | 11.867 | 11.867 | 11.867 | 11.867 | 11.867 | 11.867 | 11.867 | 11.867 | 11.867 | 11.867
6139 | Welsh | 3 | 6139¦3 | TX | 558 | 3171361.6667 | 0.13072 | 0.13072 | 0.13072 | 0.13072 | 0.13072 | 0.13072 | 0.13072 | 0.13072 | 6.5694 | 11.408 | 11.408 | 11.408 | 11.408 | 11.408 | 11.408 | 11.408 | 11.408 | 11.408 | 11.408 | 11.408
7902 | Pirkey | 1 | 7902¦1 | TX | 721 | 4781417.3333 | 1.3427 | 1.3427 | 1.3427 | 1.3427 | 1.3427 | 1.3427 | 1.3427 | 1.3427 | 1.3427 | 7.0849 | 7.0849 | 7.0849 | 7.0849 | 7.0849 | 7.0849 | 7.0849 | 7.0849 | 7.0849 | 7.0849 | 7.0849
56564 | John W Turk Jr Power Plant | 1 | 56564¦1 | AR | 609 | 4422641 | 1.518 | 1.518 | 1.518 | 1.518 | 2.213 | 2.213 | 2.213 | 2.213 | 2.213 | 6.3266 | 6.3266 | 6.3266 | 6.3266 | 6.3266 | 6.3266 | 6.3266 | 6.3266 | 6.3266 | 6.3266 | 6.3266
6193 | Harrington | 1 | 6193¦1 | TX | 360 | 1950737.3333 | 0.23494 | 0.23494 | 0.23494 | 0.23494 | 0.23494 | 0.23494 | 0.23494 | 0.23494 | 7.6081 | 14.196 | 14.196 | 14.196 | 14.196 | 14.196 | 14.196 | 14.196 | 14.196 | 14.196 | 14.196 | 14.196
6193 | Harrington | 2 | 6193¦2 | TX | 360 | 1858522 | 0.84284 | 0.84284 | 0.84284 | 0.84284 | 2.3648 | 2.3648 | 2.3648 | 2.3648 | 8.6871 | 15.6262 | 15.6262 | 15.6262 | 15.6262 | 15.6262 | 15.6262 | 15.6262 | 15.6262 | 15.6262 | 15.6262 | 15.6262
6193 | Harrington | 3 | 6193¦3 | TX | 360 | 2000666.6667 | 0.81356 | 0.81356 | 0.81356 | 0.81356 | 2.3118 | 2.3118 | 2.3118 | 2.3118 | 8.4981 | 14.9666 | 14.9666 | 14.9666 | 14.9666 | 14.9666 | 14.9666 | 14.9666 | 14.9666 | 14.9666 | 14.9666 | 14.9666
6194 | Tolk | 1 | 6194¦1 | TX | 567.9 | 3756670 | 0.6514 | 0.6514 | 0.6514 | 0.6514 | 1.9297 | 1.9297 | 1.9297 | 1.9297 | 7.5503 | 11.9672 | 11.9672 | 11.9672 | 11.9672 | 11.9672 | 11.9672 | 11.9672 | 11.9672 | 11.9672 | 11.9672 | 11.9672
6194 | Tolk | 2 | 6194¦2 | TX | 567.9 | 3756950.3333 | 0.65139 | 0.65139 | 0.65139 | 0.65139 | 1.9297 | 1.9297 | 1.9297 | 1.9297 | 7.6339 | 12.0969 | 12.0969 | 12.0969 | 12.0969 | 12.0969 | 12.0969 | 12.0969 | 12.0969 | 12.0969 | 12.0969 | 12.0969
963 | Dallman | 1 | 963¦1 | IL | 90.2 | 189962 | 11.0033 | 11.0033 | 11.0033 | 11.0033 | 11.0033 | 11.0033 | 11.0033 | 11.0033 | 11.0033 | 53.5735 | 53.5735 | 53.5735 | 53.5735 | 53.5735 | 53.5735 | 53.5735 | 53.5735 | 53.5735 | 53.5735 | 53.5735
963 | Dallman | 2 | 963¦2 | IL | 90.2 | 224519.6667 | 9.6238 | 9.6238 | 9.6238 | 9.6238 | 9.6238 | 9.6238 | 9.6238 | 9.6238 | 9.6238 | 45.6841 | 45.6841 | 45.6841 | 45.6841 | 45.6841 | 45.6841 | 45.6841 | 45.6841 | 45.6841 | 45.6841 | 45.6841
963 | Dallman | 3 | 963¦3 | IL | 207.3 | 785063.6667 | 4.1036 | 4.1036 | 4.1036 | 4.1036 | 4.1036 | 4.1036 | 4.1036 | 4.1036 | 4.1036 | 18.3769 | 18.3769 | 18.3769 | 18.3769 | 18.3769 | 18.3769 | 18.3769 | 18.3769 | 18.3769 | 18.3769 | 18.3769
963 | Dallman | 4 | 963¦4 | IL | 230.1 | 1026691.1 | 4.5854 | 4.5854 | 4.5854 | 4.5854 | 6.3848 | 6.3848 | 6.3848 | 6.3848 | 6.3848 | 17.6413 | 17.6413 | 17.6413 | 17.6413 | 17.6413 | 17.6413 | 17.6413 | 17.6413 | 17.6413 | 17.6413 | 17.6413
2161 | James River Power Station | 1 | 2161¦1 | MO | 22 | 13402.6667 | 0 | 0 | 0 | 0 | 0 | 0 | 0 | 0 | 0 | 0 | 0 | 0 | 0 | 0 | 0 | 0 | 0 | 0 | 0 | 0
2161 | James River Power Station | 2 | 2161¦2 | MO | 22 | 5743 | 0 | 0 | 0 | 0 | 0 | 0 | 0 | 0 | 0 | 0 | 0 | 0 | 0 | 0 | 0 | 0 | 0 | 0 | 0 | 0
2161 | James River Power Station | 3 | 2161¦3 | MO | 44 | 49924.6667 | 1.6827 | 1.6827 | 1.6827 | 1.6827 | 1.6827 | 1.6827 | 1.6827 | 1.6827 | 39.6987 | 187.7664 | 187.7664 | 187.7664 | 187.7664 | 187.7664 | 187.7664 | 187.7664 | 187.7664 | 187.7664 | 187.7664 | 187.7664
2161 | James River Power Station | 4 | 2161¦4 | MO | 60 | 166254.6667 | 1.5526 | 1.5526 | 1.5526 | 1.5526 | 1.5526 | 1.5526 | 1.5526 | 1.5526 | 18.6674 | 74.5767 | 74.5767 | 74.5767 | 74.5767 | 74.5767 | 74.5767 | 74.5767 | 74.5767 | 74.5767 | 74.5767 | 74.5767
2161 | James River Power Station | 5 | 2161¦5 | MO | 105 | 419658.3333 | 0 | 0 | 0 | 0 | 0 | 0 | 0 | 0 | 11.4402 | 42.9849 | 42.9849 | 42.9849 | 42.9849 | 42.9849 | 42.9849 | 42.9849 | 42.9849 | 42.9849 | 42.9849 | 42.9849
6195 | John Twitty Energy Center | ST1 | 6195¦ST1 | MO | 194 | 832089.3333 | 4.8114 | 4.8114 | 4.8114 | 4.8114 | 4.8114 | 4.8114 | 4.8114 | 4.8114 | 4.8114 | 22.1147 | 22.1147 | 22.1147 | 22.1147 | 22.1147 | 22.1147 | 22.1147 | 22.1147 | 22.1147 | 22.1147 | 22.1147
6195 | John Twitty Energy Center | ST2 | 6195¦ST2 | MO | 300 | 1544628 | 3.7557 | 3.7557 | 3.7557 | 3.7557 | 3.7557 | 3.7557 | 3.7557 | 3.7557 | 3.7557 | 12.0421 | 12.0421 | 12.0421 | 12.0421 | 12.0421 | 12.0421 | 12.0421 | 12.0421 | 12.0421 | 12.0421 | 12.0421
108 | Holcomb | 1 | 108¦1 | KS | 348.7 | 2038547 | 1.3089 | 1.3089 | 1.3089 | 1.3089 | 2.794 | 2.794 | 2.794 | 2.794 | 2.794 | 12.4277 | 12.4277 | 12.4277 | 12.4277 | 12.4277 | 12.4277 | 12.4277 | 12.4277 | 12.4277 | 12.4277 | 12.4277
645 | Big Bend | ST1 | 645¦ST1 | FL | 445.5 | 2360692.3333 | 2.5388 | 2.5388 | 2.5388 | 2.5388 | 2.5388 | 2.5388 | 2.5388 | 2.5388 | 2.5388 | 7.4216 | 7.4216 | 7.4216 | 7.4216 | 7.4216 | 7.4216 | 7.4216 | 7.4216 | 7.4216 | 7.4216 | 7.4216
645 | Big Bend | ST2 | 645¦ST2 | FL | 445.5 | 2514972.6667 | 2.4884 | 2.4884 | 2.4884 | 2.4884 | 2.4884 | 2.4884 | 2.4884 | 2.4884 | 2.4884 | 7.0912 | 7.0912 | 7.0912 | 7.0912 | 7.0912 | 7.0912 | 7.0912 | 7.0912 | 7.0912 | 7.0912 | 7.0912
645 | Big Bend | ST3 | 645¦ST3 | FL | 445.5 | 2311346.3333 | 2.547 | 2.547 | 2.547 | 2.547 | 2.547 | 2.547 | 2.547 | 2.547 | 2.547 | 7.5271 | 7.5271 | 7.5271 | 7.5271 | 7.5271 | 7.5271 | 7.5271 | 7.5271 | 7.5271 | 7.5271 | 7.5271
645 | Big Bend | ST4 | 645¦ST4 | FL | 486 | 2544391 | 2.4983 | 2.4983 | 2.4983 | 2.4983 | 2.4983 | 2.4983 | 2.4983 | 2.4983 | 2.4983 | 7.2307 | 7.2307 | 7.2307 | 7.2307 | 7.2307 | 7.2307 | 7.2307 | 7.2307 | 7.2307 | 7.2307 | 7.2307
7242 | Polk | 1CA | 7242¦1CA | FL | 133.4 | 748635 | 0 | 0 | 0 | 0 | 0 | 0 | 0 | 0 | 0 | 25.0828 | 25.0828 | 25.0828 | 25.0828 | 25.0828 | 25.0828 | 25.0828 | 25.0828 | 25.0828 | 25.0828 | 25.0828
47 | Colbert | 1 | 47¦1 | AL | 200 | 874827 | 0 | 0 | 0 | 0 | 0 | 0 | 0 | 0 | 16.5688 | 28.4309 | 28.4309 | 28.4309 | 28.4309 | 28.4309 | 28.4309 | 28.4309 | 28.4309 | 28.4309 | 28.4309 | 28.4309
47 | Colbert | 2 | 47¦2 | AL | 200 | 883689 | 0 | 0 | 0 | 0 | 0 | 0 | 0 | 0 | 16.3346 | 28.0639 | 28.0639 | 28.0639 | 28.0639 | 28.0639 | 28.0639 | 28.0639 | 28.0639 | 28.0639 | 28.0639 | 28.0639
47 | Colbert | 3 | 47¦3 | AL | 200 | 753109.6667 | 0 | 0 | 0 | 0 | 0 | 0 | 0 | 0 | 17.3585 | 30.9193 | 30.9193 | 30.9193 | 30.9193 | 30.9193 | 30.9193 | 30.9193 | 30.9193 | 30.9193 | 30.9193 | 30.9193
47 | Colbert | 4 | 47¦4 | AL | 200 | 778848 | 0 | 0 | 0 | 0 | 0 | 0 | 0 | 0 | 16.8581 | 30.0306 | 30.0306 | 30.0306 | 30.0306 | 30.0306 | 30.0306 | 30.0306 | 30.0306 | 30.0306 | 30.0306 | 30.0306
47 | Colbert | 5 | 47¦5 | AL | 550 | 98861 | 0 | 0 | 0 | 0 | 0 | 0 | 0 | 0 | 131.4019 | 272.3747 | 272.3747 | 272.3747 | 272.3747 | 272.3747 | 272.3747 | 272.3747 | 272.3747 | 272.3747 | 272.3747 | 272.3747
50 | Widows Creek | 7 | 50¦7 | AL | 575 | 2181793.3333 | 1.974 | 1.974 | 1.974 | 1.974 | 1.974 | 1.974 | 1.974 | 1.974 | 1.974 | 10.0975 | 10.0975 | 10.0975 | 10.0975 | 10.0975 | 10.0975 | 10.0975 | 10.0975 | 10.0975 | 10.0975 | 10.0975
50 | Widows Creek | 8 | 50¦8 | AL | 550 | 1798306.6667 | 2.1811 | 2.1811 | 2.1811 | 2.1811 | 2.1811 | 2.1811 | 2.1811 | 2.1811 | 2.1811 | 11.7362 | 11.7362 | 11.7362 | 11.7362 | 11.7362 | 11.7362 | 11.7362 | 11.7362 | 11.7362 | 11.7362 | 11.7362
1378 | Paradise | 1 | 1378¦1 | KY | 704 | 4300887.3333 | 1.534 | 1.534 | 1.534 | 1.534 | 1.534 | 1.534 | 1.534 | 1.534 | 1.534 | 5.1152 | 5.1152 | 5.1152 | 5.1152 | 5.1152 | 5.1152 | 5.1152 | 5.1152 | 5.1152 | 5.1152 | 5.1152
1378 | Paradise | 2 | 1378¦2 | KY | 704 | 3964219.3333 | 1.6804 | 1.6804 | 1.6804 | 1.6804 | 1.6804 | 1.6804 | 1.6804 | 1.6804 | 1.6804 | 5.4464 | 5.4464 | 5.4464 | 5.4464 | 5.4464 | 5.4464 | 5.4464 | 5.4464 | 5.4464 | 5.4464 | 5.4464
1378 | Paradise | 3 | 1378¦3 | KY | 1150.2 | 5030679.3333 | 1.3957 | 1.3957 | 1.3957 | 1.3957 | 1.3957 | 1.3957 | 1.3957 | 1.3957 | 1.3957 | 5.4712 | 5.4712 | 5.4712 | 5.4712 | 5.4712 | 5.4712 | 5.4712 | 5.4712 | 5.4712 | 5.4712 | 5.4712
1379 | Shawnee | 1 | 1379¦1 | KY | 175 | 732922 | 0.64627 | 0.64627 | 0.64627 | 0.64627 | 2.5969 | 2.5969 | 2.5969 | 2.5969 | 13.6931 | 26.5198 | 26.5198 | 26.5198 | 26.5198 | 26.5198 | 26.5198 | 26.5198 | 26.5198 | 26.5198 | 26.5198 | 26.5198
1379 | Shawnee | 2 | 1379¦2 | KY | 175 | 772946.3333 | 0.63485 | 0.63485 | 0.63485 | 0.63485 | 2.5465 | 2.5465 | 2.5465 | 2.5465 | 13.4974 | 25.7124 | 25.7124 | 25.7124 | 25.7124 | 25.7124 | 25.7124 | 25.7124 | 25.7124 | 25.7124 | 25.7124 | 25.7124
1379 | Shawnee | 3 | 1379¦3 | KY | 175 | 768043.3333 | 0.63619 | 0.63619 | 0.63619 | 0.63619 | 2.5524 | 2.5524 | 2.5524 | 2.5524 | 13.5134 | 25.7876 | 25.7876 | 25.7876 | 25.7876 | 25.7876 | 25.7876 | 25.7876 | 25.7876 | 25.7876 | 25.7876 | 25.7876
1379 | Shawnee | 4 | 1379¦4 | KY | 175 | 777488.6667 | 0.63363 | 0.63363 | 0.63363 | 0.63363 | 2.5411 | 2.5411 | 2.5411 | 2.5411 | 13.4669 | 25.6092 | 25.6092 | 25.6092 | 25.6092 | 25.6092 | 25.6092 | 25.6092 | 25.6092 | 25.6092 | 25.6092 | 25.6092
1379 | Shawnee | 5 | 1379¦5 | KY | 175 | 826714.3333 | 0.62125 | 0.62125 | 0.62125 | 0.62125 | 2.4864 | 2.4864 | 2.4864 | 2.4864 | 13.2362 | 24.7185 | 24.7185 | 24.7185 | 24.7185 | 24.7185 | 24.7185 | 24.7185 | 24.7185 | 24.7185 | 24.7185 | 24.7185
1379 | Shawnee | 6 | 1379¦6 | KY | 175 | 757509 | 0.63912 | 0.63912 | 0.63912 | 0.63912 | 2.5653 | 2.5653 | 2.5653 | 2.5653 | 13.646 | 26.4514 | 26.4514 | 26.4514 | 26.4514 | 26.4514 | 26.4514 | 26.4514 | 26.4514 | 26.4514 | 26.4514 | 26.4514
1379 | Shawnee | 7 | 1379¦7 | KY | 175 | 830479 | 0.62037 | 0.62037 | 0.62037 | 0.62037 | 2.4825 | 2.4825 | 2.4825 | 2.4825 | 13.2898 | 25.0823 | 25.0823 | 25.0823 | 25.0823 | 25.0823 | 25.0823 | 25.0823 | 25.0823 | 25.0823 | 25.0823 | 25.0823
1379 | Shawnee | 8 | 1379¦8 | KY | 175 | 768923.3333 | 0.63595 | 0.63595 | 0.63595 | 0.63595 | 2.5513 | 2.5513 | 2.5513 | 2.5513 | 13.5768 | 26.1761 | 26.1761 | 26.1761 | 26.1761 | 26.1761 | 26.1761 | 26.1761 | 26.1761 | 26.1761 | 26.1761 | 26.1761
1379 | Shawnee | 9 | 1379¦9 | KY | 175 | 756074 | 0.63952 | 0.63952 | 0.63952 | 0.63952 | 2.5671 | 2.5671 | 2.5671 | 2.5671 | 13.6457 | 26.4932 | 26.4932 | 26.4932 | 26.4932 | 26.4932 | 26.4932 | 26.4932 | 26.4932 | 26.4932 | 26.4932 | 26.4932
3393 | Allen Steam Plant | 1 | 3393¦1 | TN | 330 | 1411587.3333 | 0 | 0 | 0 | 0 | 0 | 0 | 0 | 0 | 7.4637 | 16.2873 | 16.2873 | 16.2873 | 16.2873 | 16.2873 | 16.2873 | 16.2873 | 16.2873 | 16.2873 | 16.2873 | 16.2873
3393 | Allen Steam Plant | 2 | 3393¦2 | TN | 330 | 1463460.3333 | 0 | 0 | 0 | 0 | 0 | 0 | 0 | 0 | 7.3803 | 15.9656 | 15.9656 | 15.9656 | 15.9656 | 15.9656 | 15.9656 | 15.9656 | 15.9656 | 15.9656 | 15.9656 | 15.9656
3393 | Allen Steam Plant | 3 | 3393¦3 | TN | 330 | 1322933.6667 | 0 | 0 | 0 | 0 | 0 | 0 | 0 | 0 | 7.5071 | 16.8974 | 16.8974 | 16.8974 | 16.8974 | 16.8974 | 16.8974 | 16.8974 | 16.8974 | 16.8974 | 16.8974 | 16.8974
3396 | Bull Run | 1 | 3396¦1 | TN | 950 | 2019975.3333 | 1.6983 | 1.6983 | 1.6983 | 1.6983 | 1.6983 | 1.6983 | 1.6983 | 1.6983 | 1.6983 | 14.2431 | 14.2431 | 14.2431 | 14.2431 | 14.2431 | 14.2431 | 14.2431 | 14.2431 | 14.2431 | 14.2431 | 14.2431
3399 | Cumberland (TN) | 1 | 3399¦1 | TN | 1300 | 7142826.6667 | 1.0997 | 1.0997 | 1.0997 | 1.0997 | 1.0997 | 1.0997 | 1.0997 | 1.0997 | 1.0997 | 4.2369 | 4.2369 | 4.2369 | 4.2369 | 4.2369 | 4.2369 | 4.2369 | 4.2369 | 4.2369 | 4.2369 | 4.2369
3399 | Cumberland (TN) | 2 | 3399¦2 | TN | 1300 | 7030343.6667 | 1.112 | 1.112 | 1.112 | 1.112 | 1.112 | 1.112 | 1.112 | 1.112 | 1.112 | 4.2115 | 4.2115 | 4.2115 | 4.2115 | 4.2115 | 4.2115 | 4.2115 | 4.2115 | 4.2115 | 4.2115 | 4.2115
3403 | Gallatin (TN) | 1 | 3403¦1 | TN | 300 | 1555687 | 0 | 0 | 0 | 0 | 0 | 0 | 0 | 0 | 8.795 | 16.4121 | 16.4121 | 16.4121 | 16.4121 | 16.4121 | 16.4121 | 16.4121 | 16.4121 | 16.4121 | 16.4121 | 16.4121
3403 | Gallatin (TN) | 2 | 3403¦2 | TN | 300 | 1512875.3333 | 0 | 0 | 0 | 0 | 0 | 0 | 0 | 0 | 8.8139 | 16.6247 | 16.6247 | 16.6247 | 16.6247 | 16.6247 | 16.6247 | 16.6247 | 16.6247 | 16.6247 | 16.6247 | 16.6247
3403 | Gallatin (TN) | 3 | 3403¦3 | TN | 327.6 | 1552051 | 0 | 0 | 0 | 0 | 0 | 0 | 0 | 0 | 8.6758 | 16.6089 | 16.6089 | 16.6089 | 16.6089 | 16.6089 | 16.6089 | 16.6089 | 16.6089 | 16.6089 | 16.6089 | 16.6089
3403 | Gallatin (TN) | 4 | 3403¦4 | TN | 327.6 | 1705434 | 0 | 0 | 0 | 0 | 0 | 0 | 0 | 0 | 8.67 | 15.942 | 15.942 | 15.942 | 15.942 | 15.942 | 15.942 | 15.942 | 15.942 | 15.942 | 15.942 | 15.942
3405 | John Sevier | 3 | 3405¦3 | TN | 200 | 48441.6667 | 0 | 0 | 0 | 0 | 0 | 0 | 0 | 0 | 113.862 | 374.7182 | 374.7182 | 374.7182 | 374.7182 | 374.7182 | 374.7182 | 374.7182 | 374.7182 | 374.7182 | 374.7182 | 374.7182
3405 | John Sevier | 4 | 3405¦4 | TN | 200 | 146756.3333 | 0 | 0 | 0 | 0 | 0 | 0 | 0 | 0 | 59.3174 | 146.4528 | 146.4528 | 146.4528 | 146.4528 | 146.4528 | 146.4528 | 146.4528 | 146.4528 | 146.4528 | 146.4528 | 146.4528
3407 | Kingston | 1 | 3407¦1 | TN | 175 | 409900.3333 | 4.5962 | 4.5962 | 4.5962 | 4.5962 | 4.5962 | 4.5962 | 4.5962 | 4.5962 | 4.5962 | 26.3255 | 26.3255 | 26.3255 | 26.3255 | 26.3255 | 26.3255 | 26.3255 | 26.3255 | 26.3255 | 26.3255 | 26.3255
3407 | Kingston | 2 | 3407¦2 | TN | 175 | 446737 | 4.2818 | 4.2818 | 4.2818 | 4.2818 | 4.2818 | 4.2818 | 4.2818 | 4.2818 | 4.2818 | 24.2657 | 24.2657 | 24.2657 | 24.2657 | 24.2657 | 24.2657 | 24.2657 | 24.2657 | 24.2657 | 24.2657 | 24.2657
3407 | Kingston | 3 | 3407¦3 | TN | 175 | 364918.6667 | 5.0627 | 5.0627 | 5.0627 | 5.0627 | 5.0627 | 5.0627 | 5.0627 | 5.0627 | 5.0627 | 29.4046 | 29.4046 | 29.4046 | 29.4046 | 29.4046 | 29.4046 | 29.4046 | 29.4046 | 29.4046 | 29.4046 | 29.4046
3407 | Kingston | 4 | 3407¦4 | TN | 175 | 385455 | 4.8298 | 4.8298 | 4.8298 | 4.8298 | 4.8298 | 4.8298 | 4.8298 | 4.8298 | 4.8298 | 27.9372 | 27.9372 | 27.9372 | 27.9372 | 27.9372 | 27.9372 | 27.9372 | 27.9372 | 27.9372 | 27.9372 | 27.9372
3407 | Kingston | 5 | 3407¦5 | TN | 200 | 486850.3333 | 4.0054 | 4.0054 | 4.0054 | 4.0054 | 4.0054 | 4.0054 | 4.0054 | 4.0054 | 4.0054 | 23.0877 | 23.0877 | 23.0877 | 23.0877 | 23.0877 | 23.0877 | 23.0877 | 23.0877 | 23.0877 | 23.0877 | 23.0877
3407 | Kingston | 6 | 3407¦6 | TN | 200 | 519816.3333 | 3.8015 | 3.8015 | 3.8015 | 3.8015 | 3.8015 | 3.8015 | 3.8015 | 3.8015 | 3.8015 | 21.6984 | 21.6984 | 21.6984 | 21.6984 | 21.6984 | 21.6984 | 21.6984 | 21.6984 | 21.6984 | 21.6984 | 21.6984
3407 | Kingston | 7 | 3407¦7 | TN | 200 | 540077 | 3.6924 | 3.6924 | 3.6924 | 3.6924 | 3.6924 | 3.6924 | 3.6924 | 3.6924 | 3.6924 | 20.941 | 20.941 | 20.941 | 20.941 | 20.941 | 20.941 | 20.941 | 20.941 | 20.941 | 20.941 | 20.941
3407 | Kingston | 8 | 3407¦8 | TN | 200 | 564377.6667 | 3.5635 | 3.5635 | 3.5635 | 3.5635 | 3.5635 | 3.5635 | 3.5635 | 3.5635 | 3.5635 | 20.0802 | 20.0802 | 20.0802 | 20.0802 | 20.0802 | 20.0802 | 20.0802 | 20.0802 | 20.0802 | 20.0802 | 20.0802
3407 | Kingston | 9 | 3407¦9 | TN | 200 | 597728.6667 | 3.4113 | 3.4113 | 3.4113 | 3.4113 | 3.4113 | 3.4113 | 3.4113 | 3.4113 | 3.4113 | 19.0493 | 19.0493 | 19.0493 | 19.0493 | 19.0493 | 19.0493 | 19.0493 | 19.0493 | 19.0493 | 19.0493 | 19.0493
6136 | Gibbons Creek | 1 | 6136¦1 | TX | 453.5 | 2300485.3333 | 4.1489 | 4.1489 | 4.1489 | 4.1489 | 4.1489 | 4.1489 | 4.1489 | 4.1489 | 4.1489 | 14.8928 | 14.8928 | 14.8928 | 14.8928 | 14.8928 | 14.8928 | 14.8928 | 14.8928 | 14.8928 | 14.8928 | 14.8928
3845 | Transalta Centralia Generation | 1 | 3845¦1 | WA | 729.9 | 2896718.6667 | 1.7286 | 1.7286 | 1.7286 | 1.7286 | 1.7286 | 1.7286 | 1.7286 | 1.7286 | 1.7286 | 8.4051 | 8.4051 | 8.4051 | 8.4051 | 8.4051 | 8.4051 | 8.4051 | 8.4051 | 8.4051 | 8.4051 | 8.4051
3845 | Transalta Centralia Generation | 2 | 3845¦2 | WA | 729.9 | 2813545.3333 | 1.7554 | 1.7554 | 1.7554 | 1.7554 | 1.7554 | 1.7554 | 1.7554 | 1.7554 | 1.7554 | 8.57 | 8.57 | 8.57 | 8.57 | 8.57 | 8.57 | 8.57 | 8.57 | 8.57 | 8.57 | 8.57
2103 | Labadie | 1 | 2103¦1 | MO | 573.7 | 3944446 | 0 | 0 | 0 | 0 | 0 | 0 | 0 | 0 | 6.1697 | 9.6557 | 9.6557 | 9.6557 | 9.6557 | 9.6557 | 9.6557 | 9.6557 | 9.6557 | 9.6557 | 9.6557 | 9.6557
2103 | Labadie | 2 | 2103¦2 | MO | 573.7 | 3891156.3333 | 0 | 0 | 0 | 0 | 0 | 0 | 0 | 0 | 6.2546 | 9.7857 | 9.7857 | 9.7857 | 9.7857 | 9.7857 | 9.7857 | 9.7857 | 9.7857 | 9.7857 | 9.7857 | 9.7857
2103 | Labadie | 3 | 2103¦3 | MO | 621 | 4038791.6667 | 0 | 0 | 0 | 0 | 0 | 0 | 0 | 0 | 6.4588 | 10.0137 | 10.0137 | 10.0137 | 10.0137 | 10.0137 | 10.0137 | 10.0137 | 10.0137 | 10.0137 | 10.0137 | 10.0137
2103 | Labadie | 4 | 2103¦4 | MO | 621 | 4068719.3333 | 0 | 0 | 0 | 0 | 0 | 0 | 0 | 0 | 6.4004 | 9.9005 | 9.9005 | 9.9005 | 9.9005 | 9.9005 | 9.9005 | 9.9005 | 9.9005 | 9.9005 | 9.9005 | 9.9005
2104 | Meramec | 1 | 2104¦1 | MO | 137.5 | 536677.3333 | 0 | 0 | 0 | 0 | 0 | 0 | 0 | 0 | 9.8791 | 26.7075 | 26.7075 | 26.7075 | 26.7075 | 26.7075 | 26.7075 | 26.7075 | 26.7075 | 26.7075 | 26.7075 | 26.7075
2104 | Meramec | 2 | 2104¦2 | MO | 137.5 | 544501.6667 | 0 | 0 | 0 | 0 | 0 | 0 | 0 | 0 | 9.422 | 26.0043 | 26.0043 | 26.0043 | 26.0043 | 26.0043 | 26.0043 | 26.0043 | 26.0043 | 26.0043 | 26.0043 | 26.0043
2104 | Meramec | 3 | 2104¦3 | MO | 289 | 1139174.6667 | 0 | 0 | 0 | 0 | 0 | 0 | 0 | 0 | 8.0841 | 18.9145 | 18.9145 | 18.9145 | 18.9145 | 18.9145 | 18.9145 | 18.9145 | 18.9145 | 18.9145 | 18.9145 | 18.9145
2104 | Meramec | 4 | 2104¦4 | MO | 359 | 1635669 | 0 | 0 | 0 | 0 | 0 | 0 | 0 | 0 | 7.5986 | 16.1636 | 16.1636 | 16.1636 | 16.1636 | 16.1636 | 16.1636 | 16.1636 | 16.1636 | 16.1636 | 16.1636 | 16.1636
2107 | Sioux | 1 | 2107¦1 | MO | 549.7 | 2654098 | 2.6716 | 2.6716 | 2.6716 | 2.6716 | 2.6716 | 2.6716 | 2.6716 | 2.6716 | 2.6716 | 8.2928 | 8.2928 | 8.2928 | 8.2928 | 8.2928 | 8.2928 | 8.2928 | 8.2928 | 8.2928 | 8.2928 | 8.2928
2107 | Sioux | 2 | 2107¦2 | MO | 549.7 | 2329335.6667 | 2.7017 | 2.7017 | 2.7017 | 2.7017 | 2.7017 | 2.7017 | 2.7017 | 2.7017 | 2.7017 | 9.0919 | 9.0919 | 9.0919 | 9.0919 | 9.0919 | 9.0919 | 9.0919 | 9.0919 | 9.0919 | 9.0919 | 9.0919
6155 | Rush Island | 1 | 6155¦1 | MO | 621 | 4081246.6667 | 0 | 0 | 0 | 0 | 0 | 0 | 0 | 0 | 6.4697 | 10.6332 | 10.6332 | 10.6332 | 10.6332 | 10.6332 | 10.6332 | 10.6332 | 10.6332 | 10.6332 | 10.6332 | 10.6332
6155 | Rush Island | 2 | 6155¦2 | MO | 621 | 4073265 | 0 | 0 | 0 | 0 | 0 | 0 | 0 | 0 | 6.5206 | 10.69 | 10.69 | 10.69 | 10.69 | 10.69 | 10.69 | 10.69 | 10.69 | 10.69 | 10.69 | 10.69
3325 | Ben French | ST1 | 3325¦ST1 | SD | 25 | 30932.6667 | 13.4831 | 13.4831 | 13.4831 | 13.4831 | 13.4831 | 13.4831 | 13.4831 | 13.4831 | 127.7963 | 572.0019 | 572.0019 | 572.0019 | 572.0019 | 572.0019 | 572.0019 | 572.0019 | 572.0019 | 572.0019 | 572.0019 | 572.0019
4150 | Neil Simpson | 5 | 4150¦5 | WY | 21.7 | 97192 | 4.2101 | 4.2101 | 4.2101 | 4.2101 | 4.2101 | 4.2101 | 4.2101 | 4.2101 | 4.2101 | 4.2101 | 4.2101 | 4.2101 | 4.2101 | 4.2101 | 4.2101 | 4.2101 | 4.2101 | 4.2101 | 4.2101 | 4.2101
7504 | Neil Simpson II | 2 | 7504¦2 | WY | 80 | 407834 | 3.5629 | 3.5629 | 3.5629 | 3.5629 | 3.5629 | 3.5629 | 3.5629 | 3.5629 | 3.5629 | 47.2056 | 47.2056 | 47.2056 | 47.2056 | 47.2056 | 47.2056 | 47.2056 | 47.2056 | 47.2056 | 47.2056 | 47.2056
56596 | Wygen III | 5 | 56596¦5 | WY | 116.2 | 564341.3333 | 3.7563 | 3.7563 | 3.7563 | 3.7563 | 6.1469 | 6.1469 | 6.1469 | 6.1469 | 6.1469 | 36.1042 | 36.1042 | 36.1042 | 36.1042 | 36.1042 | 36.1042 | 36.1042 | 36.1042 | 36.1042 | 36.1042 | 36.1042
52048 | Vanderbilt University Power Plant | GEN2 | 52048¦GEN2 | TN | 4.5 | 113.3153 | 3572.8949 | 3572.8949 | 3572.8949 | 3572.8949 | 3572.8949 | 3572.8949 | 3572.8949 | 3572.8949 | 3572.8949 | 3572.8949 | 3572.8949 | 3572.8949 | 3572.8949 | 3572.8949 | 3572.8949 | 3572.8949 | 3572.8949 | 3572.8949 | 3572.8949 | 3572.8949
3796 | Bremo Bluff | 3 | 3796¦3 | VA | 69 | 103790.3333 | 0 | 0 | 0 | 0 | 0 | 0 | 0 | 0 | 7.1196 | 99.796 | 99.796 | 99.796 | 99.796 | 99.796 | 99.796 | 99.796 | 99.796 | 99.796 | 99.796 | 99.796
3796 | Bremo Bluff | 4 | 3796¦4 | VA | 185.2 | 295718.3333 | 0 | 0 | 0 | 0 | 0 | 0 | 0 | 0 | 4.3388 | 56.5885 | 56.5885 | 56.5885 | 56.5885 | 56.5885 | 56.5885 | 56.5885 | 56.5885 | 56.5885 | 56.5885 | 56.5885
3797 | Chesterfield | 3 | 3797¦3 | VA | 112.5 | 81968.6667 | 19.5909 | 19.5909 | 19.5909 | 19.5909 | 19.5909 | 19.5909 | 19.5909 | 19.5909 | 19.5909 | 119.839 | 119.839 | 119.839 | 119.839 | 119.839 | 119.839 | 119.839 | 119.839 | 119.839 | 119.839 | 119.839
3797 | Chesterfield | 4 | 3797¦4 | VA | 187.5 | 579956 | 4.6291 | 4.6291 | 4.6291 | 4.6291 | 4.6291 | 4.6291 | 4.6291 | 4.6291 | 4.6291 | 19.2699 | 19.2699 | 19.2699 | 19.2699 | 19.2699 | 19.2699 | 19.2699 | 19.2699 | 19.2699 | 19.2699 | 19.2699
3797 | Chesterfield | 5 | 3797¦5 | VA | 359 | 1686430.6667 | 2.599 | 2.599 | 2.599 | 2.599 | 2.599 | 2.599 | 2.599 | 2.599 | 2.599 | 9.1821 | 9.1821 | 9.1821 | 9.1821 | 9.1821 | 9.1821 | 9.1821 | 9.1821 | 9.1821 | 9.1821 | 9.1821
3797 | Chesterfield | 6 | 3797¦6 | VA | 693.9 | 2981057 | 2.9155 | 2.9155 | 2.9155 | 2.9155 | 4.1386 | 4.1386 | 4.1386 | 4.1386 | 4.1386 | 9.4827 | 9.4827 | 9.4827 | 9.4827 | 9.4827 | 9.4827 | 9.4827 | 9.4827 | 9.4827 | 9.4827 | 9.4827
3803 | Chesapeake | 3 | 3803¦3 | VA | 185.2 | 578094 | 0 | 0 | 0 | 0 | 0 | 0 | 0 | 0 | 19.6989 | 37.7378 | 37.7378 | 37.7378 | 37.7378 | 37.7378 | 37.7378 | 37.7378 | 37.7378 | 37.7378 | 37.7378 | 37.7378
3803 | Chesapeake | ST1 | 3803¦ST1 | VA | 112.5 | 175176.3333 | 0 | 0 | 0 | 0 | 0 | 0 | 0 | 0 | 29.3139 | 80.9224 | 80.9224 | 80.9224 | 80.9224 | 80.9224 | 80.9224 | 80.9224 | 80.9224 | 80.9224 | 80.9224 | 80.9224
3803 | Chesapeake | ST2 | 3803¦ST2 | VA | 112.5 | 272433.3333 | 0 | 0 | 0 | 0 | 0 | 0 | 0 | 0 | 23.3538 | 56.9765 | 56.9765 | 56.9765 | 56.9765 | 56.9765 | 56.9765 | 56.9765 | 56.9765 | 56.9765 | 56.9765 | 56.9765
3803 | Chesapeake | ST4 | 3803¦ST4 | VA | 239.3 | 421401.3333 | 0 | 0 | 0 | 0 | 0 | 0 | 0 | 0 | 22.6357 | 50.2289 | 50.2289 | 50.2289 | 50.2289 | 50.2289 | 50.2289 | 50.2289 | 50.2289 | 50.2289 | 50.2289 | 50.2289
3809 | Yorktown | 1 | 3809¦1 | VA | 187.5 | 347020 | 0 | 0 | 0 | 0 | 0 | 0 | 0 | 0 | 29.8091 | 67.0415 | 67.0415 | 67.0415 | 67.0415 | 67.0415 | 67.0415 | 67.0415 | 67.0415 | 67.0415 | 67.0415 | 67.0415
3809 | Yorktown | 2 | 3809¦2 | VA | 187.5 | 451045.6667 | 0 | 0 | 0 | 0 | 0 | 0 | 0 | 0 | 27.6991 | 56.5063 | 56.5063 | 56.5063 | 56.5063 | 56.5063 | 56.5063 | 56.5063 | 56.5063 | 56.5063 | 56.5063 | 56.5063
3954 | Mt Storm | 1 | 3954¦1 | WV | 570.2 | 3375800.3333 | 2.3017 | 2.3017 | 2.3017 | 2.3017 | 2.3017 | 2.3017 | 2.3017 | 2.3017 | 2.3017 | 6.2967 | 6.2967 | 6.2967 | 6.2967 | 6.2967 | 6.2967 | 6.2967 | 6.2967 | 6.2967 | 6.2967 | 6.2967
3954 | Mt Storm | 2 | 3954¦2 | WV | 570.2 | 3181287 | 2.3391 | 2.3391 | 2.3391 | 2.3391 | 2.3391 | 2.3391 | 2.3391 | 2.3391 | 2.3391 | 6.5643 | 6.5643 | 6.5643 | 6.5643 | 6.5643 | 6.5643 | 6.5643 | 6.5643 | 6.5643 | 6.5643 | 6.5643
3954 | Mt Storm | 3 | 3954¦3 | WV | 522 | 2608530.3333 | 2.5212 | 2.5212 | 2.5212 | 2.5212 | 2.5212 | 2.5212 | 2.5212 | 2.5212 | 2.5212 | 7.3986 | 7.3986 | 7.3986 | 7.3986 | 7.3986 | 7.3986 | 7.3986 | 7.3986 | 7.3986 | 7.3986 | 7.3986
7213 | Clover | 1 | 7213¦1 | VA | 424 | 2708898.6667 | 2.0236 | 2.0236 | 2.0236 | 2.0236 | 3.2706 | 3.2706 | 3.2706 | 3.2706 | 3.2706 | 10.0829 | 10.0829 | 10.0829 | 10.0829 | 10.0829 | 10.0829 | 10.0829 | 10.0829 | 10.0829 | 10.0829 | 10.0829
7213 | Clover | 2 | 7213¦2 | VA | 424 | 2623684.3333 | 2.0508 | 2.0508 | 2.0508 | 2.0508 | 3.3051 | 3.3051 | 3.3051 | 3.3051 | 3.3051 | 10.2964 | 10.2964 | 10.2964 | 10.2964 | 10.2964 | 10.2964 | 10.2964 | 10.2964 | 10.2964 | 10.2964 | 10.2964
52007 | Mecklenburg Power Station | GEN1 | 52007¦GEN1 | VA | 69.9 | 172926 | 9.3021 | 9.3021 | 9.3021 | 9.3021 | 13.6719 | 13.6719 | 13.6719 | 13.6719 | 13.6719 | 84.0173 | 84.0173 | 84.0173 | 84.0173 | 84.0173 | 84.0173 | 84.0173 | 84.0173 | 84.0173 | 84.0173 | 84.0173
52007 | Mecklenburg Power Station | GEN2 | 52007¦GEN2 | VA | 69.9 | 159132.3333 | 10.0709 | 10.0709 | 10.0709 | 10.0709 | 14.6851 | 14.6851 | 14.6851 | 14.6851 | 14.6851 | 91.1157 | 91.1157 | 91.1157 | 91.1157 | 91.1157 | 91.1157 | 91.1157 | 91.1157 | 91.1157 | 91.1157 | 91.1157
56808 | Virginia City Hybrid Energy Center | 1 | 56808¦1 | VA | 668 | 3535119 | 1.9554 | 1.9554 | 1.9554 | 1.9554 | 1.9554 | 1.9554 | 1.9554 | 1.9554 | 1.9554 | 8.2501 | 8.2501 | 8.2501 | 8.2501 | 8.2501 | 8.2501 | 8.2501 | 8.2501 | 8.2501 | 8.2501 | 8.2501
6772 | Hugo | 1 | 6772¦1 | OK | 446 | 2663480.6667 | 0.1552 | 0.1552 | 0.1552 | 0.1552 | 0.1552 | 0.1552 | 0.1552 | 0.1552 | 8.5757 | 16.4694 | 16.4694 | 16.4694 | 16.4694 | 16.4694 | 16.4694 | 16.4694 | 16.4694 | 16.4694 | 16.4694 | 16.4694
1769 | Presque Isle | 5 | 1769¦5 | MI | 90 | 318800.3333 | 2.2916 | 2.2916 | 2.2916 | 2.2916 | 2.2916 | 2.2916 | 2.2916 | 2.2916 | 15.4746 | 44.7378 | 44.7378 | 44.7378 | 44.7378 | 44.7378 | 44.7378 | 44.7378 | 44.7378 | 44.7378 | 44.7378 | 44.7378
1769 | Presque Isle | 6 | 1769¦6 | MI | 90 | 311002.3333 | 2.3012 | 2.3012 | 2.3012 | 2.3012 | 2.3012 | 2.3012 | 2.3012 | 2.3012 | 15.9864 | 45.9665 | 45.9665 | 45.9665 | 45.9665 | 45.9665 | 45.9665 | 45.9665 | 45.9665 | 45.9665 | 45.9665 | 45.9665
1769 | Presque Isle | 7 | 1769¦7 | MI | 90 | 384095.3333 | 2.3752 | 2.3752 | 2.3752 | 2.3752 | 2.3752 | 2.3752 | 2.3752 | 2.3752 | 12.9944 | 37.1753 | 37.1753 | 37.1753 | 37.1753 | 37.1753 | 37.1753 | 37.1753 | 37.1753 | 37.1753 | 37.1753 | 37.1753
1769 | Presque Isle | 8 | 1769¦8 | MI | 90 | 445023.6667 | 2.3289 | 2.3289 | 2.3289 | 2.3289 | 2.3289 | 2.3289 | 2.3289 | 2.3289 | 12.359 | 33.3604 | 33.3604 | 33.3604 | 33.3604 | 33.3604 | 33.3604 | 33.3604 | 33.3604 | 33.3604 | 33.3604 | 33.3604
1769 | Presque Isle | 9 | 1769¦9 | MI | 90 | 434655.6667 | 2.3358 | 2.3358 | 2.3358 | 2.3358 | 2.3358 | 2.3358 | 2.3358 | 2.3358 | 12.4632 | 33.9448 | 33.9448 | 33.9448 | 33.9448 | 33.9448 | 33.9448 | 33.9448 | 33.9448 | 33.9448 | 33.9448 | 33.9448
4041 | South Oak Creek | 5 | 4041¦5 | WI | 299.2 | 921752 | 2.4232 | 2.4232 | 2.4232 | 2.4232 | 2.4232 | 2.4232 | 2.4232 | 2.4232 | 2.4232 | 15.0507 | 15.0507 | 15.0507 | 15.0507 | 15.0507 | 15.0507 | 15.0507 | 15.0507 | 15.0507 | 15.0507 | 15.0507
4041 | South Oak Creek | 6 | 4041¦6 | WI | 299.2 | 1071596 | 2.1892 | 2.1892 | 2.1892 | 2.1892 | 2.1892 | 2.1892 | 2.1892 | 2.1892 | 2.1892 | 13.0957 | 13.0957 | 13.0957 | 13.0957 | 13.0957 | 13.0957 | 13.0957 | 13.0957 | 13.0957 | 13.0957 | 13.0957
4041 | South Oak Creek | 7 | 4041¦7 | WI | 317.6 | 1262896.3333 | 1.9735 | 1.9735 | 1.9735 | 1.9735 | 1.9735 | 1.9735 | 1.9735 | 1.9735 | 1.9735 | 11.5154 | 11.5154 | 11.5154 | 11.5154 | 11.5154 | 11.5154 | 11.5154 | 11.5154 | 11.5154 | 11.5154 | 11.5154
4041 | South Oak Creek | 8 | 4041¦8 | WI | 324 | 1112079.3333 | 2.1398 | 2.1398 | 2.1398 | 2.1398 | 2.1398 | 2.1398 | 2.1398 | 2.1398 | 2.1398 | 13.0149 | 13.0149 | 13.0149 | 13.0149 | 13.0149 | 13.0149 | 13.0149 | 13.0149 | 13.0149 | 13.0149 | 13.0149
6170 | Pleasant Prairie | 1 | 6170¦1 | WI | 616.6 | 3256380 | 1.6186 | 1.6186 | 1.6186 | 1.6186 | 1.6186 | 1.6186 | 1.6186 | 1.6186 | 1.6186 | 6.866 | 6.866 | 6.866 | 6.866 | 6.866 | 6.866 | 6.866 | 6.866 | 6.866 | 6.866 | 6.866
6170 | Pleasant Prairie | 2 | 6170¦2 | WI | 616.6 | 3197870.6667 | 1.6389 | 1.6389 | 1.6389 | 1.6389 | 1.6389 | 1.6389 | 1.6389 | 1.6389 | 1.6389 | 6.9828 | 6.9828 | 6.9828 | 6.9828 | 6.9828 | 6.9828 | 6.9828 | 6.9828 | 6.9828 | 6.9828 | 6.9828
7549 | Milwaukee County | 1 | 7549¦1 | WI | 11 | 17649.6667 | 23.0975 | 23.0975 | 23.0975 | 23.0975 | 23.0975 | 23.0975 | 23.0975 | 23.0975 | 23.0975 | 23.0975 | 23.0975 | 23.0975 | 23.0975 | 23.0975 | 23.0975 | 23.0975 | 23.0975 | 23.0975 | 23.0975 | 23.0975
56068 | Elm Road Generating Station | 1 | 56068¦1 | WI | 701.3 | 1641665.3333 | 3.72 | 3.72 | 3.72 | 3.72 | 5.1155 | 5.1155 | 5.1155 | 5.1155 | 5.1155 | 14.5529 | 14.5529 | 14.5529 | 14.5529 | 14.5529 | 14.5529 | 14.5529 | 14.5529 | 14.5529 | 14.5529 | 14.5529
56068 | Elm Road Generating Station | 2 | 56068¦2 | WI | 701.3 | 2879844 | 2.9434 | 2.9434 | 2.9434 | 2.9434 | 4.1681 | 4.1681 | 4.1681 | 4.1681 | 4.1681 | 9.5921 | 9.5921 | 9.5921 | 9.5921 | 9.5921 | 9.5921 | 9.5921 | 9.5921 | 9.5921 | 9.5921 | 9.5921
4050 | Edgewater | 3 | 4050¦3 | WI | 60 | 8533.3333 | 0 | 0 | 0 | 0 | 0 | 0 | 0 | 0 | 341.1183 | 1206.5183 | 1206.5183 | 1206.5183 | 1206.5183 | 1206.5183 | 1206.5183 | 1206.5183 | 1206.5183 | 1206.5183 | 1206.5183 | 1206.5183
4050 | Edgewater | 4 | 4050¦4 | WI | 330 | 1664514 | 0.64751 | 0.64751 | 0.64751 | 0.64751 | 0.64751 | 0.64751 | 0.64751 | 0.64751 | 8.3739 | 15.3635 | 15.3635 | 15.3635 | 15.3635 | 15.3635 | 15.3635 | 15.3635 | 15.3635 | 15.3635 | 15.3635 | 15.3635
4050 | Edgewater | 5 | 4050¦5 | WI | 380 | 2232720.6667 | 1.0409 | 1.0409 | 1.0409 | 1.0409 | 2.4985 | 2.4985 | 2.4985 | 2.4985 | 2.4985 | 8.8143 | 8.8143 | 8.8143 | 8.8143 | 8.8143 | 8.8143 | 8.8143 | 8.8143 | 8.8143 | 8.8143 | 8.8143
4054 | Nelson Dewey Generating Station | 1 | 4054¦1 | WI | 100 | 500762.6667 | 1.1011 | 1.1011 | 1.1011 | 1.1011 | 1.1011 | 1.1011 | 1.1011 | 1.1011 | 10.9056 | 33.8174 | 33.8174 | 33.8174 | 33.8174 | 33.8174 | 33.8174 | 33.8174 | 33.8174 | 33.8174 | 33.8174 | 33.8174
4054 | Nelson Dewey Generating Station | 2 | 4054¦2 | WI | 100 | 507718.6667 | 1.1172 | 1.1172 | 1.1172 | 1.1172 | 1.1172 | 1.1172 | 1.1172 | 1.1172 | 10.8764 | 33.4764 | 33.4764 | 33.4764 | 33.4764 | 33.4764 | 33.4764 | 33.4764 | 33.4764 | 33.4764 | 33.4764 | 33.4764
8023 | Columbia (WI) | 1 | 8023¦1 | WI | 511 | 3344371.3333 | 0.86114 | 0.86114 | 0.86114 | 0.86114 | 2.235 | 2.235 | 2.235 | 2.235 | 2.235 | 7.0793 | 7.0793 | 7.0793 | 7.0793 | 7.0793 | 7.0793 | 7.0793 | 7.0793 | 7.0793 | 7.0793 | 7.0793
8023 | Columbia (WI) | 2 | 8023¦2 | WI | 512 | 3155145.3333 | 0.46021 | 0.46021 | 0.46021 | 0.46021 | 0.46021 | 0.46021 | 0.46021 | 0.46021 | 0.46021 | 5.4796 | 5.4796 | 5.4796 | 5.4796 | 5.4796 | 5.4796 | 5.4796 | 5.4796 | 5.4796 | 5.4796 | 5.4796
4072 | Pulliam | 5 | 4072¦5 | WI | 50 | 36513.6667 | 0 | 0 | 0 | 0 | 0 | 0 | 0 | 0 | 51.2187 | 270.9807 | 270.9807 | 270.9807 | 270.9807 | 270.9807 | 270.9807 | 270.9807 | 270.9807 | 270.9807 | 270.9807 | 270.9807
4072 | Pulliam | 6 | 4072¦6 | WI | 69 | 82737.6667 | 0 | 0 | 0 | 0 | 0 | 0 | 0 | 0 | 27.8552 | 134.2008 | 134.2008 | 134.2008 | 134.2008 | 134.2008 | 134.2008 | 134.2008 | 134.2008 | 134.2008 | 134.2008 | 134.2008
4072 | Pulliam | 7 | 4072¦7 | WI | 81.6 | 239191.3333 | 8.1763 | 8.1763 | 8.1763 | 8.1763 | 8.1763 | 8.1763 | 8.1763 | 8.1763 | 8.1763 | 47.6305 | 47.6305 | 47.6305 | 47.6305 | 47.6305 | 47.6305 | 47.6305 | 47.6305 | 47.6305 | 47.6305 | 47.6305
4072 | Pulliam | 8 | 4072¦8 | WI | 149.6 | 476134.6667 | 7.3056 | 7.3056 | 7.3056 | 7.3056 | 7.3056 | 7.3056 | 7.3056 | 7.3056 | 7.3056 | 32.875 | 32.875 | 32.875 | 32.875 | 32.875 | 32.875 | 32.875 | 32.875 | 32.875 | 32.875 | 32.875
4078 | Weston | 1 | 4078¦1 | WI | 60 | 85463.6667 | 0 | 0 | 0 | 0 | 0 | 0 | 0 | 0 | 25.4576 | 110.122 | 110.122 | 110.122 | 110.122 | 110.122 | 110.122 | 110.122 | 110.122 | 110.122 | 110.122 | 110.122
4078 | Weston | 2 | 4078¦2 | WI | 81.6 | 199528.3333 | 0 | 0 | 0 | 0 | 0 | 0 | 0 | 0 | 14.9161 | 53.6654 | 53.6654 | 53.6654 | 53.6654 | 53.6654 | 53.6654 | 53.6654 | 53.6654 | 53.6654 | 53.6654 | 53.6654
4078 | Weston | 3 | 4078¦3 | WI | 350.5 | 1581740 | 0.89371 | 0.89371 | 0.89371 | 0.89371 | 2.3915 | 2.3915 | 2.3915 | 2.3915 | 8.9346 | 16.5883 | 16.5883 | 16.5883 | 16.5883 | 16.5883 | 16.5883 | 16.5883 | 16.5883 | 16.5883 | 16.5883 | 16.5883
4078 | Weston | 4 | 4078¦4 | WI | 595 | 3486348.6667 | 2.9932 | 2.9932 | 2.9932 | 2.9932 | 2.9932 | 2.9932 | 2.9932 | 2.9932 | 2.9932 | 6.8485 | 6.8485 | 6.8485 | 6.8485 | 6.8485 | 6.8485 | 6.8485 | 6.8485 | 6.8485 | 6.8485 | 6.8485
1866 | Wyandotte | 4 | 1866¦4 | MI | 11.5 | 6569.6667 | 0 | 0 | 0 | 0 | 0 | 0 | 0 | 0 | 0 | 0 | 0 | 0 | 0 | 0 | 0 | 0 | 0 | 0 | 0 | 0
1866 | Wyandotte | 5 | 1866¦5 | MI | 22 | 17486.3333 | 3.7147 | 3.7147 | 3.7147 | 3.7147 | 3.7147 | 3.7147 | 3.7147 | 3.7147 | 3.7147 | 3.7147 | 3.7147 | 3.7147 | 3.7147 | 3.7147 | 3.7147 | 3.7147 | 3.7147 | 3.7147 | 3.7147 | 3.7147
1866 | Wyandotte | 7 | 1866¦7 | MI | 32 | 62715 | 0 | 0 | 0 | 0 | 0 | 0 | 0 | 0 | 0 | 219.8001 | 219.8001 | 219.8001 | 219.8001 | 219.8001 | 219.8001 | 219.8001 | 219.8001 | 219.8001 | 219.8001 | 219.8001
136 | Seminole (FL) | 1 | 136¦1 | FL | 735.9 | 4038726.6667 | 2.4992 | 2.4992 | 2.4992 | 2.4992 | 2.4992 | 2.4992 | 2.4992 | 2.4992 | 2.4992 | 6.3239 | 6.3239 | 6.3239 | 6.3239 | 6.3239 | 6.3239 | 6.3239 | 6.3239 | 6.3239 | 6.3239 | 6.3239
136 | Seminole (FL) | 2 | 136¦2 | FL | 735.9 | 3816428.3333 | 2.5366 | 2.5366 | 2.5366 | 2.5366 | 2.5366 | 2.5366 | 2.5366 | 2.5366 | 2.5366 | 6.5712 | 6.5712 | 6.5712 | 6.5712 | 6.5712 | 6.5712 | 6.5712 | 6.5712 | 6.5712 | 6.5712 | 6.5712
50951 | Sunnyside Cogen Associates | GEN1 | 50951¦GEN1 | UT | 58.1 | 277380 | 2.2659 | 2.2659 | 2.2659 | 2.2659 | 5.9395 | 5.9395 | 5.9395 | 5.9395 | 42.8687 | 107.2641 | 107.2641 | 107.2641 | 107.2641 | 107.2641 | 107.2641 | 107.2641 | 107.2641 | 107.2641 | 107.2641 | 107.2641
3152 | Sunbury Generation LP | 1 | 3152¦1 | PA | 89.1 | 30753.3333 | 4.0203 | 4.0203 | 4.0203 | 4.0203 | 22.3394 | 22.3394 | 22.3394 | 22.3394 | 130.922 | 420.2346 | 420.2346 | 420.2346 | 420.2346 | 420.2346 | 420.2346 | 420.2346 | 420.2346 | 420.2346 | 420.2346 | 420.2346
3152 | Sunbury Generation LP | 2 | 3152¦2 | PA | 89.1 | 34436.3333 | 3.6375 | 3.6375 | 3.6375 | 3.6375 | 20.1674 | 20.1674 | 20.1674 | 20.1674 | 135.5934 | 394.7034 | 394.7034 | 394.7034 | 394.7034 | 394.7034 | 394.7034 | 394.7034 | 394.7034 | 394.7034 | 394.7034 | 394.7034
3152 | Sunbury Generation LP | 3 | 3152¦3 | PA | 103.5 | 20392 | 0 | 0 | 0 | 0 | 0 | 0 | 0 | 0 | 197.163 | 654.6457 | 654.6457 | 654.6457 | 654.6457 | 654.6457 | 654.6457 | 654.6457 | 654.6457 | 654.6457 | 654.6457 | 654.6457
3152 | Sunbury Generation LP | 4 | 3152¦4 | PA | 156.2 | 11110 | 0 | 0 | 0 | 0 | 0 | 0 | 0 | 0 | 364.2811 | 1346.5713 | 1346.5713 | 1346.5713 | 1346.5713 | 1346.5713 | 1346.5713 | 1346.5713 | 1346.5713 | 1346.5713 | 1346.5713 | 1346.5713
1353 | Big Sandy | 1 | 1353¦1 | KY | 280.5 | 949573.3333 | 0.4729 | 0.4729 | 0.4729 | 0.4729 | 0.4729 | 0.4729 | 0.4729 | 0.4729 | 20.7539 | 32.9277 | 32.9277 | 32.9277 | 32.9277 | 32.9277 | 32.9277 | 32.9277 | 32.9277 | 32.9277 | 32.9277 | 32.9277
1353 | Big Sandy | 2 | 1353¦2 | KY | 816.3 | 2428514.6667 | 4.2508 | 4.2508 | 4.2508 | 4.2508 | 4.2508 | 4.2508 | 4.2508 | 4.2508 | 4.2508 | 12.313 | 12.313 | 12.313 | 12.313 | 12.313 | 12.313 | 12.313 | 12.313 | 12.313 | 12.313 | 12.313
3948 | Mitchell (WV) | 1 | 3948¦1 | WV | 816.3 | 3066341.3333 | 2.5754 | 2.5754 | 2.5754 | 2.5754 | 2.5754 | 2.5754 | 2.5754 | 2.5754 | 2.5754 | 7.5709 | 7.5709 | 7.5709 | 7.5709 | 7.5709 | 7.5709 | 7.5709 | 7.5709 | 7.5709 | 7.5709 | 7.5709
3948 | Mitchell (WV) | 2 | 3948¦2 | WV | 816.3 | 4269548.3333 | 2.3108 | 2.3108 | 2.3108 | 2.3108 | 2.3108 | 2.3108 | 2.3108 | 2.3108 | 2.3108 | 5.9417 | 5.9417 | 5.9417 | 5.9417 | 5.9417 | 5.9417 | 5.9417 | 5.9417 | 5.9417 | 5.9417 | 5.9417
2535 | Cayuga Operating Company | 1 | 2535¦1 | NY | 155.3 | 349753 | 7.6615 | 7.6615 | 7.6615 | 7.6615 | 7.6615 | 7.6615 | 7.6615 | 7.6615 | 7.6615 | 44.4478 | 44.4478 | 44.4478 | 44.4478 | 44.4478 | 44.4478 | 44.4478 | 44.4478 | 44.4478 | 44.4478 | 44.4478
2535 | Cayuga Operating Company | 2 | 2535¦2 | NY | 167.2 | 379424.3333 | 5.4053 | 5.4053 | 5.4053 | 5.4053 | 5.4053 | 5.4053 | 5.4053 | 5.4053 | 5.4053 | 44.1514 | 44.1514 | 44.1514 | 44.1514 | 44.1514 | 44.1514 | 44.1514 | 44.1514 | 44.1514 | 44.1514 | 44.1514
6082 | Somerset Operating Co LLC | 1 | 6082¦1 | NY | 655.1 | 1968947.6667 | 3.6741 | 3.6741 | 3.6741 | 3.6741 | 3.6741 | 3.6741 | 3.6741 | 3.6741 | 3.6741 | 14.6906 | 14.6906 | 14.6906 | 14.6906 | 14.6906 | 14.6906 | 14.6906 | 14.6906 | 14.6906 | 14.6906 | 14.6906
1250 | Lawrence Energy Center | 3 | 1250¦3 | KS | 49 | 329510.6667 | 1.257 | 1.257 | 1.257 | 1.257 | 1.257 | 1.257 | 1.257 | 1.257 | 13.8716 | 35.8184 | 35.8184 | 35.8184 | 35.8184 | 35.8184 | 35.8184 | 35.8184 | 35.8184 | 35.8184 | 35.8184 | 35.8184
1250 | Lawrence Energy Center | 4 | 1250¦4 | KS | 114 | 624904.6667 | 4.5841 | 4.5841 | 4.5841 | 4.5841 | 6.7895 | 6.7895 | 6.7895 | 6.7895 | 6.7895 | 22.9026 | 22.9026 | 22.9026 | 22.9026 | 22.9026 | 22.9026 | 22.9026 | 22.9026 | 22.9026 | 22.9026 | 22.9026
1250 | Lawrence Energy Center | 5 | 1250¦5 | KS | 403 | 2482762.6667 | 2.2029 | 2.2029 | 2.2029 | 2.2029 | 3.653 | 3.653 | 3.653 | 3.653 | 3.653 | 11.601 | 11.601 | 11.601 | 11.601 | 11.601 | 11.601 | 11.601 | 11.601 | 11.601 | 11.601 | 11.601
1252 | Tecumseh Energy Center | 7 | 1252¦7 | KS | 82 | 427126 | 0.98078 | 0.98078 | 0.98078 | 0.98078 | 0.98078 | 0.98078 | 0.98078 | 0.98078 | 13.0188 | 37.9356 | 37.9356 | 37.9356 | 37.9356 | 37.9356 | 37.9356 | 37.9356 | 37.9356 | 37.9356 | 37.9356 | 37.9356
1252 | Tecumseh Energy Center | 8 | 1252¦8 | KS | 150 | 782475.3333 | 0.54778 | 0.54778 | 0.54778 | 0.54778 | 0.54778 | 0.54778 | 0.54778 | 0.54778 | 10.9273 | 29.2481 | 29.2481 | 29.2481 | 29.2481 | 29.2481 | 29.2481 | 29.2481 | 29.2481 | 29.2481 | 29.2481 | 29.2481
6068 | Jeffrey Energy Center | 1 | 6068¦1 | KS | 720 | 3658341.3333 | 1.5339 | 1.5339 | 1.5339 | 1.5339 | 1.5339 | 1.5339 | 1.5339 | 1.5339 | 1.5339 | 5.9811 | 5.9811 | 5.9811 | 5.9811 | 5.9811 | 5.9811 | 5.9811 | 5.9811 | 5.9811 | 5.9811 | 5.9811
6068 | Jeffrey Energy Center | 2 | 6068¦2 | KS | 720 | 4305879.3333 | 1.4241 | 1.4241 | 1.4241 | 1.4241 | 1.4241 | 1.4241 | 1.4241 | 1.4241 | 1.4241 | 5.2445 | 5.2445 | 5.2445 | 5.2445 | 5.2445 | 5.2445 | 5.2445 | 5.2445 | 5.2445 | 5.2445 | 5.2445
6068 | Jeffrey Energy Center | 3 | 6068¦3 | KS | 720 | 4116882.3333 | 1.4624 | 1.4624 | 1.4624 | 1.4624 | 1.4624 | 1.4624 | 1.4624 | 1.4624 | 1.4624 | 5.4641 | 5.4641 | 5.4641 | 5.4641 | 5.4641 | 5.4641 | 5.4641 | 5.4641 | 5.4641 | 5.4641 | 5.4641
3944 | FirstEnergy Harrison Power Station | 1 | 3944¦1 | WV | 684 | 3998846.6667 | 1.5631 | 1.5631 | 1.5631 | 1.5631 | 1.5631 | 1.5631 | 1.5631 | 1.5631 | 1.5631 | 6.1837 | 6.1837 | 6.1837 | 6.1837 | 6.1837 | 6.1837 | 6.1837 | 6.1837 | 6.1837 | 6.1837 | 6.1837
3944 | FirstEnergy Harrison Power Station | 2 | 3944¦2 | WV | 684 | 3734491.3333 | 1.5618 | 1.5618 | 1.5618 | 1.5618 | 1.5618 | 1.5618 | 1.5618 | 1.5618 | 1.5618 | 6.4528 | 6.4528 | 6.4528 | 6.4528 | 6.4528 | 6.4528 | 6.4528 | 6.4528 | 6.4528 | 6.4528 | 6.4528
3944 | FirstEnergy Harrison Power Station | 3 | 3944¦3 | WV | 684 | 4120211.3333 | 1.5337 | 1.5337 | 1.5337 | 1.5337 | 1.5337 | 1.5337 | 1.5337 | 1.5337 | 1.5337 | 6.0643 | 6.0643 | 6.0643 | 6.0643 | 6.0643 | 6.0643 | 6.0643 | 6.0643 | 6.0643 | 6.0643 | 6.0643
6004 | FirstEnergy Pleasants Power Station | 1 | 6004¦1 | WV | 684 | 4198893.6667 | 1.6174 | 1.6174 | 1.6174 | 1.6174 | 1.6174 | 1.6174 | 1.6174 | 1.6174 | 1.6174 | 6.7828 | 6.7828 | 6.7828 | 6.7828 | 6.7828 | 6.7828 | 6.7828 | 6.7828 | 6.7828 | 6.7828 | 6.7828
6004 | FirstEnergy Pleasants Power Station | 2 | 6004¦2 | WV | 684 | 4024361.3333 | 1.6084 | 1.6084 | 1.6084 | 1.6084 | 1.6084 | 1.6084 | 1.6084 | 1.6084 | 1.6084 | 6.8337 | 6.8337 | 6.8337 | 6.8337 | 6.8337 | 6.8337 | 6.8337 | 6.8337 | 6.8337 | 6.8337 | 6.8337
126 | H Wilson Sundt Generating Station | 4 | 126¦4 | AZ | 173.3 | 457891.3333 | 1.7904 | 1.7904 | 1.7904 | 1.7904 | 4.4438 | 4.4438 | 4.4438 | 4.4438 | 13.4127 | 53.3411 | 53.3411 | 53.3411 | 53.3411 | 53.3411 | 53.3411 | 53.3411 | 53.3411 | 53.3411 | 53.3411 | 53.3411
8223 | Springerville | 1 | 8223¦1 | AZ | 424.8 | 2894822 | 1.0477 | 1.0477 | 1.0477 | 1.0477 | 2.4047 | 2.4047 | 2.4047 | 2.4047 | 2.4047 | 7.1942 | 7.1942 | 7.1942 | 7.1942 | 7.1942 | 7.1942 | 7.1942 | 7.1942 | 7.1942 | 7.1942 | 7.1942
8223 | Springerville | 2 | 8223¦2 | AZ | 424.8 | 2679828.3333 | 1.0972 | 1.0972 | 1.0972 | 1.0972 | 2.4718 | 2.4718 | 2.4718 | 2.4718 | 2.4718 | 7.5391 | 7.5391 | 7.5391 | 7.5391 | 7.5391 | 7.5391 | 7.5391 | 7.5391 | 7.5391 | 7.5391 | 7.5391
8223 | Springerville | 3 | 8223¦3 | AZ | 458.1 | 2529974.3333 | 2.1484 | 2.1484 | 2.1484 | 2.1484 | 3.5346 | 3.5346 | 3.5346 | 3.5346 | 3.5346 | 7.6829 | 7.6829 | 7.6829 | 7.6829 | 7.6829 | 7.6829 | 7.6829 | 7.6829 | 7.6829 | 7.6829 | 7.6829
8223 | Springerville | 4 | 8223¦4 | AZ | 458.1 | 2606953.3333 | 2.126 | 2.126 | 2.126 | 2.126 | 3.5048 | 3.5048 | 3.5048 | 3.5048 | 3.5048 | 7.5402 | 7.5402 | 7.5402 | 7.5402 | 7.5402 | 7.5402 | 7.5402 | 7.5402 | 7.5402 | 7.5402 | 7.5402
87 | Escalante | 1 | 87¦1 | NM | 257 | 1341593 | 3.0118 | 3.0118 | 3.0118 | 3.0118 | 4.7272 | 4.7272 | 4.7272 | 4.7272 | 4.7272 | 21.6745 | 21.6745 | 21.6745 | 21.6745 | 21.6745 | 21.6745 | 21.6745 | 21.6745 | 21.6745 | 21.6745 | 21.6745
527 | Nucla | 1 | 527¦1 | CO | 11.5 | 48211 | 9.3123 | 9.3123 | 9.3123 | 9.3123 | 9.3123 | 9.3123 | 9.3123 | 9.3123 | 9.3123 | 9.3123 | 9.3123 | 9.3123 | 9.3123 | 9.3123 | 9.3123 | 9.3123 | 9.3123 | 9.3123 | 9.3123 | 9.3123
527 | Nucla | 2 | 527¦2 | CO | 11.5 | 47038 | 9.5336 | 9.5336 | 9.5336 | 9.5336 | 9.5336 | 9.5336 | 9.5336 | 9.5336 | 9.5336 | 9.5336 | 9.5336 | 9.5336 | 9.5336 | 9.5336 | 9.5336 | 9.5336 | 9.5336 | 9.5336 | 9.5336 | 9.5336
527 | Nucla | 3 | 527¦3 | CO | 11.5 | 46571 | 9.6248 | 9.6248 | 9.6248 | 9.6248 | 9.6248 | 9.6248 | 9.6248 | 9.6248 | 9.6248 | 9.6248 | 9.6248 | 9.6248 | 9.6248 | 9.6248 | 9.6248 | 9.6248 | 9.6248 | 9.6248 | 9.6248 | 9.6248
527 | Nucla | ST4 | 527¦ST4 | CO | 79.3 | 304997.3333 | 2.1229 | 2.1229 | 2.1229 | 2.1229 | 5.3417 | 5.3417 | 5.3417 | 5.3417 | 16.3386 | 74.5147 | 74.5147 | 74.5147 | 74.5147 | 74.5147 | 74.5147 | 74.5147 | 74.5147 | 74.5147 | 74.5147 | 74.5147
6021 | Craig (CO) | 1 | 6021¦1 | CO | 446.4 | 2684923.3333 | 2.084 | 2.084 | 2.084 | 2.084 | 3.4441 | 3.4441 | 3.4441 | 3.4441 | 3.4441 | 9.6248 | 9.6248 | 9.6248 | 9.6248 | 9.6248 | 9.6248 | 9.6248 | 9.6248 | 9.6248 | 9.6248 | 9.6248
6021 | Craig (CO) | 2 | 6021¦2 | CO | 446.4 | 2939315.6667 | 2.01 | 2.01 | 2.01 | 2.01 | 3.3501 | 3.3501 | 3.3501 | 3.3501 | 3.3501 | 9.1203 | 9.1203 | 9.1203 | 9.1203 | 9.1203 | 9.1203 | 9.1203 | 9.1203 | 9.1203 | 9.1203 | 9.1203
6021 | Craig (CO) | 3 | 6021¦3 | CO | 534.8 | 3259993.6667 | 0.99958 | 0.99958 | 0.99958 | 0.99958 | 2.3192 | 2.3192 | 2.3192 | 2.3192 | 2.3192 | 7.148 | 7.148 | 7.148 | 7.148 | 7.148 | 7.148 | 7.148 | 7.148 | 7.148 | 7.148 | 7.148
7790 | Bonanza | 1 | 7790¦1 | UT | 499.5 | 3359920.6667 | 4.451 | 4.451 | 4.451 | 4.451 | 5.6776 | 5.6776 | 5.6776 | 5.6776 | 5.6776 | 13.6 | 13.6 | 13.6 | 13.6 | 13.6 | 13.6 | 13.6 | 13.6 | 13.6 | 13.6 | 13.6
59 | Platte | 1 | 59¦1 | NE | 109.8 | 326961.3333 | 5.2367 | 5.2367 | 5.2367 | 5.2367 | 8.3136 | 8.3136 | 8.3136 | 8.3136 | 8.3136 | 63.2498 | 63.2498 | 63.2498 | 63.2498 | 63.2498 | 63.2498 | 63.2498 | 63.2498 | 63.2498 | 63.2498 | 63.2498
856 | E D Edwards | 1 | 856¦1 | IL | 136 | 345770.3333 | 0 | 0 | 0 | 0 | 0 | 0 | 0 | 0 | 11.4772 | 38.3392 | 38.3392 | 38.3392 | 38.3392 | 38.3392 | 38.3392 | 38.3392 | 38.3392 | 38.3392 | 38.3392 | 38.3392
856 | E D Edwards | 2 | 856¦2 | IL | 280.5 | 1767024 | 0 | 0 | 0 | 0 | 0 | 0 | 0 | 0 | 6.9044 | 14.4512 | 14.4512 | 14.4512 | 14.4512 | 14.4512 | 14.4512 | 14.4512 | 14.4512 | 14.4512 | 14.4512 | 14.4512
856 | E D Edwards | 3 | 856¦3 | IL | 363.8 | 2033222.6667 | 1.0156 | 1.0156 | 1.0156 | 1.0156 | 1.0156 | 1.0156 | 1.0156 | 1.0156 | 7.5997 | 13.6072 | 13.6072 | 13.6072 | 13.6072 | 13.6072 | 13.6072 | 13.6072 | 13.6072 | 13.6072 | 13.6072 | 13.6072
6016 | Duck Creek | 1 | 6016¦1 | IL | 441 | 2526919.6667 | 2.4141 | 2.4141 | 2.4141 | 2.4141 | 2.4141 | 2.4141 | 2.4141 | 2.4141 | 2.4141 | 10.4586 | 10.4586 | 10.4586 | 10.4586 | 10.4586 | 10.4586 | 10.4586 | 10.4586 | 10.4586 | 10.4586 | 10.4586
56163 | Kennecott Power Plant | 1 | 56163¦1 | UT | 50 | 70882 | 5.9191 | 5.9191 | 5.9191 | 5.9191 | 5.9191 | 5.9191 | 5.9191 | 5.9191 | 78.0121 | 216.9506 | 216.9506 | 216.9506 | 216.9506 | 216.9506 | 216.9506 | 216.9506 | 216.9506 | 216.9506 | 216.9506 | 216.9506
56163 | Kennecott Power Plant | 2 | 56163¦2 | UT | 25 | 40746.3333 | 10.2084 | 10.2084 | 10.2084 | 10.2084 | 10.2084 | 10.2084 | 10.2084 | 10.2084 | 99.4632 | 278.0316 | 278.0316 | 278.0316 | 278.0316 | 278.0316 | 278.0316 | 278.0316 | 278.0316 | 278.0316 | 278.0316 | 278.0316
56163 | Kennecott Power Plant | 3 | 56163¦3 | UT | 25 | 36616 | 11.3599 | 11.3599 | 11.3599 | 11.3599 | 11.3599 | 11.3599 | 11.3599 | 11.3599 | 106.7697 | 305.2935 | 305.2935 | 305.2935 | 305.2935 | 305.2935 | 305.2935 | 305.2935 | 305.2935 | 305.2935 | 305.2935 | 305.2935
56163 | Kennecott Power Plant | 4 | 56163¦4 | UT | 82 | 317455.3333 | 1.3374 | 1.3374 | 1.3374 | 1.3374 | 1.3374 | 1.3374 | 1.3374 | 1.3374 | 45.5158 | 85.118 | 85.118 | 85.118 | 85.118 | 85.118 | 85.118 | 85.118 | 85.118 | 85.118 | 85.118 | 85.118
3130 | Seward (PA) | FB1 | 3130¦FB1 | PA | 585 | 2107268.3333 | 1.3326 | 1.3326 | 1.3326 | 1.3326 | 2.7865 | 2.7865 | 2.7865 | 2.7865 | 2.7865 | 13.6346 | 13.6346 | 13.6346 | 13.6346 | 13.6346 | 13.6346 | 13.6346 | 13.6346 | 13.6346 | 13.6346 | 13.6346
298 | Limestone | 1 | 298¦1 | TX | 893 | 5939377.6667 | 1.594 | 1.594 | 1.594 | 1.594 | 1.594 | 1.594 | 1.594 | 1.594 | 1.594 | 5.4059 | 5.4059 | 5.4059 | 5.4059 | 5.4059 | 5.4059 | 5.4059 | 5.4059 | 5.4059 | 5.4059 | 5.4059
298 | Limestone | 2 | 298¦2 | TX | 956.8 | 6182536.3333 | 1.5869 | 1.5869 | 1.5869 | 1.5869 | 1.5869 | 1.5869 | 1.5869 | 1.5869 | 1.5869 | 5.4009 | 5.4009 | 5.4009 | 5.4009 | 5.4009 | 5.4009 | 5.4009 | 5.4009 | 5.4009 | 5.4009 | 5.4009
3470 | W A Parish | 5 | 3470¦5 | TX | 734.1 | 3980332.6667 | 0.56978 | 0.56978 | 0.56978 | 0.56978 | 1.8966 | 1.8966 | 1.8966 | 1.8966 | 9.0546 | 12.5681 | 12.5681 | 12.5681 | 12.5681 | 12.5681 | 12.5681 | 12.5681 | 12.5681 | 12.5681 | 12.5681 | 12.5681
3470 | W A Parish | 6 | 3470¦6 | TX | 734.1 | 3857515 | 0.57419 | 0.57419 | 0.57419 | 0.57419 | 1.9066 | 1.9066 | 1.9066 | 1.9066 | 9.0544 | 12.7317 | 12.7317 | 12.7317 | 12.7317 | 12.7317 | 12.7317 | 12.7317 | 12.7317 | 12.7317 | 12.7317 | 12.7317
3470 | W A Parish | 7 | 3470¦7 | TX | 614.6 | 3378501 | 0.69558 | 0.69558 | 0.69558 | 0.69558 | 2.056 | 2.056 | 2.056 | 2.056 | 9.5638 | 13.1122 | 13.1122 | 13.1122 | 13.1122 | 13.1122 | 13.1122 | 13.1122 | 13.1122 | 13.1122 | 13.1122 | 13.1122
3470 | W A Parish | 8 | 3470¦8 | TX | 654 | 3672651 | 2.139 | 2.139 | 2.139 | 2.139 | 3.4764 | 3.4764 | 3.4764 | 3.4764 | 3.4764 | 7.941 | 7.941 | 7.941 | 7.941 | 7.941 | 7.941 | 7.941 | 7.941 | 7.941 | 7.941 | 7.941
6018 | East Bend | 2 | 6018¦2 | KY | 669.3 | 3268188.3333 | 2.9559 | 2.9559 | 2.9559 | 2.9559 | 2.9559 | 2.9559 | 2.9559 | 2.9559 | 2.9559 | 9.4833 | 9.4833 | 9.4833 | 9.4833 | 9.4833 | 9.4833 | 9.4833 | 9.4833 | 9.4833 | 9.4833 | 9.4833
2378 | B L England | 1 | 2378¦1 | NJ | 136 | 36407.3333 | 3.0466 | 3.0466 | 3.0466 | 3.0466 | 3.0466 | 3.0466 | 3.0466 | 3.0466 | 131.9257 | 432.7125 | 432.7125 | 432.7125 | 432.7125 | 432.7125 | 432.7125 | 432.7125 | 432.7125 | 432.7125 | 432.7125 | 432.7125
2378 | B L England | 2 | 2378¦2 | NJ | 163.2 | 151895.3333 | 12.772 | 12.772 | 12.772 | 12.772 | 12.772 | 12.772 | 12.772 | 12.772 | 12.772 | 116.9801 | 116.9801 | 116.9801 | 116.9801 | 116.9801 | 116.9801 | 116.9801 | 116.9801 | 116.9801 | 116.9801 | 116.9801
50202 | WPS Power Niagara | GEN1 | 50202¦GEN1 | NY | 56 | 51701 | 11.5077 | 11.5077 | 11.5077 | 11.5077 | 22.684 | 22.684 | 22.684 | 22.684 | 58.2519 | 383.0786 | 383.0786 | 383.0786 | 383.0786 | 383.0786 | 383.0786 | 383.0786 | 383.0786 | 383.0786 | 383.0786 | 383.0786
56611 | Sandy Creek Energy Station | S01 | 56611¦S01 | TX | 1008 | 3282046.3333 | 2.0628 | 2.0628 | 2.0628 | 2.0628 | 2.0628 | 2.0628 | 2.0628 | 2.0628 | 2.0628 | 8.6823 | 8.6823 | 8.6823 | 8.6823 | 8.6823 | 8.6823 | 8.6823 | 8.6823 | 8.6823 | 8.6823 | 8.6823
56671 | Longview Power LLC | MKA01 | 56671¦MKA01 | WV | 807.5 | 4105984 | 1.8284 | 1.8284 | 1.8284 | 1.8284 | 2.8795 | 2.8795 | 2.8795 | 2.8795 | 2.8795 | 9.0626 | 9.0626 | 9.0626 | 9.0626 | 9.0626 | 9.0626 | 9.0626 | 9.0626 | 9.0626 | 9.0626 | 9.0626
1393 | R S Nelson | 6 | 1393¦6 | LA | 614.6 | 2902194.6667 | 0.14334 | 0.14334 | 0.14334 | 0.14334 | 0.14334 | 0.14334 | 0.14334 | 0.14334 | 10.4045 | 18.2406 | 18.2406 | 18.2406 | 18.2406 | 18.2406 | 18.2406 | 18.2406 | 18.2406 | 18.2406 | 18.2406 | 18.2406
6146 | Martin Lake | 1 | 6146¦1 | TX | 793.2 | 4937302 | 1.9625 | 1.9625 | 1.9625 | 1.9625 | 1.9625 | 1.9625 | 1.9625 | 1.9625 | 1.9625 | 5.9106 | 5.9106 | 5.9106 | 5.9106 | 5.9106 | 5.9106 | 5.9106 | 5.9106 | 5.9106 | 5.9106 | 5.9106
6146 | Martin Lake | 2 | 6146¦2 | TX | 793.2 | 5136121 | 1.9055 | 1.9055 | 1.9055 | 1.9055 | 1.9055 | 1.9055 | 1.9055 | 1.9055 | 1.9055 | 5.7385 | 5.7385 | 5.7385 | 5.7385 | 5.7385 | 5.7385 | 5.7385 | 5.7385 | 5.7385 | 5.7385 | 5.7385
6146 | Martin Lake | 3 | 6146¦3 | TX | 793.2 | 4463123.6667 | 1.994 | 1.994 | 1.994 | 1.994 | 1.994 | 1.994 | 1.994 | 1.994 | 1.994 | 6.2189 | 6.2189 | 6.2189 | 6.2189 | 6.2189 | 6.2189 | 6.2189 | 6.2189 | 6.2189 | 6.2189 | 6.2189
6147 | Monticello | 1 | 6147¦1 | TX | 593.4 | 1717304.6667 | 1.3672 | 1.3672 | 1.3672 | 1.3672 | 3.0426 | 3.0426 | 3.0426 | 3.0426 | 13.2414 | 19.8757 | 19.8757 | 19.8757 | 19.8757 | 19.8757 | 19.8757 | 19.8757 | 19.8757 | 19.8757 | 19.8757 | 19.8757
6147 | Monticello | 2 | 6147¦2 | TX | 593.4 | 1551051 | 1.364 | 1.364 | 1.364 | 1.364 | 3.0819 | 3.0819 | 3.0819 | 3.0819 | 13.4028 | 20.7256 | 20.7256 | 20.7256 | 20.7256 | 20.7256 | 20.7256 | 20.7256 | 20.7256 | 20.7256 | 20.7256 | 20.7256
6147 | Monticello | 3 | 6147¦3 | TX | 793.2 | 4041206 | 2.4926 | 2.4926 | 2.4926 | 2.4926 | 2.4926 | 2.4926 | 2.4926 | 2.4926 | 2.4926 | 6.8232 | 6.8232 | 6.8232 | 6.8232 | 6.8232 | 6.8232 | 6.8232 | 6.8232 | 6.8232 | 6.8232 | 6.8232
6648 | Sandow No 4 | 4 | 6648¦4 | TX | 590.6 | 4288579.6667 | 3.2901 | 3.2901 | 3.2901 | 3.2901 | 3.2901 | 3.2901 | 3.2901 | 3.2901 | 3.2901 | 8.8254 | 8.8254 | 8.8254 | 8.8254 | 8.8254 | 8.8254 | 8.8254 | 8.8254 | 8.8254 | 8.8254 | 8.8254
1831 | Eckert Station | 1 | 1831¦1 | MI | 44 | 36800 | 0 | 0 | 0 | 0 | 0 | 0 | 0 | 0 | 58.9792 | 256.9916 | 256.9916 | 256.9916 | 256.9916 | 256.9916 | 256.9916 | 256.9916 | 256.9916 | 256.9916 | 256.9916 | 256.9916
1831 | Eckert Station | 2 | 1831¦2 | MI | 44 | 21491.3333 | 0 | 0 | 0 | 0 | 0 | 0 | 0 | 0 | 154.1609 | 493.0228 | 493.0228 | 493.0228 | 493.0228 | 493.0228 | 493.0228 | 493.0228 | 493.0228 | 493.0228 | 493.0228 | 493.0228
1831 | Eckert Station | 3 | 1831¦3 | MI | 47 | 56316.3333 | 0 | 0 | 0 | 0 | 0 | 0 | 0 | 0 | 39.3642 | 170.0418 | 170.0418 | 170.0418 | 170.0418 | 170.0418 | 170.0418 | 170.0418 | 170.0418 | 170.0418 | 170.0418 | 170.0418
1831 | Eckert Station | 4 | 1831¦4 | MI | 80 | 185271 | 0 | 0 | 0 | 0 | 0 | 0 | 0 | 0 | 18.8537 | 70.5747 | 70.5747 | 70.5747 | 70.5747 | 70.5747 | 70.5747 | 70.5747 | 70.5747 | 70.5747 | 70.5747 | 70.5747
1831 | Eckert Station | 5 | 1831¦5 | MI | 80 | 116455.3333 | 0 | 0 | 0 | 0 | 0 | 0 | 0 | 0 | 24.2751 | 105.8733 | 105.8733 | 105.8733 | 105.8733 | 105.8733 | 105.8733 | 105.8733 | 105.8733 | 105.8733 | 105.8733 | 105.8733
1831 | Eckert Station | 6 | 1831¦6 | MI | 80 | 239572.6667 | 0 | 0 | 0 | 0 | 0 | 0 | 0 | 0 | 16.7529 | 56.9385 | 56.9385 | 56.9385 | 56.9385 | 56.9385 | 56.9385 | 56.9385 | 56.9385 | 56.9385 | 56.9385 | 56.9385
1832 | Erickson Station | 1 | 1832¦1 | MI | 154.7 | 554558.6667 | 0.77386 | 0.77386 | 0.77386 | 0.77386 | 0.77386 | 0.77386 | 0.77386 | 0.77386 | 11.425 | 44.2704 | 44.2704 | 44.2704 | 44.2704 | 44.2704 | 44.2704 | 44.2704 | 44.2704 | 44.2704 | 44.2704 | 44.2704
50251 | Verso Paper Quinnesec Mich Mill | GEN2 | 50251¦GEN2 | MI | 28 | 103489.61 | 4.0843 | 4.0843 | 4.0843 | 4.0843 | 4.0843 | 4.0843 | 4.0843 | 4.0843 | 119.8236 | 256.9449 | 256.9449 | 256.9449 | 256.9449 | 256.9449 | 256.9449 | 256.9449 | 256.9449 | 256.9449 | 256.9449 | 256.9449
2094 | Sibley | 1 | 2094¦1 | MO | 55 | 138099.3333 | 0 | 0 | 0 | 0 | 0 | 0 | 0 | 0 | 20.3569 | 77.48 | 77.48 | 77.48 | 77.48 | 77.48 | 77.48 | 77.48 | 77.48 | 77.48 | 77.48 | 77.48
2094 | Sibley | 2 | 2094¦2 | MO | 50 | 167152.3333 | 0 | 0 | 0 | 0 | 0 | 0 | 0 | 0 | 18.4719 | 65.1221 | 65.1221 | 65.1221 | 65.1221 | 65.1221 | 65.1221 | 65.1221 | 65.1221 | 65.1221 | 65.1221 | 65.1221
2094 | Sibley | 3 | 2094¦3 | MO | 419 | 1778595.6667 | 0 | 0 | 0 | 0 | 0 | 0 | 0 | 0 | 8.9288 | 19.6258 | 19.6258 | 19.6258 | 19.6258 | 19.6258 | 19.6258 | 19.6258 | 19.6258 | 19.6258 | 19.6258 | 19.6258
2098 | Lake Road (MO) | 4 | 2098¦4 | MO | 90 | 366964 | 0 | 0 | 0 | 0 | 0 | 0 | 0 | 0 | 18.0369 | 70.1159 | 70.1159 | 70.1159 | 70.1159 | 70.1159 | 70.1159 | 70.1159 | 70.1159 | 70.1159 | 70.1159 | 70.1159
10071 | Portsmouth Genco LLC | GEN1 | 10071¦GEN1 | VA | 57.4 | 12568.6667 | 123.2164 | 123.2164 | 123.2164 | 123.2164 | 165.02 | 165.02 | 165.02 | 165.02 | 165.02 | 1116.3722 | 1116.3722 | 1116.3722 | 1116.3722 | 1116.3722 | 1116.3722 | 1116.3722 | 1116.3722 | 1116.3722 | 1116.3722 | 1116.3722
10071 | Portsmouth Genco LLC | GEN2 | 10071¦GEN2 | VA | 57.4 | 14091 | 109.9548 | 109.9548 | 109.9548 | 109.9548 | 147.4703 | 147.4703 | 147.4703 | 147.4703 | 147.4703 | 996.1653 | 996.1653 | 996.1653 | 996.1653 | 996.1653 | 996.1653 | 996.1653 | 996.1653 | 996.1653 | 996.1653 | 996.1653
6178 | Coleto Creek | 1 | 6178¦1 | TX | 622.4 | 5076967.3333 | 0.51624 | 0.51624 | 0.51624 | 0.51624 | 1.733 | 1.733 | 1.733 | 1.733 | 8.3044 | 12.7413 | 12.7413 | 12.7413 | 12.7413 | 12.7413 | 12.7413 | 12.7413 | 12.7413 | 12.7413 | 12.7413 | 12.7413
7030 | Twin Oaks Power One | 1 | 7030¦1 | TX | 174.6 | 942544.6667 | 7.9048 | 7.9048 | 7.9048 | 7.9048 | 10.0527 | 10.0527 | 10.0527 | 10.0527 | 10.0527 | 23.6324 | 23.6324 | 23.6324 | 23.6324 | 23.6324 | 23.6324 | 23.6324 | 23.6324 | 23.6324 | 23.6324 | 23.6324
7030 | Twin Oaks Power One | 2 | 7030¦2 | TX | 174.6 | 1023700.6667 | 7.7896 | 7.7896 | 7.7896 | 7.7896 | 9.889 | 9.889 | 9.889 | 9.889 | 9.889 | 21.2917 | 21.2917 | 21.2917 | 21.2917 | 21.2917 | 21.2917 | 21.2917 | 21.2917 | 21.2917 | 21.2917 | 21.2917
3497 | Big Brown | 1 | 3497¦1 | TX | 593.4 | 3748163 | 1.1953 | 1.1953 | 1.1953 | 1.1953 | 2.6223 | 2.6223 | 2.6223 | 2.6223 | 17.0895 | 20.8889 | 20.8889 | 20.8889 | 20.8889 | 20.8889 | 20.8889 | 20.8889 | 20.8889 | 20.8889 | 20.8889 | 20.8889
3497 | Big Brown | 2 | 3497¦2 | TX | 593.4 | 3880126 | 1.1981 | 1.1981 | 1.1981 | 1.1981 | 2.6189 | 2.6189 | 2.6189 | 2.6189 | 17.0411 | 20.7199 | 20.7199 | 20.7199 | 20.7199 | 20.7199 | 20.7199 | 20.7199 | 20.7199 | 20.7199 | 20.7199 | 20.7199
6180 | Oak Grove | OG1 | 6180¦OG1 | TX | 916.8 | 5994077.6667 | 4.0277 | 4.0277 | 4.0277 | 4.0277 | 4.0277 | 4.0277 | 4.0277 | 4.0277 | 4.0277 | 6.9947 | 6.9947 | 6.9947 | 6.9947 | 6.9947 | 6.9947 | 6.9947 | 6.9947 | 6.9947 | 6.9947 | 6.9947
6180 | Oak Grove | OG2 | 6180¦OG2 | TX | 878.6 | 6115074.5 | 4.012 | 4.012 | 4.012 | 4.012 | 4.012 | 4.012 | 4.012 | 4.012 | 4.012 | 6.8543 | 6.8543 | 6.8543 | 6.8543 | 6.8543 | 6.8543 | 6.8543 | 6.8543 | 6.8543 | 6.8543 | 6.8543
52071 | Sandow No 5 | 5 | 52071¦5 | TX | 661.5 | 4365763.6667 | 1.128 | 1.128 | 1.128 | 1.128 | 2.5933 | 2.5933 | 2.5933 | 2.5933 | 2.5933 | 7.8698 | 7.8698 | 7.8698 | 7.8698 | 7.8698 | 7.8698 | 7.8698 | 7.8698 | 7.8698 | 7.8698 | 7.8698
57917 | Bayer CropScience Institute Plant | 1 | 57917¦1 | WV | 6.3 | 4699.0683 | 86.1583 | 86.1583 | 86.1583 | 86.1583 | 86.1583 | 86.1583 | 86.1583 | 86.1583 | 86.1583 | 86.1583 | 86.1583 | 86.1583 | 86.1583 | 86.1583 | 86.1583 | 86.1583 | 86.1583 | 86.1583 | 86.1583 | 86.1583
57917 | Bayer CropScience Institute Plant | 2 | 57917¦2 | WV | 6.3 | 14014.2983 | 28.8893 | 28.8893 | 28.8893 | 28.8893 | 28.8893 | 28.8893 | 28.8893 | 28.8893 | 28.8893 | 28.8893 | 28.8893 | 28.8893 | 28.8893 | 28.8893 | 28.8893 | 28.8893 | 28.8893 | 28.8893 | 28.8893 | 28.8893
57944 | Goddard Steam Plant | 1 | 57944¦1 | MD | 6.2 | 11377.3333 | 35.6935 | 35.6935 | 35.6935 | 35.6935 | 35.6935 | 35.6935 | 35.6935 | 35.6935 | 35.6935 | 35.6935 | 35.6935 | 35.6935 | 35.6935 | 35.6935 | 35.6935 | 35.6935 | 35.6935 | 35.6935 | 35.6935 | 35.6935
57944 | Goddard Steam Plant | 2 | 57944¦2 | MD | 6.2 | 4512.6667 | 89.9903 | 89.9903 | 89.9903 | 89.9903 | 89.9903 | 89.9903 | 89.9903 | 89.9903 | 89.9903 | 89.9903 | 89.9903 | 89.9903 | 89.9903 | 89.9903 | 89.9903 | 89.9903 | 89.9903 | 89.9903 | 89.9903 | 89.9903
58066 | PCA, Filer City Mill | TG2 | 58066¦TG2 | MI | 8 | 22142.3333 | 21.1509 | 21.1509 | 21.1509 | 21.1509 | 21.1509 | 21.1509 | 21.1509 | 21.1509 | 21.1509 | 21.1509 | 21.1509 | 21.1509 | 21.1509 | 21.1509 | 21.1509 | 21.1509 | 21.1509 | 21.1509 | 21.1509 | 21.1509
58066 | PCA, Filer City Mill | TG3 | 58066¦TG3 | MI | 11.5 | 32489.6667 | 15.1271 | 15.1271 | 15.1271 | 15.1271 | 15.1271 | 15.1271 | 15.1271 | 15.1271 | 15.1271 | 15.1271 | 15.1271 | 15.1271 | 15.1271 | 15.1271 | 15.1271 | 15.1271 | 15.1271 | 15.1271 | 15.1271 | 15.1271
1626 | Salem Harbor | 3 | 1626¦3 | MA | 165.7 | 260102 | 0 | 0 | 0 | 0 | 0 | 0 | 0 | 0 | 26.6999 | 96.8265 | 96.8265 | 96.8265 | 96.8265 | 96.8265 | 96.8265 | 96.8265 | 96.8265 | 96.8265 | 96.8265 | 96.8265
602 | Brandon Shores | 1 | 602¦1 | MD | 685 | 2364034 | 3.6633 | 3.6633 | 3.6633 | 3.6633 | 3.6633 | 3.6633 | 3.6633 | 3.6633 | 3.6633 | 10.9661 | 10.9661 | 10.9661 | 10.9661 | 10.9661 | 10.9661 | 10.9661 | 10.9661 | 10.9661 | 10.9661 | 10.9661
602 | Brandon Shores | 2 | 602¦2 | MD | 685 | 2487788.3333 | 3.5681 | 3.5681 | 3.5681 | 3.5681 | 4.9329 | 4.9329 | 4.9329 | 4.9329 | 4.9329 | 10.8821 | 10.8821 | 10.8821 | 10.8821 | 10.8821 | 10.8821 | 10.8821 | 10.8821 | 10.8821 | 10.8821 | 10.8821
1552 | C P Crane | 1 | 1552¦1 | MD | 190.4 | 296401 | 4.0046 | 4.0046 | 4.0046 | 4.0046 | 4.0046 | 4.0046 | 4.0046 | 4.0046 | 17.4474 | 55.5373 | 55.5373 | 55.5373 | 55.5373 | 55.5373 | 55.5373 | 55.5373 | 55.5373 | 55.5373 | 55.5373 | 55.5373
1552 | C P Crane | 2 | 1552¦2 | MD | 209.4 | 327129.6667 | 3.8724 | 3.8724 | 3.8724 | 3.8724 | 3.8724 | 3.8724 | 3.8724 | 3.8724 | 18.0209 | 54.2214 | 54.2214 | 54.2214 | 54.2214 | 54.2214 | 54.2214 | 54.2214 | 54.2214 | 54.2214 | 54.2214 | 54.2214
1554 | Herbert A Wagner | 2 | 1554¦2 | MD | 136 | 221814.6667 | 1.1625 | 1.1625 | 1.1625 | 1.1625 | 1.1625 | 1.1625 | 1.1625 | 1.1625 | 28.4943 | 69.4523 | 69.4523 | 69.4523 | 69.4523 | 69.4523 | 69.4523 | 69.4523 | 69.4523 | 69.4523 | 69.4523 | 69.4523
1554 | Herbert A Wagner | 3 | 1554¦3 | MD | 359 | 1070343.3333 | 1.0897 | 1.0897 | 1.0897 | 1.0897 | 1.0897 | 1.0897 | 1.0897 | 1.0897 | 20.1432 | 33.8236 | 33.8236 | 33.8236 | 33.8236 | 33.8236 | 33.8236 | 33.8236 | 33.8236 | 33.8236 | 33.8236 | 33.8236
1606 | Mount Tom | 1 | 1606¦1 | MA | 136 | 67879 | 19.8468 | 19.8468 | 19.8468 | 19.8468 | 19.8468 | 19.8468 | 19.8468 | 19.8468 | 19.8468 | 282.1156 | 282.1156 | 282.1156 | 282.1156 | 282.1156 | 282.1156 | 282.1156 | 282.1156 | 282.1156 | 282.1156 | 282.1156
50611 | Westwood Generation LLC | GEN1 | 50611¦GEN1 | PA | 36 | 140380 | 3.9299 | 3.9299 | 3.9299 | 3.9299 | 10.1794 | 10.1794 | 10.1794 | 10.1794 | 25.0166 | 124.4659 | 124.4659 | 124.4659 | 124.4659 | 124.4659 | 124.4659 | 124.4659 | 124.4659 | 124.4659 | 124.4659 | 124.4659
1771 | Escanaba | 1 | 1771¦1 | MI | 11.5 | 4514.3333 | 0 | 0 | 0 | 0 | 0 | 0 | 0 | 0 | 0 | 0 | 0 | 0 | 0 | 0 | 0 | 0 | 0 | 0 | 0 | 0
1771 | Escanaba | 2 | 1771¦2 | MI | 11.5 | 3095 | 0 | 0 | 0 | 0 | 0 | 0 | 0 | 0 | 0 | 0 | 0 | 0 | 0 | 0 | 0 | 0 | 0 | 0 | 0 | 0
1619 | Brayton Point | 1 | 1619¦1 | MA | 241 | 680880 | 4.0035 | 4.0035 | 4.0035 | 4.0035 | 4.0035 | 4.0035 | 4.0035 | 4.0035 | 4.0035 | 18.577 | 18.577 | 18.577 | 18.577 | 18.577 | 18.577 | 18.577 | 18.577 | 18.577 | 18.577 | 18.577
1619 | Brayton Point | 2 | 1619¦2 | MA | 241 | 619164.3333 | 4.2507 | 4.2507 | 4.2507 | 4.2507 | 4.2507 | 4.2507 | 4.2507 | 4.2507 | 4.2507 | 21.1098 | 21.1098 | 21.1098 | 21.1098 | 21.1098 | 21.1098 | 21.1098 | 21.1098 | 21.1098 | 21.1098 | 21.1098
1619 | Brayton Point | 3 | 1619¦3 | MA | 642.6 | 1428313 | 1.0162 | 1.0162 | 1.0162 | 1.0162 | 1.0162 | 1.0162 | 1.0162 | 1.0162 | 1.0162 | 11.9507 | 11.9507 | 11.9507 | 11.9507 | 11.9507 | 11.9507 | 11.9507 | 11.9507 | 11.9507 | 11.9507 | 11.9507
3122 | Homer City Generating Station | 1 | 3122¦1 | PA | 660 | 3535053.3333 | 0.41612 | 0.41612 | 0.41612 | 0.41612 | 0.41612 | 0.41612 | 0.41612 | 0.41612 | 0.41612 | 5.5984 | 5.5984 | 5.5984 | 5.5984 | 5.5984 | 5.5984 | 5.5984 | 5.5984 | 5.5984 | 5.5984 | 5.5984
3122 | Homer City Generating Station | 2 | 3122¦2 | PA | 660 | 3520538 | 1.8738 | 1.8738 | 1.8738 | 1.8738 | 1.8738 | 1.8738 | 1.8738 | 1.8738 | 1.8738 | 5.1023 | 5.1023 | 5.1023 | 5.1023 | 5.1023 | 5.1023 | 5.1023 | 5.1023 | 5.1023 | 5.1023 | 5.1023
3122 | Homer City Generating Station | 3 | 3122¦3 | PA | 692 | 3573632.3333 | 3.1853 | 3.1853 | 3.1853 | 3.1853 | 3.1853 | 3.1853 | 3.1853 | 3.1853 | 3.1853 | 7.6253 | 7.6253 | 7.6253 | 7.6253 | 7.6253 | 7.6253 | 7.6253 | 7.6253 | 7.6253 | 7.6253 | 7.6253
2828 | Cardinal | 1 | 2828¦1 | OH | 615.2 | 3095980.6667 | 5.2063 | 5.2063 | 5.2063 | 5.2063 | 5.2063 | 5.2063 | 5.2063 | 5.2063 | 5.2063 | 9.4343 | 9.4343 | 9.4343 | 9.4343 | 9.4343 | 9.4343 | 9.4343 | 9.4343 | 9.4343 | 9.4343 | 9.4343
2828 | Cardinal | 2 | 2828¦2 | OH | 615.2 | 3873878 | 2.3457 | 2.3457 | 2.3457 | 2.3457 | 2.3457 | 2.3457 | 2.3457 | 2.3457 | 2.3457 | 5.7621 | 5.7621 | 5.7621 | 5.7621 | 5.7621 | 5.7621 | 5.7621 | 5.7621 | 5.7621 | 5.7621 | 5.7621
2828 | Cardinal | 3 | 2828¦3 | OH | 650 | 2722620 | 2.7038 | 2.7038 | 2.7038 | 2.7038 | 2.7038 | 2.7038 | 2.7038 | 2.7038 | 2.7038 | 7.3231 | 7.3231 | 7.3231 | 7.3231 | 7.3231 | 7.3231 | 7.3231 | 7.3231 | 7.3231 | 7.3231 | 7.3231
2840 | Conesville | 4 | 2840¦4 | OH | 841.5 | 3190307.6667 | 2.6381 | 2.6381 | 2.6381 | 2.6381 | 2.6381 | 2.6381 | 2.6381 | 2.6381 | 2.6381 | 7.6855 | 7.6855 | 7.6855 | 7.6855 | 7.6855 | 7.6855 | 7.6855 | 7.6855 | 7.6855 | 7.6855 | 7.6855
2840 | Conesville | 5 | 2840¦5 | OH | 443.9 | 1901075 | 1.9994 | 1.9994 | 1.9994 | 1.9994 | 1.9994 | 1.9994 | 1.9994 | 1.9994 | 1.9994 | 9.8977 | 9.8977 | 9.8977 | 9.8977 | 9.8977 | 9.8977 | 9.8977 | 9.8977 | 9.8977 | 9.8977 | 9.8977
2840 | Conesville | 6 | 2840¦6 | OH | 443.9 | 1499685.6667 | 2.271 | 2.271 | 2.271 | 2.271 | 2.271 | 2.271 | 2.271 | 2.271 | 2.271 | 11.8741 | 11.8741 | 11.8741 | 11.8741 | 11.8741 | 11.8741 | 11.8741 | 11.8741 | 11.8741 | 11.8741 | 11.8741
2843 | Picway | 5 | 2843¦5 | OH | 106.2 | 21743.6667 | 0 | 0 | 0 | 0 | 0 | 0 | 0 | 0 | 190.3921 | 1008.1259 | 1008.1259 | 1008.1259 | 1008.1259 | 1008.1259 | 1008.1259 | 1008.1259 | 1008.1259 | 1008.1259 | 1008.1259 | 1008.1259
2872 | Muskingum River | 1 | 2872¦1 | OH | 219.6 | 28689.6667 | 0 | 0 | 0 | 0 | 0 | 0 | 0 | 0 | 172.3709 | 494.7507 | 494.7507 | 494.7507 | 494.7507 | 494.7507 | 494.7507 | 494.7507 | 494.7507 | 494.7507 | 494.7507 | 494.7507
2872 | Muskingum River | 2 | 2872¦2 | OH | 219.6 | 30255.6667 | 0 | 0 | 0 | 0 | 0 | 0 | 0 | 0 | 165.0302 | 470.7997 | 470.7997 | 470.7997 | 470.7997 | 470.7997 | 470.7997 | 470.7997 | 470.7997 | 470.7997 | 470.7997 | 470.7997
2872 | Muskingum River | 3 | 2872¦3 | OH | 237.5 | 445577.3333 | 0 | 0 | 0 | 0 | 0 | 0 | 0 | 0 | 65.9814 | 90.7211 | 90.7211 | 90.7211 | 90.7211 | 90.7211 | 90.7211 | 90.7211 | 90.7211 | 90.7211 | 90.7211 | 90.7211
2872 | Muskingum River | 4 | 2872¦4 | OH | 237.5 | 188136.6667 | 0 | 0 | 0 | 0 | 0 | 0 | 0 | 0 | 99.9436 | 156.8924 | 156.8924 | 156.8924 | 156.8924 | 156.8924 | 156.8924 | 156.8924 | 156.8924 | 156.8924 | 156.8924 | 156.8924
2872 | Muskingum River | 5 | 2872¦5 | OH | 615.2 | 1730486.6667 | 5.6358 | 5.6358 | 5.6358 | 5.6358 | 5.6358 | 5.6358 | 5.6358 | 5.6358 | 5.6358 | 14.8867 | 14.8867 | 14.8867 | 14.8867 | 14.8867 | 14.8867 | 14.8867 | 14.8867 | 14.8867 | 14.8867 | 14.8867
3947 | Kammer | 1 | 3947¦1 | WV | 237.5 | 529039 | 0 | 0 | 0 | 0 | 0 | 0 | 0 | 0 | 44.2316 | 69.2331 | 69.2331 | 69.2331 | 69.2331 | 69.2331 | 69.2331 | 69.2331 | 69.2331 | 69.2331 | 69.2331 | 69.2331
3947 | Kammer | 2 | 3947¦2 | WV | 237.5 | 382667.3333 | 0 | 0 | 0 | 0 | 0 | 0 | 0 | 0 | 42.0339 | 73.1576 | 73.1576 | 73.1576 | 73.1576 | 73.1576 | 73.1576 | 73.1576 | 73.1576 | 73.1576 | 73.1576 | 73.1576
3947 | Kammer | 3 | 3947¦3 | WV | 237.5 | 338415 | 0 | 0 | 0 | 0 | 0 | 0 | 0 | 0 | 48.1032 | 82.7284 | 82.7284 | 82.7284 | 82.7284 | 82.7284 | 82.7284 | 82.7284 | 82.7284 | 82.7284 | 82.7284 | 82.7284
8102 | General James M Gavin | 1 | 8102¦1 | OH | 1300 | 7942251 | 2.3954 | 2.3954 | 2.3954 | 2.3954 | 2.3954 | 2.3954 | 2.3954 | 2.3954 | 2.3954 | 4.4854 | 4.4854 | 4.4854 | 4.4854 | 4.4854 | 4.4854 | 4.4854 | 4.4854 | 4.4854 | 4.4854 | 4.4854
8102 | General James M Gavin | 2 | 8102¦2 | OH | 1300 | 8312643 | 2.293 | 2.293 | 2.293 | 2.293 | 2.293 | 2.293 | 2.293 | 2.293 | 2.293 | 4.2994 | 4.2994 | 4.2994 | 4.2994 | 4.2994 | 4.2994 | 4.2994 | 4.2994 | 4.2994 | 4.2994 | 4.2994
56456 | Plum Point Energy Station | STG1 | 56456¦STG1 | AR | 720 | 3996331.3333 | 2.9798 | 2.9798 | 2.9798 | 2.9798 | 2.9798 | 2.9798 | 2.9798 | 2.9798 | 2.9798 | 7.5257 | 7.5257 | 7.5257 | 7.5257 | 7.5257 | 7.5257 | 7.5257 | 7.5257 | 7.5257 | 7.5257 | 7.5257
2480 | Danskammer Generating Station | 3 | 2480¦3 | NY | 147.1 | 36957.3333 | 0 | 0 | 0 | 0 | 0 | 0 | 0 | 0 | 51.6352 | 347.8324 | 347.8324 | 347.8324 | 347.8324 | 347.8324 | 347.8324 | 347.8324 | 347.8324 | 347.8324 | 347.8324 | 347.8324
2480 | Danskammer Generating Station | 4 | 2480¦4 | NY | 239.4 | 67006 | 0 | 0 | 0 | 0 | 0 | 0 | 0 | 0 | 10.9873 | 218.5664 | 218.5664 | 218.5664 | 218.5664 | 218.5664 | 218.5664 | 218.5664 | 218.5664 | 218.5664 | 218.5664 | 218.5664