## Instructions
Instructions
Costs in this document represent levelized costs for environmental retrofits at coal units in 2015 under the Synapse Mid scenario.
Costs have been generated using Synapse's Coal Asset Valuation Tool (CAVT), available at www.synapse-energy.com/cavt
More detail on CAVT and the assumptions used in Synapse's default scenarios is available at: http://www.synapse-energy.com/sites/default/files/Forecasting-Coal-Unit-Competitiveness-14-021.pdf
To import this data to CP3T, open a scenario in CP3T and click the link "Edit env. retrofit costs for existing units" link under the "Fossil and nuclear units" section on the Dashboard.
Copy data from the range "B6:AB888" on the "To_CP3T" sheet in this workbook in the to the range "B8:AB890" on the "H_CAVT" sheet in CP3T.
This import does and should include data for units in all states; CP3T reviews all units, nationwide, at the same time.
Environmental retrofit assumptions for Synapse Mid scenario
| Require Control? | Control Requirement Date | Control specificity
Wet FGD | No
Dry FGD | Yes | 2020 | Minimum capacity threshold of 25 MW
DSI | No
SCR | Yes | 2021 | Minimum capacity threshold of 25 MW
SNCR | No
Baghouse | Yes | 2025 | Minimum capacity threshold of 25 MW
ACI | Yes | 2016 | Minimum capacity threshold of 25 MW
Cooling | Yes | 2019 | Minimum capacity threshold of 25 MW Cooling tower required if intake flow exceeds 125 gal/day
CCR | Yes | 2019 | Minimum capacity threshold of 25 MW Non-hazardous treatment of coal ash
Effluent | Yes | 2019 | Minimum capacity threshold of 50 MW FGD wastewater chemical precipitate and biological treatment Dry fly ash handling
Notes: | In this workbook, levelized costs do not include any costs associated with CO2 prices.
For existing controls in place as of 2014, only operating costs are assumed, not capital costs.
Costs associated with existing controls are assumed to be constant from 2012 through 2031.
Synapse Energy Economics. 2015.

## To_CP3T
To CP3T | [6 empty] | Capital+VOM+FOM Costs of Current and Future Env. Retrofits (2012 $/MWh)
CAVT Environmental Retrofit Scenario: Synapse Mid | [6 empty] | CAVT only calculates env. Retrofit costs for 2015 and after. 2012 costs are assumed to be equal to 2015.
ORSPL | Plant Name | Gen ID | Key | State | Nameplate Capacity (MW) | Final Generation (MWh) | 2012 | 2013 | 2014 | 2015 | 2016 | 2017 | 2018 | 2019 | 2020 | 2021 | 2022 | 2023 | 2024 | 2025 | 2026 | 2027 | 2028 | 2029 | 2030 | 2031
56 | Charles R Lowman | 1 | 56¦1 | AL | 66 | 42796.3333 | 38.6964 | 38.6964 | 38.6964 | 38.6964 | 51.0208 | 51.0208 | 51.0208 | 244.1851 | 244.1851 | 328.3842 | 328.3842 | 328.3842 | 328.3842 | 386.1254 | 386.1254 | 386.1254 | 386.1254 | 386.1254 | 386.1254 | 386.1254
56 | Charles R Lowman | 2 | 56¦2 | AL | 236 | 730310 | 5.3078 | 5.3078 | 5.3078 | 5.3078 | 7.2436 | 7.2436 | 7.2436 | 27.1489 | 27.1489 | 27.1489 | 27.1489 | 27.1489 | 27.1489 | 37.0064 | 37.0064 | 37.0064 | 37.0064 | 37.0064 | 37.0064 | 37.0064
56 | Charles R Lowman | 3 | 56¦3 | AL | 236 | 1046560 | 4.5733 | 4.5733 | 4.5733 | 4.5733 | 6.2769 | 6.2769 | 6.2769 | 20.2237 | 20.2237 | 20.2237 | 20.2237 | 20.2237 | 20.2237 | 27.2326 | 27.2326 | 27.2326 | 27.2326 | 27.2326 | 27.2326 | 27.2326
3 | Barry | 1 | 3¦1 | AL | 153.1 | 67447.6667 | 2.0137 | 2.0137 | 2.0137 | 2.0137 | 11.1525 | 11.1525 | 11.1525 | 156.5367 | 376.3107 | 376.3107 | 376.3107 | 376.3107 | 376.3107 | 444.9597 | 444.9597 | 444.9597 | 444.9597 | 444.9597 | 444.9597 | 444.9597
3 | Barry | 2 | 3¦2 | AL | 153.1 | 71710.6667 | 2.0113 | 2.0113 | 2.0113 | 2.0113 | 10.6764 | 10.6764 | 10.6764 | 147.427 | 354.5101 | 354.5101 | 354.5101 | 354.5101 | 354.5101 | 419.1034 | 419.1034 | 419.1034 | 419.1034 | 419.1034 | 419.1034 | 419.1034
3 | Barry | 3 | 3¦3 | AL | 272 | 469300.6667 | 1.4371 | 1.4371 | 1.4371 | 1.4371 | 3.7709 | 3.7709 | 3.7709 | 31.4756 | 79.7932 | 79.7932 | 79.7932 | 79.7932 | 79.7932 | 95.837 | 95.837 | 95.837 | 95.837 | 95.837 | 95.837 | 95.837
3 | Barry | 4 | 3¦4 | AL | 403.7 | 1398041 | 0 | 0 | 0 | 0 | 1.4941 | 1.4941 | 1.4941 | 14.3819 | 37.0542 | 48.4527 | 48.4527 | 48.4527 | 48.4527 | 56.098 | 56.098 | 56.098 | 56.098 | 56.098 | 56.098 | 56.098
3 | Barry | 5 | 3¦5 | AL | 788.8 | 3204810.3333 | 1.38 | 1.38 | 1.38 | 1.38 | 2.601 | 2.601 | 2.601 | 14.6683 | 14.6683 | 23.4968 | 23.4968 | 23.4968 | 23.4968 | 29.3408 | 29.3408 | 29.3408 | 29.3408 | 29.3408 | 29.3408 | 29.3408
8 | Gorgas | 10 | 8¦10 | AL | 788.8 | 3039932.3333 | 2.5753 | 2.5753 | 2.5753 | 2.5753 | 3.8301 | 3.8301 | 3.8301 | 13.8759 | 13.8759 | 13.8759 | 13.8759 | 13.8759 | 13.8759 | 20.1187 | 20.1187 | 20.1187 | 20.1187 | 20.1187 | 20.1187 | 20.1187
8 | Gorgas | 6 | 8¦6 | AL | 125 | 38969 | 0 | 0 | 0 | 0 | 14.6614 | 14.6614 | 14.6614 | 199.0486 | 547.4187 | 693.5371 | 693.5371 | 693.5371 | 693.5371 | 795.9743 | 795.9743 | 795.9743 | 795.9743 | 795.9743 | 795.9743 | 795.9743
8 | Gorgas | 7 | 8¦7 | AL | 125 | 52798.6667 | 0 | 0 | 0 | 0 | 11.1452 | 11.1452 | 11.1452 | 147.2841 | 405.6229 | 513.8836 | 513.8836 | 513.8836 | 513.8836 | 589.6013 | 589.6013 | 589.6013 | 589.6013 | 589.6013 | 589.6013 | 589.6013
8 | Gorgas | 8 | 8¦8 | AL | 187.5 | 419134.6667 | 4.4575 | 4.4575 | 4.4575 | 4.4575 | 6.8998 | 6.8998 | 6.8998 | 36.5923 | 36.5923 | 56.0487 | 56.0487 | 56.0487 | 56.0487 | 69.649 | 69.649 | 69.649 | 69.649 | 69.649 | 69.649 | 69.649
8 | Gorgas | 9 | 8¦9 | AL | 190.4 | 367746.3333 | 4.9694 | 4.9694 | 4.9694 | 4.9694 | 7.5917 | 7.5917 | 7.5917 | 41.69 | 41.69 | 64.0091 | 64.0091 | 64.0091 | 64.0091 | 79.6366 | 79.6366 | 79.6366 | 79.6366 | 79.6366 | 79.6366 | 79.6366
10 | Greene County | 1 | 10¦1 | AL | 299.2 | 1198557 | 0 | 0 | 0 | 0 | 1.5481 | 1.5481 | 1.5481 | 18.1865 | 42.5354 | 53.109 | 53.109 | 53.109 | 53.109 | 60.0219 | 60.0219 | 60.0219 | 60.0219 | 60.0219 | 60.0219 | 60.0219
10 | Greene County | 2 | 10¦2 | AL | 269.2 | 1213266.3333 | 0 | 0 | 0 | 0 | 1.5456 | 1.5456 | 1.5456 | 16.8332 | 39.6811 | 49.363 | 49.363 | 49.363 | 49.363 | 55.6716 | 55.6716 | 55.6716 | 55.6716 | 55.6716 | 55.6716 | 55.6716
26 | E C Gaston | 1 | 26¦1 | AL | 272 | 612041.6667 | 0 | 0 | 0 | 0 | 2.0158 | 2.0158 | 2.0158 | 22.9316 | 63.463 | 81.4924 | 81.4924 | 81.4924 | 81.4924 | 93.6626 | 93.6626 | 93.6626 | 93.6626 | 93.6626 | 93.6626 | 93.6626
26 | E C Gaston | 2 | 26¦2 | AL | 272 | 613173 | 0.73826 | 0.73826 | 0.73826 | 0.73826 | 2.7523 | 2.7523 | 2.7523 | 23.6299 | 64.1118 | 82.1283 | 82.1283 | 82.1283 | 82.1283 | 82.1283 | 82.1283 | 82.1283 | 82.1283 | 82.1283 | 82.1283 | 82.1283
26 | E C Gaston | 3 | 26¦3 | AL | 272 | 659863.3333 | 0.71609 | 0.71609 | 0.71609 | 0.71609 | 2.6628 | 2.6628 | 2.6628 | 22.0768 | 60.0207 | 76.8827 | 76.8827 | 76.8827 | 76.8827 | 76.8827 | 76.8827 | 76.8827 | 76.8827 | 76.8827 | 76.8827 | 76.8827
26 | E C Gaston | 5 | 26¦5 | AL | 952 | 4469951 | 2.5565 | 2.5565 | 2.5565 | 2.5565 | 3.6928 | 3.6928 | 3.6928 | 8.7991 | 8.7991 | 8.7991 | 8.7991 | 8.7991 | 8.7991 | 13.6603 | 13.6603 | 13.6603 | 13.6603 | 13.6603 | 13.6603 | 13.6603
26 | E C Gaston | ST4 | 26¦ST4 | AL | 244.8 | 838053.3333 | 0 | 0 | 0 | 0 | 1.7599 | 1.7599 | 1.7599 | 16.2608 | 45.2244 | 57.7175 | 57.7175 | 57.7175 | 57.7175 | 66.0184 | 66.0184 | 66.0184 | 66.0184 | 66.0184 | 66.0184 | 66.0184
6002 | James H Miller Jr | 1 | 6002¦1 | AL | 705.5 | 4101270 | 2.3886 | 2.3886 | 2.3886 | 2.3886 | 3.6857 | 3.6857 | 3.6857 | 6.6034 | 6.6034 | 6.6034 | 6.6034 | 6.6034 | 6.6034 | 11.277 | 11.277 | 11.277 | 11.277 | 11.277 | 11.277 | 11.277
6002 | James H Miller Jr | 2 | 6002¦2 | AL | 705.5 | 4637131.6667 | 2.2709 | 2.2709 | 2.2709 | 2.2709 | 3.5493 | 3.5493 | 3.5493 | 6.1393 | 6.1393 | 6.1393 | 6.1393 | 6.1393 | 6.1393 | 10.323 | 10.323 | 10.323 | 10.323 | 10.323 | 10.323 | 10.323
6002 | James H Miller Jr | 3 | 6002¦3 | AL | 705.5 | 5041967.3333 | 2.2553 | 2.2553 | 2.2553 | 2.2553 | 3.5221 | 3.5221 | 3.5221 | 5.9108 | 5.9108 | 5.9108 | 5.9108 | 5.9108 | 5.9108 | 9.7934 | 9.7934 | 9.7934 | 9.7934 | 9.7934 | 9.7934 | 9.7934
6002 | James H Miller Jr | 4 | 6002¦4 | AL | 705.5 | 5069718.6667 | 2.217 | 2.217 | 2.217 | 2.217 | 3.4831 | 3.4831 | 3.4831 | 5.8591 | 5.8591 | 5.8591 | 5.8591 | 5.8591 | 5.8591 | 9.7229 | 9.7229 | 9.7229 | 9.7229 | 9.7229 | 9.7229 | 9.7229
6705 | Warrick | 4 | 6705¦4 | IN | 323 | 1935382.3333 | 3.1021 | 3.1021 | 3.1021 | 3.1021 | 4.5486 | 4.5486 | 4.5486 | 21.4028 | 21.4028 | 21.4028 | 21.4028 | 21.4028 | 21.4028 | 26.4535 | 26.4535 | 26.4535 | 26.4535 | 26.4535 | 26.4535 | 26.4535
861 | Coffeen | 1 | 861¦1 | IL | 388.9 | 1740569.6667 | 2.7616 | 2.7616 | 2.7616 | 2.7616 | 4.3553 | 4.3553 | 4.3553 | 16.4687 | 16.4687 | 16.4687 | 16.4687 | 16.4687 | 16.4687 | 23.3968 | 23.3968 | 23.3968 | 23.3968 | 23.3968 | 23.3968 | 23.3968
861 | Coffeen | 2 | 861¦2 | IL | 616.5 | 3250929 | 2.4633 | 2.4633 | 2.4633 | 2.4633 | 3.8778 | 3.8778 | 3.8778 | 13.1349 | 13.1349 | 13.1349 | 13.1349 | 13.1349 | 13.1349 | 18.6199 | 18.6199 | 18.6199 | 18.6199 | 18.6199 | 18.6199 | 18.6199
6017 | Newton | 1 | 6017¦1 | IL | 617.4 | 3281645.3333 | 1.1766 | 1.1766 | 1.1766 | 1.1766 | 1.1766 | 1.1766 | 1.1766 | 8.5548 | 21.9411 | 29.6101 | 29.6101 | 29.6101 | 29.6101 | 34.8831 | 34.8831 | 34.8831 | 34.8831 | 34.8831 | 34.8831 | 34.8831
6017 | Newton | 2 | 6017¦2 | IL | 617.4 | 3107174.6667 | 1.1774 | 1.1774 | 1.1774 | 1.1774 | 1.1774 | 1.1774 | 1.1774 | 8.9612 | 23.0074 | 31.0562 | 31.0562 | 31.0562 | 31.0562 | 36.6008 | 36.6008 | 36.6008 | 36.6008 | 36.6008 | 36.6008 | 36.6008
1122 | Ames Electric Services Power Plant | 7 | 1122¦7 | IA | 37.5 | 57112 | 7.2915 | 7.2915 | 7.2915 | 7.2915 | 17.3658 | 17.3658 | 17.3658 | 163.4811 | 276.9099 | 324.5801 | 324.5801 | 324.5801 | 324.5801 | 357.7672 | 357.7672 | 357.7672 | 357.7672 | 357.7672 | 357.7672 | 357.7672
1122 | Ames Electric Services Power Plant | 8 | 1122¦8 | IA | 71.3 | 147570 | 2.8549 | 2.8549 | 2.8549 | 2.8549 | 7.9795 | 7.9795 | 7.9795 | 104.4416 | 170.2311 | 200.6681 | 200.6681 | 200.6681 | 200.6681 | 222.4372 | 222.4372 | 222.4372 | 222.4372 | 222.4372 | 222.4372 | 222.4372
10151 | Grant Town Power Plant | GEN1 | 10151¦GEN1 | WV | 95.7 | 614862.3333 | 8.8069 | 8.8069 | 8.8069 | 8.8069 | 11.2023 | 11.2023 | 11.2023 | 38.6732 | 59.3318 | 69.5789 | 69.5789 | 69.5789 | 69.5789 | 69.5789 | 69.5789 | 69.5789 | 69.5789 | 69.5789 | 69.5789 | 69.5789
3775 | Clinch River | 1 | 3775¦1 | VA | 237.5 | 329410 | 2.9706 | 2.9706 | 2.9706 | 2.9706 | 5.9958 | 5.9958 | 5.9958 | 36.1858 | 108.2086 | 108.2086 | 108.2086 | 108.2086 | 108.2086 | 130.9462 | 130.9462 | 130.9462 | 130.9462 | 130.9462 | 130.9462 | 130.9462
3775 | Clinch River | 2 | 3775¦2 | VA | 237.5 | 257339.3333 | 3.2718 | 3.2718 | 3.2718 | 3.2718 | 6.7952 | 6.7952 | 6.7952 | 45.2799 | 127.8315 | 127.8315 | 127.8315 | 127.8315 | 127.8315 | 156.8148 | 156.8148 | 156.8148 | 156.8148 | 156.8148 | 156.8148 | 156.8148
3775 | Clinch River | 3 | 3775¦3 | VA | 237.5 | 224037.6667 | 3.3757 | 3.3757 | 3.3757 | 3.3757 | 7.2375 | 7.2375 | 7.2375 | 51.3576 | 146.1356 | 146.1356 | 146.1356 | 146.1356 | 146.1356 | 179.3621 | 179.3621 | 179.3621 | 179.3621 | 179.3621 | 179.3621 | 179.3621
3776 | Glen Lyn | 5 | 3776¦5 | VA | 100 | 28935.6667 | 0 | 0 | 0 | 0 | 19.2116 | 19.2116 | 19.2116 | 335.7569 | 752.6002 | 933.0464 | 933.0464 | 933.0464 | 933.0464 | 1059.7187 | 1059.7187 | 1059.7187 | 1059.7187 | 1059.7187 | 1059.7187 | 1059.7187
3776 | Glen Lyn | 6 | 3776¦6 | VA | 237.5 | 85715 | 0 | 0 | 0 | 0 | 8.0885 | 8.0885 | 8.0885 | 215.9086 | 466.7401 | 590.8906 | 590.8906 | 590.8906 | 590.8906 | 677.202 | 677.202 | 677.202 | 677.202 | 677.202 | 677.202 | 677.202
3935 | John E Amos | 1 | 3935¦1 | WV | 816.3 | 3786726.3333 | 2.3177 | 2.3177 | 2.3177 | 2.3177 | 3.4615 | 3.4615 | 3.4615 | 6.8949 | 6.8949 | 6.8949 | 6.8949 | 6.8949 | 6.8949 | 11.8611 | 11.8611 | 11.8611 | 11.8611 | 11.8611 | 11.8611 | 11.8611
3935 | John E Amos | 2 | 3935¦2 | WV | 816.3 | 4419151 | 2.2249 | 2.2249 | 2.2249 | 2.2249 | 3.3436 | 3.3436 | 3.3436 | 6.3122 | 6.3122 | 6.3122 | 6.3122 | 6.3122 | 6.3122 | 10.6282 | 10.6282 | 10.6282 | 10.6282 | 10.6282 | 10.6282 | 10.6282
3935 | John E Amos | 3 | 3935¦3 | WV | 1300 | 5402898 | 2.2031 | 2.2031 | 2.2031 | 2.2031 | 3.2896 | 3.2896 | 3.2896 | 6.4689 | 6.4689 | 6.4689 | 6.4689 | 6.4689 | 6.4689 | 11.5336 | 11.5336 | 11.5336 | 11.5336 | 11.5336 | 11.5336 | 11.5336
3936 | Kanawha River | 1 | 3936¦1 | WV | 219.6 | 551092.6667 | 0 | 0 | 0 | 0 | 2.2442 | 2.2442 | 2.2442 | 30.1577 | 69.0064 | 87.3325 | 87.3325 | 87.3325 | 87.3325 | 99.7755 | 99.7755 | 99.7755 | 99.7755 | 99.7755 | 99.7755 | 99.7755
3936 | Kanawha River | 2 | 3936¦2 | WV | 219.6 | 606756 | 0 | 0 | 0 | 0 | 2.1486 | 2.1486 | 2.1486 | 27.5184 | 63.0576 | 79.8224 | 79.8224 | 79.8224 | 79.8224 | 91.1636 | 91.1636 | 91.1636 | 91.1636 | 91.1636 | 91.1636 | 91.1636
3938 | Philip Sporn | 1 | 3938¦1 | WV | 152.5 | 249097.3333 | 0 | 0 | 0 | 0 | 3.4042 | 3.4042 | 3.4042 | 49.4422 | 114.2015 | 142.7403 | 142.7403 | 142.7403 | 142.7403 | 162.4736 | 162.4736 | 162.4736 | 162.4736 | 162.4736 | 162.4736 | 162.4736
3938 | Philip Sporn | 2 | 3938¦2 | WV | 152.5 | 457326.6667 | 0 | 0 | 0 | 0 | 2.4144 | 2.4144 | 2.4144 | 27.5825 | 64.2287 | 80.2735 | 80.2735 | 80.2735 | 80.2735 | 91.2178 | 91.2178 | 91.2178 | 91.2178 | 91.2178 | 91.2178 | 91.2178
3938 | Philip Sporn | 3 | 3938¦3 | WV | 152.5 | 300961 | 0 | 0 | 0 | 0 | 3.0296 | 3.0296 | 3.0296 | 41.1689 | 95.4593 | 119.2824 | 119.2824 | 119.2824 | 119.2824 | 135.6893 | 135.6893 | 135.6893 | 135.6893 | 135.6893 | 135.6893 | 135.6893
3938 | Philip Sporn | 4 | 3938¦4 | WV | 152.5 | 162653 | 0 | 0 | 0 | 0 | 4.5595 | 4.5595 | 4.5595 | 74.9575 | 172.4687 | 215.4624 | 215.4624 | 215.4624 | 215.4624 | 245.4544 | 245.4544 | 245.4544 | 245.4544 | 245.4544 | 245.4544 | 245.4544
6264 | Mountaineer | 1 | 6264¦1 | WV | 1300 | 7335076.6667 | 2.0251 | 2.0251 | 2.0251 | 2.0251 | 3.0932 | 3.0932 | 3.0932 | 7.1105 | 7.1105 | 7.1105 | 7.1105 | 7.1105 | 7.1105 | 11.0014 | 11.0014 | 11.0014 | 11.0014 | 11.0014 | 11.0014 | 11.0014
160 | Apache Station | ST2 | 160¦ST2 | AZ | 204 | 1013294.3333 | 3.0048 | 3.0048 | 3.0048 | 3.0048 | 4.8592 | 4.8592 | 4.8592 | 20.2464 | 20.2464 | 30.5962 | 30.5962 | 30.5962 | 30.5962 | 37.615 | 37.615 | 37.615 | 37.615 | 37.615 | 37.615 | 37.615
160 | Apache Station | ST3 | 160¦ST3 | AZ | 204 | 1163114.3333 | 2.8469 | 2.8469 | 2.8469 | 2.8469 | 4.6304 | 4.6304 | 4.6304 | 18.059 | 18.059 | 27.3993 | 27.3993 | 27.3993 | 27.3993 | 33.5705 | 33.5705 | 33.5705 | 33.5705 | 33.5705 | 33.5705 | 33.5705
113 | Cholla | 1 | 113¦1 | AZ | 113.6 | 813693.3333 | 3.3708 | 3.3708 | 3.3708 | 3.3708 | 5.3728 | 5.3728 | 5.3728 | 15.3737 | 15.3737 | 23.1205 | 23.1205 | 23.1205 | 23.1205 | 23.1205 | 23.1205 | 23.1205 | 23.1205 | 23.1205 | 23.1205 | 23.1205
113 | Cholla | 2 | 113¦2 | AZ | 288.9 | 1686447.3333 | 1.8048 | 1.8048 | 1.8048 | 1.8048 | 3.3689 | 3.3689 | 3.3689 | 10.3215 | 10.3215 | 18.5575 | 18.5575 | 18.5575 | 18.5575 | 24.3823 | 24.3823 | 24.3823 | 24.3823 | 24.3823 | 24.3823 | 24.3823
113 | Cholla | 3 | 113¦3 | AZ | 312.3 | 1665027 | 2.618 | 2.618 | 2.618 | 2.618 | 4.1828 | 4.1828 | 4.1828 | 11.4522 | 11.4522 | 20.024 | 20.024 | 20.024 | 20.024 | 20.024 | 20.024 | 20.024 | 20.024 | 20.024 | 20.024 | 20.024
113 | Cholla | 4 | 113¦4 | AZ | 414 | 2575352 | 2.1893 | 2.1893 | 2.1893 | 2.1893 | 3.6149 | 3.6149 | 3.6149 | 9.1484 | 9.1484 | 16.3475 | 16.3475 | 16.3475 | 16.3475 | 16.3475 | 16.3475 | 16.3475 | 16.3475 | 16.3475 | 16.3475 | 16.3475
2442 | Four Corners | 4 | 2442¦4 | NM | 818.1 | 4849705 | 1.8023 | 1.8023 | 1.8023 | 1.8023 | 2.9526 | 2.9526 | 2.9526 | 6.9789 | 6.9789 | 14.0692 | 14.0692 | 14.0692 | 14.0692 | 14.0692 | 14.0692 | 14.0692 | 14.0692 | 14.0692 | 14.0692 | 14.0692
2442 | Four Corners | 5 | 2442¦5 | NM | 818.1 | 4432362 | 1.8655 | 1.8655 | 1.8655 | 1.8655 | 3.0287 | 3.0287 | 3.0287 | 7.3938 | 7.3938 | 14.9912 | 14.9912 | 14.9912 | 14.9912 | 14.9912 | 14.9912 | 14.9912 | 14.9912 | 14.9912 | 14.9912 | 14.9912
6009 | White Bluff | 1 | 6009¦1 | AR | 900 | 5085230.3333 | 0.082892 | 0.082892 | 0.082892 | 0.082892 | 1.3596 | 1.3596 | 1.3596 | 4.13 | 13.4833 | 20.843 | 20.843 | 20.843 | 20.843 | 25.4758 | 25.4758 | 25.4758 | 25.4758 | 25.4758 | 25.4758 | 25.4758
6009 | White Bluff | 2 | 6009¦2 | AR | 900 | 5113062 | 0.082139 | 0.082139 | 0.082139 | 0.082139 | 1.3581 | 1.3581 | 1.3581 | 4.1142 | 13.4341 | 20.7424 | 20.7424 | 20.7424 | 20.7424 | 25.3524 | 25.3524 | 25.3524 | 25.3524 | 25.3524 | 25.3524 | 25.3524
6641 | Independence (AR) | 1 | 6641¦1 | AR | 900 | 5164380 | 0.081881 | 0.081881 | 0.081881 | 0.081881 | 1.3382 | 1.3382 | 1.3382 | 4.0635 | 13.2119 | 20.2062 | 20.2062 | 20.2062 | 20.2062 | 24.7192 | 24.7192 | 24.7192 | 24.7192 | 24.7192 | 24.7192 | 24.7192
6641 | Independence (AR) | 2 | 6641¦2 | AR | 900 | 5435842.3333 | 0.077792 | 0.077792 | 0.077792 | 0.077792 | 1.3272 | 1.3272 | 1.3272 | 3.9239 | 12.6719 | 19.3789 | 19.3789 | 19.3789 | 19.3789 | 23.6882 | 23.6882 | 23.6882 | 23.6882 | 23.6882 | 23.6882 | 23.6882
2167 | New Madrid | 1 | 2167¦1 | MO | 650 | 4035887.3333 | 0 | 0 | 0 | 0 | 1.2525 | 1.2525 | 1.2525 | 7.4319 | 15.8435 | 23.031 | 23.031 | 23.031 | 23.031 | 27.3343 | 27.3343 | 27.3343 | 27.3343 | 27.3343 | 27.3343 | 27.3343
2167 | New Madrid | 2 | 2167¦2 | MO | 650 | 4060403.6667 | 0 | 0 | 0 | 0 | 1.2514 | 1.2514 | 1.2514 | 7.3944 | 15.7758 | 22.723 | 22.723 | 22.723 | 22.723 | 27.0029 | 27.0029 | 27.0029 | 27.0029 | 27.0029 | 27.0029 | 27.0029
2168 | Thomas Hill | 1 | 2168¦1 | MO | 171.7 | 1208989 | 0 | 0 | 0 | 0 | 1.698 | 1.698 | 1.698 | 10.7422 | 25.1393 | 32.9325 | 32.9325 | 32.9325 | 32.9325 | 37.851 | 37.851 | 37.851 | 37.851 | 37.851 | 37.851 | 37.851
2168 | Thomas Hill | 2 | 2168¦2 | MO | 272 | 1922014.3333 | 0 | 0 | 0 | 0 | 1.4841 | 1.4841 | 1.4841 | 8.7467 | 21.3076 | 28.7579 | 28.7579 | 28.7579 | 28.7579 | 33.2864 | 33.2864 | 33.2864 | 33.2864 | 33.2864 | 33.2864 | 33.2864
2168 | Thomas Hill | 3 | 2168¦3 | MO | 738 | 4662150.6667 | 1.537 | 1.537 | 1.537 | 1.537 | 2.7861 | 2.7861 | 2.7861 | 10.672 | 10.672 | 17.1756 | 17.1756 | 17.1756 | 17.1756 | 21.3982 | 21.3982 | 21.3982 | 21.3982 | 21.3982 | 21.3982 | 21.3982
2817 | Leland Olds | 1 | 2817¦1 | ND | 216 | 1165902.3333 | 2.2563 | 2.2563 | 2.2563 | 2.2563 | 4.2014 | 4.2014 | 4.2014 | 18.4093 | 18.4093 | 28.1943 | 28.1943 | 28.1943 | 28.1943 | 35.2855 | 35.2855 | 35.2855 | 35.2855 | 35.2855 | 35.2855 | 35.2855
2817 | Leland Olds | 2 | 2817¦2 | ND | 440 | 2486638.3333 | 1.5567 | 1.5567 | 1.5567 | 1.5567 | 3.1957 | 3.1957 | 3.1957 | 14.3766 | 14.3766 | 23.1746 | 23.1746 | 23.1746 | 23.1746 | 29.1657 | 29.1657 | 29.1657 | 29.1657 | 29.1657 | 29.1657 | 29.1657
6204 | Laramie River Station | 1 | 6204¦1 | WY | 570 | 3452861.3333 | 1.5682 | 1.5682 | 1.5682 | 1.5682 | 2.8733 | 2.8733 | 2.8733 | 7.373 | 7.373 | 14.1729 | 14.1729 | 14.1729 | 14.1729 | 18.7608 | 18.7608 | 18.7608 | 18.7608 | 18.7608 | 18.7608 | 18.7608
6204 | Laramie River Station | 2 | 6204¦2 | WY | 570 | 3777550.6667 | 1.5114 | 1.5114 | 1.5114 | 1.5114 | 2.8005 | 2.8005 | 2.8005 | 6.9225 | 6.9225 | 13.2269 | 13.2269 | 13.2269 | 13.2269 | 17.4576 | 17.4576 | 17.4576 | 17.4576 | 17.4576 | 17.4576 | 17.4576
6204 | Laramie River Station | 3 | 6204¦3 | WY | 570 | 3726920.3333 | 1.5207 | 1.5207 | 1.5207 | 1.5207 | 2.8176 | 2.8176 | 2.8176 | 5.8581 | 5.8581 | 12.2575 | 12.2575 | 12.2575 | 12.2575 | 16.5398 | 16.5398 | 16.5398 | 16.5398 | 16.5398 | 16.5398 | 16.5398
6469 | Antelope Valley | 1 | 6469¦1 | ND | 434.9 | 3050039.3333 | 2.6159 | 2.6159 | 2.6159 | 2.6159 | 4.1785 | 4.1785 | 4.1785 | 8.2555 | 8.2555 | 15.1614 | 15.1614 | 15.1614 | 15.1614 | 15.1614 | 15.1614 | 15.1614 | 15.1614 | 15.1614 | 15.1614 | 15.1614
6469 | Antelope Valley | 2 | 6469¦2 | ND | 434.9 | 3053794 | 2.6296 | 2.6296 | 2.6296 | 2.6296 | 4.192 | 4.192 | 4.192 | 8.2642 | 8.2642 | 15.4171 | 15.4171 | 15.4171 | 15.4171 | 15.4171 | 15.4171 | 15.4171 | 15.4171 | 15.4171 | 15.4171 | 15.4171
1381 | Kenneth C Coleman | 1 | 1381¦1 | KY | 205 | 781060.6667 | 2.882 | 2.882 | 2.882 | 2.882 | 4.776 | 4.776 | 4.776 | 25.8498 | 25.8498 | 38.3693 | 38.3693 | 38.3693 | 38.3693 | 46.6868 | 46.6868 | 46.6868 | 46.6868 | 46.6868 | 46.6868 | 46.6868
1381 | Kenneth C Coleman | 2 | 1381¦2 | KY | 205 | 767927.6667 | 2.9231 | 2.9231 | 2.9231 | 2.9231 | 4.8291 | 4.8291 | 4.8291 | 26.2579 | 26.2579 | 38.9754 | 38.9754 | 38.9754 | 38.9754 | 47.4277 | 47.4277 | 47.4277 | 47.4277 | 47.4277 | 47.4277 | 47.4277
1381 | Kenneth C Coleman | 3 | 1381¦3 | KY | 192 | 887922.3333 | 2.6499 | 2.6499 | 2.6499 | 2.6499 | 4.4629 | 4.4629 | 4.4629 | 22.2928 | 22.2928 | 32.9582 | 32.9582 | 32.9582 | 32.9582 | 39.9681 | 39.9681 | 39.9681 | 39.9681 | 39.9681 | 39.9681 | 39.9681
1382 | HMP&L Station Two Henderson | 1 | 1382¦1 | KY | 200 | 1058270.3333 | 4.1718 | 4.1718 | 4.1718 | 4.1718 | 5.8713 | 5.8713 | 5.8713 | 20.5568 | 20.5568 | 20.5568 | 20.5568 | 20.5568 | 20.5568 | 26.6443 | 26.6443 | 26.6443 | 26.6443 | 26.6443 | 26.6443 | 26.6443
1382 | HMP&L Station Two Henderson | 2 | 1382¦2 | KY | 205 | 1018316 | 4.3553 | 4.3553 | 4.3553 | 4.3553 | 6.0736 | 6.0736 | 6.0736 | 21.5596 | 21.5596 | 21.5596 | 21.5596 | 21.5596 | 21.5596 | 27.9879 | 27.9879 | 27.9879 | 27.9879 | 27.9879 | 27.9879 | 27.9879
1383 | Robert A Reid | 1 | 1383¦1 | KY | 96 | 4030.3333 | 105.6072 | 105.6072 | 105.6072 | 105.6072 | 239.0063 | 239.0063 | 239.0063 | 4403.8372 | 7713.9187 | 9384.2857 | 9384.2857 | 9384.2857 | 9384.2857 | 10452.3415 | 10452.3415 | 10452.3415 | 10452.3415 | 10452.3415 | 10452.3415 | 10452.3415
6639 | R D Green | 1 | 6639¦1 | KY | 293 | 1667006.3333 | 2.1902 | 2.1902 | 2.1902 | 2.1902 | 3.692 | 3.692 | 3.692 | 13.335 | 13.335 | 21.5188 | 21.5188 | 21.5188 | 21.5188 | 26.9128 | 26.9128 | 26.9128 | 26.9128 | 26.9128 | 26.9128 | 26.9128
6639 | R D Green | 2 | 6639¦2 | KY | 293 | 1584414 | 2.1908 | 2.1908 | 2.1908 | 2.1908 | 3.7107 | 3.7107 | 3.7107 | 13.8441 | 13.8441 | 22.4397 | 22.4397 | 22.4397 | 22.4397 | 28.0924 | 28.0924 | 28.0924 | 28.0924 | 28.0924 | 28.0924 | 28.0924
6823 | D B Wilson | 1 | 6823¦1 | KY | 509.4 | 3137886.6667 | 2.8056 | 2.8056 | 2.8056 | 2.8056 | 4.0674 | 4.0674 | 4.0674 | 12.4846 | 12.4846 | 12.4846 | 12.4846 | 12.4846 | 12.4846 | 16.8862 | 16.8862 | 16.8862 | 16.8862 | 16.8862 | 16.8862 | 16.8862
54304 | Birchwood Power | 1 | 54304¦1 | VA | 258.3 | 613659.6667 | 5.6636 | 5.6636 | 5.6636 | 5.6636 | 7.7596 | 7.7596 | 7.7596 | 35.2139 | 35.2139 | 35.2139 | 35.2139 | 35.2139 | 35.2139 | 35.2139 | 35.2139 | 35.2139 | 35.2139 | 35.2139 | 35.2139 | 35.2139
10148 | White Pine Electric Power | GEN1 | 10148¦GEN1 | MI | 20 | 6233.3333 | 65.4071 | 65.4071 | 65.4071 | 65.4071 | 65.4071 | 65.4071 | 65.4071 | 65.4071 | 65.4071 | 65.4071 | 65.4071 | 65.4071 | 65.4071 | 65.4071 | 65.4071 | 65.4071 | 65.4071 | 65.4071 | 65.4071 | 65.4071
10148 | White Pine Electric Power | GEN2 | 10148¦GEN2 | MI | 20 | 5953.3333 | 68.4833 | 68.4833 | 68.4833 | 68.4833 | 68.4833 | 68.4833 | 68.4833 | 68.4833 | 68.4833 | 68.4833 | 68.4833 | 68.4833 | 68.4833 | 68.4833 | 68.4833 | 68.4833 | 68.4833 | 68.4833 | 68.4833 | 68.4833
2706 | Asheville | 1 | 2706¦1 | NC | 206.6 | 760490.3333 | 4.2885 | 4.2885 | 4.2885 | 4.2885 | 6.2495 | 6.2495 | 6.2495 | 27.5453 | 27.5453 | 27.5453 | 27.5453 | 27.5453 | 27.5453 | 36.4078 | 36.4078 | 36.4078 | 36.4078 | 36.4078 | 36.4078 | 36.4078
2706 | Asheville | 2 | 2706¦2 | NC | 207 | 777474.6667 | 4.2588 | 4.2588 | 4.2588 | 4.2588 | 6.2038 | 6.2038 | 6.2038 | 27.0793 | 27.0793 | 27.0793 | 27.0793 | 27.0793 | 27.0793 | 35.7712 | 35.7712 | 35.7712 | 35.7712 | 35.7712 | 35.7712 | 35.7712
2712 | Roxboro | 1 | 2712¦1 | NC | 410.8 | 1891746 | 2.8831 | 2.8831 | 2.8831 | 2.8831 | 4.2677 | 4.2677 | 4.2677 | 13.3305 | 13.3305 | 13.3305 | 13.3305 | 13.3305 | 13.3305 | 19.2424 | 19.2424 | 19.2424 | 19.2424 | 19.2424 | 19.2424 | 19.2424
2712 | Roxboro | 2 | 2712¦2 | NC | 657 | 3775977 | 2.5463 | 2.5463 | 2.5463 | 2.5463 | 3.7555 | 3.7555 | 3.7555 | 10.1305 | 10.1305 | 10.1305 | 10.1305 | 10.1305 | 10.1305 | 14.5773 | 14.5773 | 14.5773 | 14.5773 | 14.5773 | 14.5773 | 14.5773
2712 | Roxboro | 3 | 2712¦3 | NC | 745.2 | 3016856.3333 | 2.7688 | 2.7688 | 2.7688 | 2.7688 | 4.02 | 4.02 | 4.02 | 12.7562 | 12.7562 | 12.7562 | 12.7562 | 12.7562 | 12.7562 | 18.7547 | 18.7547 | 18.7547 | 18.7547 | 18.7547 | 18.7547 | 18.7547
2712 | Roxboro | 4 | 2712¦4 | NC | 745.2 | 3720418 | 2.6938 | 2.6938 | 2.6938 | 2.6938 | 3.9035 | 3.9035 | 3.9035 | 7.4254 | 7.4254 | 7.4254 | 7.4254 | 7.4254 | 7.4254 | 12.3704 | 12.3704 | 12.3704 | 12.3704 | 12.3704 | 12.3704 | 12.3704
6250 | Mayo | 1 | 6250¦1 | NC | 735.8 | 2920782.3333 | 3.0065 | 3.0065 | 3.0065 | 3.0065 | 4.3374 | 4.3374 | 4.3374 | 13.4514 | 13.4514 | 13.4514 | 13.4514 | 13.4514 | 13.4514 | 19.9029 | 19.9029 | 19.9029 | 19.9029 | 19.9029 | 19.9029 | 19.9029
1131 | Streeter Station | 6 | 1131¦6 | IA | 16.5 | 2107 | 193.2639 | 193.2639 | 193.2639 | 193.2639 | 193.2639 | 193.2639 | 193.2639 | 193.2639 | 193.2639 | 193.2639 | 193.2639 | 193.2639 | 193.2639 | 193.2639 | 193.2639 | 193.2639 | 193.2639 | 193.2639 | 193.2639 | 193.2639
1131 | Streeter Station | 7 | 1131¦7 | IA | 35 | 7715.6667 | 54.1121 | 54.1121 | 54.1121 | 54.1121 | 117.0436 | 117.0436 | 117.0436 | 1832.3461 | 2737.3977 | 3149.1405 | 3149.1405 | 3149.1405 | 3149.1405 | 3426.9216 | 3426.9216 | 3426.9216 | 3426.9216 | 3426.9216 | 3426.9216 | 3426.9216
2169 | Chamois | 1 | 2169¦1 | MO | 15 | 92 | 0 | 0 | 0 | 0 | 0 | 0 | 0 | 0 | 0 | 0 | 0 | 0 | 0 | 0 | 0 | 0 | 0 | 0 | 0 | 0
2169 | Chamois | 2 | 2169¦2 | MO | 44 | 95862.3333 | 0 | 0 | 0 | 0 | 6.7148 | 6.7148 | 6.7148 | 145.5137 | 229.017 | 262.6534 | 262.6534 | 262.6534 | 262.6534 | 284.0927 | 284.0927 | 284.0927 | 284.0927 | 284.0927 | 284.0927 | 284.0927
51 | Dolet Hills | 1 | 51¦1 | LA | 720.7 | 3524322 | 2.4341 | 2.4341 | 2.4341 | 2.4341 | 3.9502 | 3.9502 | 3.9502 | 11.7664 | 11.7664 | 20.6493 | 20.6493 | 20.6493 | 20.6493 | 26.8053 | 26.8053 | 26.8053 | 26.8053 | 26.8053 | 26.8053 | 26.8053
6190 | Brame Energy Center | 2 | 6190¦2 | LA | 558 | 2528837.6667 | 0.92339 | 0.92339 | 0.92339 | 0.92339 | 2.4119 | 2.4119 | 2.4119 | 11.4348 | 27.8286 | 27.8286 | 27.8286 | 27.8286 | 27.8286 | 34.2782 | 34.2782 | 34.2782 | 34.2782 | 34.2782 | 34.2782 | 34.2782
6190 | Brame Energy Center | 3 | 6190¦3 | LA | 703.8 | 3301027.6667 | 3.6044 | 3.6044 | 3.6044 | 3.6044 | 4.9127 | 4.9127 | 4.9127 | 13.1856 | 13.1856 | 13.1856 | 13.1856 | 13.1856 | 13.1856 | 13.1856 | 13.1856 | 13.1856 | 13.1856 | 13.1856 | 13.1856 | 13.1856
2830 | Walter C Beckjord | 4 | 2830¦4 | OH | 163.2 | 166079.6667 | 0 | 0 | 0 | 0 | 4.4802 | 4.4802 | 4.4802 | 71.1817 | 175.2678 | 223.2946 | 223.2946 | 223.2946 | 223.2946 | 253.8159 | 253.8159 | 253.8159 | 253.8159 | 253.8159 | 253.8159 | 253.8159
2830 | Walter C Beckjord | 5 | 2830¦5 | OH | 244.8 | 754020 | 0 | 0 | 0 | 0 | 1.9045 | 1.9045 | 1.9045 | 20.2626 | 56.9805 | 72.7845 | 72.7845 | 72.7845 | 72.7845 | 82.4192 | 82.4192 | 82.4192 | 82.4192 | 82.4192 | 82.4192 | 82.4192
2830 | Walter C Beckjord | 6 | 2830¦6 | OH | 460.8 | 1484571.3333 | 0 | 0 | 0 | 0 | 1.5078 | 1.5078 | 1.5078 | 15.6454 | 45.0773 | 58.9589 | 58.9589 | 58.9589 | 58.9589 | 67.1923 | 67.1923 | 67.1923 | 67.1923 | 67.1923 | 67.1923 | 67.1923
2832 | Miami Fort | 6 | 2832¦6 | OH | 163.2 | 1023103.6667 | 0 | 0 | 0 | 0 | 1.6853 | 1.6853 | 1.6853 | 12.0952 | 34.6325 | 43.1091 | 43.1091 | 43.1091 | 43.1091 | 48.2586 | 48.2586 | 48.2586 | 48.2586 | 48.2586 | 48.2586 | 48.2586
2832 | Miami Fort | 7 | 2832¦7 | OH | 557.1 | 3783577.6667 | 2.6744 | 2.6744 | 2.6744 | 2.6744 | 3.8671 | 3.8671 | 3.8671 | 8.3906 | 8.3906 | 8.3906 | 8.3906 | 8.3906 | 8.3906 | 12.2695 | 12.2695 | 12.2695 | 12.2695 | 12.2695 | 12.2695 | 12.2695
2832 | Miami Fort | 8 | 2832¦8 | OH | 557.7 | 3470360 | 2.7561 | 2.7561 | 2.7561 | 2.7561 | 3.9637 | 3.9637 | 3.9637 | 8.8726 | 8.8726 | 8.8726 | 8.8726 | 8.8726 | 8.8726 | 13.0663 | 13.0663 | 13.0663 | 13.0663 | 13.0663 | 13.0663 | 13.0663
6019 | W H Zimmer | ST1 | 6019¦ST1 | OH | 1425.6 | 7142126.3333 | 2.7002 | 2.7002 | 2.7002 | 2.7002 | 3.7764 | 3.7764 | 3.7764 | 8.1551 | 8.1551 | 8.1551 | 8.1551 | 8.1551 | 8.1551 | 12.436 | 12.436 | 12.436 | 12.436 | 12.436 | 12.436 | 12.436
55076 | Red Hills Generating Facility | RHGF | 55076¦RHGF | MS | 513.7 | 2721027.6667 | 0.77172 | 0.77172 | 0.77172 | 0.77172 | 2.3928 | 2.3928 | 2.3928 | 9.3707 | 23.1856 | 31.7939 | 31.7939 | 31.7939 | 31.7939 | 31.7939 | 31.7939 | 31.7939 | 31.7939 | 31.7939 | 31.7939 | 31.7939
992 | CC Perry K | 6 | 992¦6 | IN | 5 | 3724.6843 | 109.0284 | 109.0284 | 109.0284 | 109.0284 | 109.0284 | 109.0284 | 109.0284 | 109.0284 | 109.0284 | 109.0284 | 109.0284 | 109.0284 | 109.0284 | 109.0284 | 109.0284 | 109.0284 | 109.0284 | 109.0284 | 109.0284 | 109.0284
492 | Martin Drake | 5 | 492¦5 | CO | 50 | 255699.3333 | 8.7799 | 8.7799 | 8.7799 | 8.7799 | 12.406 | 12.406 | 12.406 | 43.4847 | 74.04 | 87.3749 | 87.3749 | 87.3749 | 87.3749 | 87.3749 | 87.3749 | 87.3749 | 87.3749 | 87.3749 | 87.3749 | 87.3749
492 | Martin Drake | 6 | 492¦6 | CO | 75 | 446893.6667 | 6.3303 | 6.3303 | 6.3303 | 6.3303 | 9.0043 | 9.0043 | 9.0043 | 36.1948 | 36.1948 | 46.5984 | 46.5984 | 46.5984 | 46.5984 | 46.5984 | 46.5984 | 46.5984 | 46.5984 | 46.5984 | 46.5984 | 46.5984
492 | Martin Drake | 7 | 492¦7 | CO | 132 | 653184 | 4.9808 | 4.9808 | 4.9808 | 4.9808 | 7.2061 | 7.2061 | 7.2061 | 33.2132 | 33.2132 | 44.3354 | 44.3354 | 44.3354 | 44.3354 | 44.3354 | 44.3354 | 44.3354 | 44.3354 | 44.3354 | 44.3354 | 44.3354
8219 | Ray D Nixon | 1 | 8219¦1 | CO | 207 | 1467447 | 3.1573 | 3.1573 | 3.1573 | 3.1573 | 4.8047 | 4.8047 | 4.8047 | 16.4246 | 16.4246 | 23.618 | 23.618 | 23.618 | 23.618 | 23.618 | 23.618 | 23.618 | 23.618 | 23.618 | 23.618 | 23.618
2123 | Columbia (MO) | 5 | 2123¦5 | MO | 16.5 | 8271.3333 | 53.2498 | 53.2498 | 53.2498 | 53.2498 | 53.2498 | 53.2498 | 53.2498 | 53.2498 | 53.2498 | 53.2498 | 53.2498 | 53.2498 | 53.2498 | 53.2498 | 53.2498 | 53.2498 | 53.2498 | 53.2498 | 53.2498 | 53.2498
2123 | Columbia (MO) | 7 | 2123¦7 | MO | 22 | 18300 | 24.7592 | 24.7592 | 24.7592 | 24.7592 | 24.7592 | 24.7592 | 24.7592 | 24.7592 | 24.7592 | 24.7592 | 24.7592 | 24.7592 | 24.7592 | 24.7592 | 24.7592 | 24.7592 | 24.7592 | 24.7592 | 24.7592 | 24.7592
54144 | Piney Creek Project | GEN1 | 54144¦GEN1 | PA | 36.2 | 115434.3333 | 20.5859 | 20.5859 | 20.5859 | 20.5859 | 26.8589 | 26.8589 | 26.8589 | 141.6709 | 141.6709 | 168.3444 | 168.3444 | 168.3444 | 168.3444 | 168.3444 | 168.3444 | 168.3444 | 168.3444 | 168.3444 | 168.3444 | 168.3444
10784 | Colstrip Energy LP | GEN1 | 10784¦GEN1 | MT | 46.1 | 209341.6667 | 38.2474 | 38.2474 | 38.2474 | 38.2474 | 38.2474 | 38.2474 | 38.2474 | 101.6338 | 147.9055 | 166.9947 | 166.9947 | 166.9947 | 166.9947 | 166.9947 | 166.9947 | 166.9947 | 166.9947 | 166.9947 | 166.9947 | 166.9947
1695 | B C Cobb | 4 | 1695¦4 | MI | 156.3 | 834364.6667 | 0 | 0 | 0 | 0 | 1.9176 | 1.9176 | 1.9176 | 18.9513 | 39.4467 | 48.9805 | 48.9805 | 48.9805 | 48.9805 | 55.4616 | 55.4616 | 55.4616 | 55.4616 | 55.4616 | 55.4616 | 55.4616
1695 | B C Cobb | 5 | 1695¦5 | MI | 156.3 | 916924 | 0 | 0 | 0 | 0 | 1.8586 | 1.8586 | 1.8586 | 17.373 | 36.2058 | 44.5685 | 44.5685 | 44.5685 | 44.5685 | 50.5051 | 50.5051 | 50.5051 | 50.5051 | 50.5051 | 50.5051 | 50.5051
1702 | Dan E Karn | 1A | 1702¦1A | MI | 136 | 1078705 | 4.2762 | 4.2762 | 4.2762 | 4.2762 | 6.1266 | 6.1266 | 6.1266 | 16.8733 | 16.8733 | 16.8733 | 16.8733 | 16.8733 | 16.8733 | 16.8733 | 16.8733 | 16.8733 | 16.8733 | 16.8733 | 16.8733 | 16.8733
1702 | Dan E Karn | 2A | 1702¦2A | MI | 136 | 1217495.6667 | 4.4215 | 4.4215 | 4.4215 | 4.4215 | 6.2149 | 6.2149 | 6.2149 | 15.7522 | 15.7522 | 15.7522 | 15.7522 | 15.7522 | 15.7522 | 15.7522 | 15.7522 | 15.7522 | 15.7522 | 15.7522 | 15.7522 | 15.7522
1710 | J H Campbell | 1 | 1710¦1 | MI | 265.2 | 1666541.3333 | 6.8144 | 6.8144 | 6.8144 | 6.8144 | 8.3462 | 8.3462 | 8.3462 | 16.3243 | 30.9418 | 38.2353 | 38.2353 | 38.2353 | 38.2353 | 38.2353 | 38.2353 | 38.2353 | 38.2353 | 38.2353 | 38.2353 | 38.2353
1710 | J H Campbell | 2 | 1710¦2 | MI | 378.8 | 1480143 | 8.2466 | 8.2466 | 8.2466 | 8.2466 | 9.8111 | 9.8111 | 9.8111 | 20.8867 | 41.1735 | 41.1735 | 41.1735 | 41.1735 | 41.1735 | 41.1735 | 41.1735 | 41.1735 | 41.1735 | 41.1735 | 41.1735 | 41.1735
1710 | J H Campbell | 3 | 1710¦3 | MI | 916.8 | 5170279.6667 | 2.7937 | 2.7937 | 2.7937 | 2.7937 | 4.0283 | 4.0283 | 4.0283 | 10.1515 | 10.1515 | 10.1515 | 10.1515 | 10.1515 | 10.1515 | 14.655 | 14.655 | 14.655 | 14.655 | 14.655 | 14.655 | 14.655
1720 | J C Weadock | 7 | 1720¦7 | MI | 156.3 | 830708.3333 | 0 | 0 | 0 | 0 | 1.9203 | 1.9203 | 1.9203 | 19.0126 | 39.1303 | 48.5168 | 48.5168 | 48.5168 | 48.5168 | 55.0241 | 55.0241 | 55.0241 | 55.0241 | 55.0241 | 55.0241 | 55.0241
1720 | J C Weadock | 8 | 1720¦8 | MI | 156.3 | 807871.3333 | 0 | 0 | 0 | 0 | 1.9389 | 1.9389 | 1.9389 | 19.5102 | 40.1411 | 49.7592 | 49.7592 | 49.7592 | 49.7592 | 56.4381 | 56.4381 | 56.4381 | 56.4381 | 56.4381 | 56.4381 | 56.4381
1723 | J R Whiting | 1 | 1723¦1 | MI | 106.3 | 507099.3333 | 0 | 0 | 0 | 0 | 2.467 | 2.467 | 2.467 | 20.9176 | 46.4744 | 58.1003 | 58.1003 | 58.1003 | 58.1003 | 66.2891 | 66.2891 | 66.2891 | 66.2891 | 66.2891 | 66.2891 | 66.2891
1723 | J R Whiting | 2 | 1723¦2 | MI | 106.3 | 484184.3333 | 0 | 0 | 0 | 0 | 2.5157 | 2.5157 | 2.5157 | 21.8329 | 48.4917 | 60.6386 | 60.6386 | 60.6386 | 60.6386 | 69.1942 | 69.1942 | 69.1942 | 69.1942 | 69.1942 | 69.1942 | 69.1942
1723 | J R Whiting | 3 | 1723¦3 | MI | 132.8 | 616384 | 0 | 0 | 0 | 0 | 2.2573 | 2.2573 | 2.2573 | 18.888 | 48.5715 | 61.2593 | 61.2593 | 61.2593 | 61.2593 | 69.3344 | 69.3344 | 69.3344 | 69.3344 | 69.3344 | 69.3344 | 69.3344
1217 | Earl F Wisdom | 1 | 1217¦1 | IA | 37.5 | 26730 | 15.6829 | 15.6829 | 15.6829 | 15.6829 | 36.7054 | 36.7054 | 36.7054 | 531.9533 | 831.8215 | 978.4077 | 978.4077 | 978.4077 | 978.4077 | 1079.1266 | 1079.1266 | 1079.1266 | 1079.1266 | 1079.1266 | 1079.1266 | 1079.1266
753 | Crisp Plant | 1 | 753¦1 | GA | 12.5 | 135.3333 | 257.1745 | 257.1745 | 257.1745 | 257.1745 | 257.1745 | 257.1745 | 257.1745 | 257.1745 | 257.1745 | 257.1745 | 257.1745 | 257.1745 | 257.1745 | 257.1745 | 257.1745 | 257.1745 | 257.1745 | 257.1745 | 257.1745 | 257.1745
4140 | Alma | 4 | 4140¦4 | WI | 54.4 | 11811 | 4.4553 | 4.4553 | 4.4553 | 4.4553 | 47.1227 | 47.1227 | 47.1227 | 914.1382 | 1640.7215 | 1640.7215 | 1640.7215 | 1640.7215 | 1640.7215 | 1857.4056 | 1857.4056 | 1857.4056 | 1857.4056 | 1857.4056 | 1857.4056 | 1857.4056
4140 | Alma | 5 | 4140¦5 | WI | 81.6 | 36733.3333 | 2.9074 | 2.9074 | 2.9074 | 2.9074 | 18.5371 | 18.5371 | 18.5371 | 358.4384 | 664.2634 | 664.2634 | 664.2634 | 664.2634 | 664.2634 | 761.2749 | 761.2749 | 761.2749 | 761.2749 | 761.2749 | 761.2749 | 761.2749
4143 | Genoa | ST3 | 4143¦ST3 | WI | 345.6 | 1321141.6667 | 2.5192 | 2.5192 | 2.5192 | 2.5192 | 4.2387 | 4.2387 | 4.2387 | 21.789 | 21.789 | 33.2651 | 33.2651 | 33.2651 | 33.2651 | 33.2651 | 33.2651 | 33.2651 | 33.2651 | 33.2651 | 33.2651 | 33.2651
4271 | John P Madgett | 1 | 4271¦1 | WI | 387 | 1923143.3333 | 5.2897 | 5.2897 | 5.2897 | 5.2897 | 6.8352 | 6.8352 | 6.8352 | 19.5611 | 35.6483 | 44.7564 | 44.7564 | 44.7564 | 44.7564 | 44.7564 | 44.7564 | 44.7564 | 44.7564 | 44.7564 | 44.7564 | 44.7564
2848 | O H Hutchings | 3 | 2848¦3 | OH | 69 | 4984.3333 | 0 | 0 | 0 | 0 | 102.4039 | 102.4039 | 102.4039 | 2013.1845 | 4122.2822 | 5118.1026 | 5118.1026 | 5118.1026 | 5118.1026 | 5754.7285 | 5754.7285 | 5754.7285 | 5754.7285 | 5754.7285 | 5754.7285 | 5754.7285
2848 | O H Hutchings | 5 | 2848¦5 | OH | 69 | 6020 | 0 | 0 | 0 | 0 | 85.0964 | 85.0964 | 85.0964 | 1667.2368 | 3414.7907 | 4239.5425 | 4239.5425 | 4239.5425 | 4239.5425 | 4766.7227 | 4766.7227 | 4766.7227 | 4766.7227 | 4766.7227 | 4766.7227 | 4766.7227
2848 | O H Hutchings | 6 | 2848¦6 | OH | 69 | 3270.3333 | 0 | 0 | 0 | 0 | 155.1303 | 155.1303 | 155.1303 | 3067.0998 | 6277.6256 | 7794.5998 | 7794.5998 | 7794.5998 | 7794.5998 | 8764.6474 | 8764.6474 | 8764.6474 | 8764.6474 | 8764.6474 | 8764.6474 | 8764.6474
2850 | J M Stuart | 1 | 2850¦1 | OH | 610.2 | 3143990.6667 | 1.4783 | 1.4783 | 1.4783 | 1.4783 | 2.6719 | 2.6719 | 2.6719 | 10.1275 | 10.1275 | 17.3286 | 17.3286 | 17.3286 | 17.3286 | 22.113 | 22.113 | 22.113 | 22.113 | 22.113 | 22.113 | 22.113
2850 | J M Stuart | 2 | 2850¦2 | OH | 610.2 | 2941172 | 1.5952 | 1.5952 | 1.5952 | 1.5952 | 2.8027 | 2.8027 | 2.8027 | 12.2722 | 12.2722 | 19.9274 | 19.9274 | 19.9274 | 19.9274 | 25.0125 | 25.0125 | 25.0125 | 25.0125 | 25.0125 | 25.0125 | 25.0125
2850 | J M Stuart | 3 | 2850¦3 | OH | 610.2 | 2660726.6667 | 1.6274 | 1.6274 | 1.6274 | 1.6274 | 2.8578 | 2.8578 | 2.8578 | 11.6157 | 11.6157 | 19.969 | 19.969 | 19.969 | 19.969 | 25.5454 | 25.5454 | 25.5454 | 25.5454 | 25.5454 | 25.5454 | 25.5454
2850 | J M Stuart | 4 | 2850¦4 | OH | 610.2 | 2972639 | 1.6828 | 1.6828 | 1.6828 | 1.6828 | 2.8881 | 2.8881 | 2.8881 | 7.0827 | 7.0827 | 14.6564 | 14.6564 | 14.6564 | 14.6564 | 19.6922 | 19.6922 | 19.6922 | 19.6922 | 19.6922 | 19.6922 | 19.6922
6031 | Killen Station | 2 | 6031¦2 | OH | 660.6 | 3621366.3333 | 3.3675 | 3.3675 | 3.3675 | 3.3675 | 4.5891 | 4.5891 | 4.5891 | 11.9212 | 11.9212 | 11.9212 | 11.9212 | 11.9212 | 11.9212 | 16.5756 | 16.5756 | 16.5756 | 16.5756 | 16.5756 | 16.5756 | 16.5756
1733 | Monroe (MI) | 1 | 1733¦1 | MI | 817.2 | 3849141 | 1.306 | 1.306 | 1.306 | 1.306 | 2.5947 | 2.5947 | 2.5947 | 9.5856 | 9.5856 | 17.5481 | 17.5481 | 17.5481 | 17.5481 | 23.0067 | 23.0067 | 23.0067 | 23.0067 | 23.0067 | 23.0067 | 23.0067
1733 | Monroe (MI) | 2 | 1733¦2 | MI | 822.6 | 3539149.6667 | 1.6086 | 1.6086 | 1.6086 | 1.6086 | 2.9128 | 2.9128 | 2.9128 | 10.542 | 10.542 | 19.6897 | 19.6897 | 19.6897 | 19.6897 | 25.6176 | 25.6176 | 25.6176 | 25.6176 | 25.6176 | 25.6176 | 25.6176
1733 | Monroe (MI) | 3 | 1733¦3 | MI | 822.6 | 4446894 | 1.2438 | 1.2438 | 1.2438 | 1.2438 | 2.5087 | 2.5087 | 2.5087 | 8.6129 | 8.6129 | 15.6822 | 15.6822 | 15.6822 | 15.6822 | 20.4885 | 20.4885 | 20.4885 | 20.4885 | 20.4885 | 20.4885 | 20.4885
1733 | Monroe (MI) | 4 | 1733¦4 | MI | 817.2 | 3832315.3333 | 1.3232 | 1.3232 | 1.3232 | 1.3232 | 2.6128 | 2.6128 | 2.6128 | 9.6338 | 9.6338 | 17.6369 | 17.6369 | 17.6369 | 17.6369 | 23.1176 | 23.1176 | 23.1176 | 23.1176 | 23.1176 | 23.1176 | 23.1176
1740 | River Rouge | 2 | 1740¦2 | MI | 292.5 | 1040017 | 0 | 0 | 0 | 0 | 1.7817 | 1.7817 | 1.7817 | 17.6256 | 42.2636 | 54.5734 | 54.5734 | 54.5734 | 54.5734 | 63.2456 | 63.2456 | 63.2456 | 63.2456 | 63.2456 | 63.2456 | 63.2456
1740 | River Rouge | 3 | 1740¦3 | MI | 358.1 | 1275737.6667 | 0 | 0 | 0 | 0 | 1.6704 | 1.6704 | 1.6704 | 16.4715 | 39.5748 | 51.8626 | 51.8626 | 51.8626 | 51.8626 | 60.2087 | 60.2087 | 60.2087 | 60.2087 | 60.2087 | 60.2087 | 60.2087
1743 | St Clair | 1 | 1743¦1 | MI | 168.7 | 611592 | 0 | 0 | 0 | 0 | 2.2872 | 2.2872 | 2.2872 | 19.4426 | 48.7128 | 63.2369 | 63.2369 | 63.2369 | 63.2369 | 73.2487 | 73.2487 | 73.2487 | 73.2487 | 73.2487 | 73.2487 | 73.2487
1743 | St Clair | 2 | 1743¦2 | MI | 156.2 | 618988 | 0 | 0 | 0 | 0 | 2.2801 | 2.2801 | 2.2801 | 18.6768 | 46.205 | 59.6886 | 59.6886 | 59.6886 | 59.6886 | 69.0139 | 69.0139 | 69.0139 | 69.0139 | 69.0139 | 69.0139 | 69.0139
1743 | St Clair | 3 | 1743¦3 | MI | 156.2 | 607041.3333 | 0 | 0 | 0 | 0 | 2.2978 | 2.2978 | 2.2978 | 19.0142 | 47.1413 | 61.0226 | 61.0226 | 61.0226 | 61.0226 | 70.5228 | 70.5228 | 70.5228 | 70.5228 | 70.5228 | 70.5228 | 70.5228
1743 | St Clair | 4 | 1743¦4 | MI | 168.7 | 687162.3333 | 0 | 0 | 0 | 0 | 2.1862 | 2.1862 | 2.1862 | 17.4716 | 43.5695 | 56.4655 | 56.4655 | 56.4655 | 56.4655 | 65.4248 | 65.4248 | 65.4248 | 65.4248 | 65.4248 | 65.4248 | 65.4248
1743 | St Clair | 6 | 1743¦6 | MI | 352.7 | 1283485.3333 | 0 | 0 | 0 | 0 | 1.7649 | 1.7649 | 1.7649 | 13.9632 | 38.5197 | 50.8902 | 50.8902 | 50.8902 | 50.8902 | 59.6194 | 59.6194 | 59.6194 | 59.6194 | 59.6194 | 59.6194 | 59.6194
1743 | St Clair | 7 | 1743¦7 | MI | 544.5 | 1887213.3333 | 0 | 0 | 0 | 0 | 1.601 | 1.601 | 1.601 | 12.7416 | 35.2898 | 47.6422 | 47.6422 | 47.6422 | 47.6422 | 56.0961 | 56.0961 | 56.0961 | 56.0961 | 56.0961 | 56.0961 | 56.0961
1745 | Trenton Channel | 7 | 1745¦7 | MI | 120 | 566624 | 0 | 0 | 0 | 0 | 2.2818 | 2.2818 | 2.2818 | 16.1998 | 41.1349 | 52.4021 | 52.4021 | 52.4021 | 52.4021 | 60.1918 | 60.1918 | 60.1918 | 60.1918 | 60.1918 | 60.1918 | 60.1918
1745 | Trenton Channel | 8 | 1745¦8 | MI | 120 | 75288.6667 | 0 | 0 | 0 | 0 | 8.3571 | 8.3571 | 8.3571 | 112.0651 | 285.5871 | 361.924 | 361.924 | 361.924 | 361.924 | 417.7109 | 417.7109 | 417.7109 | 417.7109 | 417.7109 | 417.7109 | 417.7109
1745 | Trenton Channel | 9 | 1745¦9 | MI | 535.5 | 2493655.3333 | 0 | 0 | 0 | 0 | 1.4216 | 1.4216 | 1.4216 | 11.1243 | 28.0874 | 36.9482 | 36.9482 | 36.9482 | 36.9482 | 42.9957 | 42.9957 | 42.9957 | 42.9957 | 42.9957 | 42.9957 | 42.9957
6034 | Belle River | ST1 | 6034¦ST1 | MI | 697.5 | 3687243 | 0 | 0 | 0 | 0 | 1.312 | 1.312 | 1.312 | 8.3393 | 18.2505 | 25.9251 | 25.9251 | 25.9251 | 25.9251 | 30.9996 | 30.9996 | 30.9996 | 30.9996 | 30.9996 | 30.9996 | 30.9996
6034 | Belle River | ST2 | 6034¦ST2 | MI | 697.5 | 3813881 | 0 | 0 | 0 | 0 | 1.3058 | 1.3058 | 1.3058 | 8.1044 | 17.7753 | 25.2656 | 25.2656 | 25.2656 | 25.2656 | 30.186 | 30.186 | 30.186 | 30.186 | 30.186 | 30.186 | 30.186
876 | Kincaid Generation LLC | 1 | 876¦1 | IL | 659.5 | 2744225 | 26.8526 | 26.8526 | 26.8526 | 26.8526 | 26.8526 | 26.8526 | 26.8526 | 36.0344 | 52.2396 | 52.2396 | 52.2396 | 52.2396 | 52.2396 | 58.9122 | 58.9122 | 58.9122 | 58.9122 | 58.9122 | 58.9122 | 58.9122
876 | Kincaid Generation LLC | 2 | 876¦2 | IL | 659.5 | 2844250.3333 | 4.556 | 4.556 | 4.556 | 4.556 | 4.556 | 4.556 | 4.556 | 13.333 | 24.4627 | 24.4627 | 24.4627 | 24.4627 | 24.4627 | 30.9161 | 30.9161 | 30.9161 | 30.9161 | 30.9161 | 30.9161 | 30.9161
2914 | Dover | 4 | 2914¦4 | OH | 19.5 | 41235.3333 | 0 | 0 | 0 | 0 | 0 | 0 | 0 | 0 | 0 | 0 | 0 | 0 | 0 | 0 | 0 | 0 | 0 | 0 | 0 | 0
2718 | G G Allen | 1 | 2718¦1 | NC | 165 | 141117.6667 | 11.8022 | 11.8022 | 11.8022 | 11.8022 | 16.7817 | 16.7817 | 16.7817 | 100.7246 | 100.7246 | 153.0765 | 153.0765 | 153.0765 | 153.0765 | 189.8465 | 189.8465 | 189.8465 | 189.8465 | 189.8465 | 189.8465 | 189.8465
2718 | G G Allen | 2 | 2718¦2 | NC | 165 | 114702 | 14.3257 | 14.3257 | 14.3257 | 14.3257 | 20.1719 | 20.1719 | 20.1719 | 123.3977 | 123.3977 | 187.5473 | 187.5473 | 187.5473 | 187.5473 | 232.6862 | 232.6862 | 232.6862 | 232.6862 | 232.6862 | 232.6862 | 232.6862
2718 | G G Allen | 3 | 2718¦3 | NC | 275 | 606467.3333 | 3.4254 | 3.4254 | 3.4254 | 3.4254 | 5.5148 | 5.5148 | 5.5148 | 29.0917 | 29.0917 | 48.7095 | 48.7095 | 48.7095 | 48.7095 | 61.9298 | 61.9298 | 61.9298 | 61.9298 | 61.9298 | 61.9298 | 61.9298
2718 | G G Allen | 4 | 2718¦4 | NC | 275 | 772902 | 4.0493 | 4.0493 | 4.0493 | 4.0493 | 4.0493 | 4.0493 | 4.0493 | 22.2391 | 22.2391 | 37.9019 | 37.9019 | 37.9019 | 37.9019 | 48.3681 | 48.3681 | 48.3681 | 48.3681 | 48.3681 | 48.3681 | 48.3681
2718 | G G Allen | 5 | 2718¦5 | NC | 275 | 482137 | 5.2973 | 5.2973 | 5.2973 | 5.2973 | 5.2973 | 5.2973 | 5.2973 | 38.3947 | 38.3947 | 62.5927 | 62.5927 | 62.5927 | 62.5927 | 79.1112 | 79.1112 | 79.1112 | 79.1112 | 79.1112 | 79.1112 | 79.1112
2721 | James E. Rogers Energy Complex | 5 | 2721¦5 | NC | 570.9 | 1313370 | 2.6375 | 2.6375 | 2.6375 | 2.6375 | 4.1322 | 4.1322 | 4.1322 | 15.3921 | 15.3921 | 30.9 | 30.9 | 30.9 | 30.9 | 41.3737 | 41.3737 | 41.3737 | 41.3737 | 41.3737 | 41.3737 | 41.3737
2721 | James E. Rogers Energy Complex | 6 | 2721¦6 | NC | 909.5 | 4641277 | 1.8292 | 1.8292 | 1.8292 | 1.8292 | 2.9687 | 2.9687 | 2.9687 | 7.4153 | 7.4153 | 14.3279 | 14.3279 | 14.3279 | 14.3279 | 14.3279 | 14.3279 | 14.3279 | 14.3279 | 14.3279 | 14.3279 | 14.3279
2727 | Marshall (NC) | 1 | 2727¦1 | NC | 350 | 1398101 | 2.9054 | 2.9054 | 2.9054 | 2.9054 | 4.3203 | 4.3203 | 4.3203 | 15.988 | 15.988 | 15.988 | 15.988 | 15.988 | 15.988 | 22.4997 | 22.4997 | 22.4997 | 22.4997 | 22.4997 | 22.4997 | 22.4997
2727 | Marshall (NC) | 2 | 2727¦2 | NC | 350 | 1622785 | 2.7144 | 2.7144 | 2.7144 | 2.7144 | 4.0715 | 4.0715 | 4.0715 | 14.1463 | 14.1463 | 14.1463 | 14.1463 | 14.1463 | 14.1463 | 19.8149 | 19.8149 | 19.8149 | 19.8149 | 19.8149 | 19.8149 | 19.8149
2727 | Marshall (NC) | 3 | 2727¦3 | NC | 648 | 3141641 | 2.4631 | 2.4631 | 2.4631 | 2.4631 | 3.625 | 3.625 | 3.625 | 11.7267 | 11.7267 | 11.7267 | 11.7267 | 11.7267 | 11.7267 | 16.6119 | 16.6119 | 16.6119 | 16.6119 | 16.6119 | 16.6119 | 16.6119
2727 | Marshall (NC) | 4 | 2727¦4 | NC | 648 | 2965043.6667 | 3.2929 | 3.2929 | 3.2929 | 3.2929 | 3.2929 | 3.2929 | 3.2929 | 11.8463 | 11.8463 | 11.8463 | 11.8463 | 11.8463 | 11.8463 | 16.9973 | 16.9973 | 16.9973 | 16.9973 | 16.9973 | 16.9973 | 16.9973
3264 | W S Lee | 1 | 3264¦1 | SC | 90 | 19498 | 0 | 0 | 0 | 0 | 27.4795 | 27.4795 | 27.4795 | 472.1292 | 1051.5483 | 1295.8676 | 1295.8676 | 1295.8676 | 1295.8676 | 1469.2102 | 1469.2102 | 1469.2102 | 1469.2102 | 1469.2102 | 1469.2102 | 1469.2102
3264 | W S Lee | 2 | 3264¦2 | SC | 90 | 21950.3333 | 0 | 0 | 0 | 0 | 24.5729 | 24.5729 | 24.5729 | 419.5576 | 934.9879 | 1152.0225 | 1152.0225 | 1152.0225 | 1152.0225 | 1306.0478 | 1306.0478 | 1306.0478 | 1306.0478 | 1306.0478 | 1306.0478 | 1306.0478
3264 | W S Lee | 3 | 3264¦3 | SC | 175 | 112481 | 0 | 0 | 0 | 0 | 6.2841 | 6.2841 | 6.2841 | 133.9086 | 292.1143 | 365.4677 | 365.4677 | 365.4677 | 365.4677 | 417.2658 | 417.2658 | 417.2658 | 417.2658 | 417.2658 | 417.2658 | 417.2658
8042 | Belews Creek | 1 | 8042¦1 | NC | 1080.1 | 7012632.3333 | 1.029 | 1.029 | 1.029 | 1.029 | 2.0272 | 2.0272 | 2.0272 | 7.3968 | 7.3968 | 12.5774 | 12.5774 | 12.5774 | 12.5774 | 15.9153 | 15.9153 | 15.9153 | 15.9153 | 15.9153 | 15.9153 | 15.9153
8042 | Belews Creek | 2 | 8042¦2 | NC | 1080.1 | 6306477 | 1.056 | 1.056 | 1.056 | 1.056 | 2.0651 | 2.0651 | 2.0651 | 8.0217 | 8.0217 | 13.7078 | 13.7078 | 13.7078 | 13.7078 | 17.3725 | 17.3725 | 17.3725 | 17.3725 | 17.3725 | 17.3725 | 17.3725
889 | Baldwin Energy Complex | 1 | 889¦1 | IL | 625.1 | 3761634.6667 | 3.9452 | 3.9452 | 3.9452 | 3.9452 | 3.9452 | 3.9452 | 3.9452 | 6.9517 | 6.9517 | 6.9517 | 6.9517 | 6.9517 | 6.9517 | 6.9517 | 6.9517 | 6.9517 | 6.9517 | 6.9517 | 6.9517 | 6.9517
889 | Baldwin Energy Complex | 2 | 889¦2 | IL | 634.5 | 4257243.3333 | 3.8735 | 3.8735 | 3.8735 | 3.8735 | 3.8735 | 3.8735 | 3.8735 | 6.5645 | 6.5645 | 6.5645 | 6.5645 | 6.5645 | 6.5645 | 6.5645 | 6.5645 | 6.5645 | 6.5645 | 6.5645 | 6.5645 | 6.5645
889 | Baldwin Energy Complex | 3 | 889¦3 | IL | 634.5 | 4153246.6667 | 2.9297 | 2.9297 | 2.9297 | 2.9297 | 2.9297 | 2.9297 | 2.9297 | 5.6844 | 5.6844 | 11.8952 | 11.8952 | 11.8952 | 11.8952 | 11.8952 | 11.8952 | 11.8952 | 11.8952 | 11.8952 | 11.8952 | 11.8952
891 | Havana | 6 | 891¦6 | IL | 488 | 2692704.6667 | 4.5775 | 4.5775 | 4.5775 | 4.5775 | 4.5775 | 4.5775 | 4.5775 | 11.0662 | 11.0662 | 11.0662 | 11.0662 | 11.0662 | 11.0662 | 11.0662 | 11.0662 | 11.0662 | 11.0662 | 11.0662 | 11.0662 | 11.0662
892 | Hennepin Power Station | 1 | 892¦1 | IL | 75 | 406711 | 2.2321 | 2.2321 | 2.2321 | 2.2321 | 2.2321 | 2.2321 | 2.2321 | 23.4041 | 48.0109 | 58.6247 | 58.6247 | 58.6247 | 58.6247 | 58.6247 | 58.6247 | 58.6247 | 58.6247 | 58.6247 | 58.6247 | 58.6247
892 | Hennepin Power Station | 2 | 892¦2 | IL | 231.3 | 1414155.3333 | 1.8581 | 1.8581 | 1.8581 | 1.8581 | 1.8581 | 1.8581 | 1.8581 | 14.9006 | 30.3421 | 38.2714 | 38.2714 | 38.2714 | 38.2714 | 38.2714 | 38.2714 | 38.2714 | 38.2714 | 38.2714 | 38.2714 | 38.2714
898 | Wood River | 4 | 898¦4 | IL | 112.5 | 603631 | 1.4195 | 1.4195 | 1.4195 | 1.4195 | 1.4195 | 1.4195 | 1.4195 | 15.5717 | 37.118 | 46.818 | 46.818 | 46.818 | 46.818 | 53.7979 | 53.7979 | 53.7979 | 53.7979 | 53.7979 | 53.7979 | 53.7979
898 | Wood River | 5 | 898¦5 | IL | 387.6 | 2491424.3333 | 1.1924 | 1.1924 | 1.1924 | 1.1924 | 1.1924 | 1.1924 | 1.1924 | 9.9782 | 22.6262 | 29.5083 | 29.5083 | 29.5083 | 29.5083 | 34.2623 | 34.2623 | 34.2623 | 34.2623 | 34.2623 | 34.2623 | 34.2623
1384 | Cooper | 1 | 1384¦1 | KY | 113.6 | 465194 | 0 | 0 | 0 | 0 | 2.392 | 2.392 | 2.392 | 23.0407 | 53.0995 | 65.5499 | 65.5499 | 65.5499 | 65.5499 | 74.012 | 74.012 | 74.012 | 74.012 | 74.012 | 74.012 | 74.012
1384 | Cooper | 2 | 1384¦2 | KY | 230.4 | 698039.3333 | 3.9102 | 3.9102 | 3.9102 | 3.9102 | 5.8802 | 5.8802 | 5.8802 | 30.7722 | 30.7722 | 45.0312 | 45.0312 | 45.0312 | 45.0312 | 45.0312 | 45.0312 | 45.0312 | 45.0312 | 45.0312 | 45.0312 | 45.0312
1385 | Dale | 1 | 1385¦1 | KY | 27 | 2046 | 0 | 0 | 0 | 0 | 210.9093 | 210.9093 | 210.9093 | 3498.9066 | 6248.005 | 7331.4053 | 7331.4053 | 7331.4053 | 7331.4053 | 7981.8684 | 7981.8684 | 7981.8684 | 7981.8684 | 7981.8684 | 7981.8684 | 7981.8684
1385 | Dale | 2 | 1385¦2 | KY | 27 | 1971.3333 | 0 | 0 | 0 | 0 | 218.8104 | 218.8104 | 218.8104 | 3631.3381 | 6484.3118 | 7608.6963 | 7608.6963 | 7608.6963 | 7608.6963 | 8283.7798 | 8283.7798 | 8283.7798 | 8283.7798 | 8283.7798 | 8283.7798 | 8283.7798
1385 | Dale | 3 | 1385¦3 | KY | 81 | 62616 | 0 | 0 | 0 | 0 | 9.6073 | 9.6073 | 9.6073 | 176.5079 | 350.6352 | 425.8401 | 425.8401 | 425.8401 | 425.8401 | 477.9935 | 477.9935 | 477.9935 | 477.9935 | 477.9935 | 477.9935 | 477.9935
1385 | Dale | 4 | 1385¦4 | KY | 81 | 59015.6667 | 0 | 0 | 0 | 0 | 10.098 | 10.098 | 10.098 | 187.17 | 371.7445 | 451.216 | 451.216 | 451.216 | 451.216 | 506.5242 | 506.5242 | 506.5242 | 506.5242 | 506.5242 | 506.5242 | 506.5242
6041 | H L Spurlock | 1 | 6041¦1 | KY | 357.6 | 1722589 | 1.9797 | 1.9797 | 1.9797 | 1.9797 | 3.3886 | 3.3886 | 3.3886 | 11.0897 | 11.0897 | 19.4412 | 19.4412 | 19.4412 | 19.4412 | 25.2065 | 25.2065 | 25.2065 | 25.2065 | 25.2065 | 25.2065 | 25.2065
6041 | H L Spurlock | 2 | 6041¦2 | KY | 592.1 | 3108486.6667 | 2.5867 | 2.5867 | 2.5867 | 2.5867 | 3.8242 | 3.8242 | 3.8242 | 9.7144 | 9.7144 | 9.7144 | 9.7144 | 9.7144 | 9.7144 | 14.5919 | 14.5919 | 14.5919 | 14.5919 | 14.5919 | 14.5919 | 14.5919
6041 | H L Spurlock | 3 | 6041¦3 | KY | 329.4 | 1651033 | 2.7551 | 2.7551 | 2.7551 | 2.7551 | 4.1931 | 4.1931 | 4.1931 | 9.9342 | 9.9342 | 9.9342 | 9.9342 | 9.9342 | 9.9342 | 9.9342 | 9.9342 | 9.9342 | 9.9342 | 9.9342 | 9.9342 | 9.9342
6041 | H L Spurlock | 4 | 6041¦4 | KY | 329.4 | 1838913.3333 | 2.3888 | 2.3888 | 2.3888 | 2.3888 | 3.7895 | 3.7895 | 3.7895 | 8.9833 | 8.9833 | 16.3171 | 16.3171 | 16.3171 | 16.3171 | 16.3171 | 16.3171 | 16.3171 | 16.3171 | 16.3171 | 16.3171 | 16.3171
887 | Joppa Steam | 1 | 887¦1 | IL | 183.3 | 1199591.3333 | 1.3021 | 1.3021 | 1.3021 | 1.3021 | 1.3021 | 1.3021 | 1.3021 | 10.8387 | 26.4206 | 33.96 | 33.96 | 33.96 | 33.96 | 39.3229 | 39.3229 | 39.3229 | 39.3229 | 39.3229 | 39.3229 | 39.3229
887 | Joppa Steam | 2 | 887¦2 | IL | 183.3 | 1182668 | 1.3026 | 1.3026 | 1.3026 | 1.3026 | 1.3026 | 1.3026 | 1.3026 | 10.9735 | 26.756 | 34.3918 | 34.3918 | 34.3918 | 34.3918 | 39.8252 | 39.8252 | 39.8252 | 39.8252 | 39.8252 | 39.8252 | 39.8252
887 | Joppa Steam | 3 | 887¦3 | IL | 183.3 | 1094739.3333 | 1.3049 | 1.3049 | 1.3049 | 1.3049 | 1.3049 | 1.3049 | 1.3049 | 11.7409 | 28.6562 | 36.819 | 36.819 | 36.819 | 36.819 | 42.6538 | 42.6538 | 42.6538 | 42.6538 | 42.6538 | 42.6538 | 42.6538
887 | Joppa Steam | 4 | 887¦4 | IL | 183.3 | 1190558 | 1.3024 | 1.3024 | 1.3024 | 1.3024 | 1.3024 | 1.3024 | 1.3024 | 10.9102 | 26.5923 | 34.1737 | 34.1737 | 34.1737 | 34.1737 | 39.5739 | 39.5739 | 39.5739 | 39.5739 | 39.5739 | 39.5739 | 39.5739
887 | Joppa Steam | 5 | 887¦5 | IL | 183.3 | 1058698 | 1.306 | 1.306 | 1.306 | 1.306 | 1.306 | 1.306 | 1.306 | 12.0923 | 29.5194 | 37.9123 | 37.9123 | 37.9123 | 37.9123 | 43.9309 | 43.9309 | 43.9309 | 43.9309 | 43.9309 | 43.9309 | 43.9309
887 | Joppa Steam | 6 | 887¦6 | IL | 183.3 | 1133193.3333 | 1.3038 | 1.3038 | 1.3038 | 1.3038 | 1.3038 | 1.3038 | 1.3038 | 11.3906 | 27.7775 | 35.6795 | 35.6795 | 35.6795 | 35.6795 | 41.3311 | 41.3311 | 41.3311 | 41.3311 | 41.3311 | 41.3311 | 41.3311
1239 | Riverton | 8 | 1239¦8 | KS | 50 | 33081 | 0 | 0 | 0 | 0 | 16.297 | 16.297 | 16.297 | 525.7748 | 734.8183 | 833.5622 | 833.5622 | 833.5622 | 833.5622 | 905.9354 | 905.9354 | 905.9354 | 905.9354 | 905.9354 | 905.9354 | 905.9354
2076 | Asbury | 1 | 2076¦1 | MO | 212.8 | 1131173.3333 | 6.2371 | 6.2371 | 6.2371 | 6.2371 | 8.0482 | 8.0482 | 8.0482 | 23.0917 | 23.0917 | 23.0917 | 23.0917 | 23.0917 | 23.0917 | 23.0917 | 23.0917 | 23.0917 | 23.0917 | 23.0917 | 23.0917 | 23.0917
628 | Crystal River | 1 | 628¦1 | FL | 440.5 | 1210105 | 0 | 0 | 0 | 0 | 1.6006 | 1.6006 | 1.6006 | 15.3343 | 44.1554 | 58.7427 | 58.7427 | 58.7427 | 58.7427 | 68.3767 | 68.3767 | 68.3767 | 68.3767 | 68.3767 | 68.3767 | 68.3767
628 | Crystal River | 2 | 628¦2 | FL | 523.8 | 1714374.6667 | 0 | 0 | 0 | 0 | 1.4456 | 1.4456 | 1.4456 | 12.3657 | 35.9595 | 48.1424 | 48.1424 | 48.1424 | 48.1424 | 56.0471 | 56.0471 | 56.0471 | 56.0471 | 56.0471 | 56.0471 | 56.0471
628 | Crystal River | 5 | 628¦5 | FL | 739.2 | 3836357 | 2.4405 | 2.4405 | 2.4405 | 2.4405 | 3.6634 | 3.6634 | 3.6634 | 7.745 | 7.745 | 7.745 | 7.745 | 7.745 | 7.745 | 12.5898 | 12.5898 | 12.5898 | 12.5898 | 12.5898 | 12.5898 | 12.5898
628 | Crystal River | ST4 | 628¦ST4 | FL | 739.2 | 4058775.3333 | 2.3932 | 2.3932 | 2.3932 | 2.3932 | 3.6067 | 3.6067 | 3.6067 | 7.477 | 7.477 | 7.477 | 7.477 | 7.477 | 7.477 | 12.0798 | 12.0798 | 12.0798 | 12.0798 | 12.0798 | 12.0798 | 12.0798
2835 | FirstEnergy Ashtabula | 5 | 2835¦5 | OH | 256 | 227298.3333 | 0 | 0 | 0 | 0 | 4.1382 | 4.1382 | 4.1382 | 98.4928 | 211.042 | 267.2527 | 267.2527 | 267.2527 | 267.2527 | 307.4689 | 307.4689 | 307.4689 | 307.4689 | 307.4689 | 307.4689 | 307.4689
2837 | FirstEnergy Eastlake | 1 | 2837¦1 | OH | 123 | 360503 | 0 | 0 | 0 | 0 | 2.7959 | 2.7959 | 2.7959 | 29.5273 | 75.279 | 94.0616 | 94.0616 | 94.0616 | 94.0616 | 106.1637 | 106.1637 | 106.1637 | 106.1637 | 106.1637 | 106.1637 | 106.1637
2837 | FirstEnergy Eastlake | 2 | 2837¦2 | OH | 123 | 315594 | 0 | 0 | 0 | 0 | 3.0045 | 3.0045 | 3.0045 | 33.5209 | 84.4249 | 105.7244 | 105.7244 | 105.7244 | 105.7244 | 119.4869 | 119.4869 | 119.4869 | 119.4869 | 119.4869 | 119.4869 | 119.4869
2837 | FirstEnergy Eastlake | 3 | 2837¦3 | OH | 123 | 351054 | 0 | 0 | 0 | 0 | 2.8354 | 2.8354 | 2.8354 | 30.2827 | 76.9503 | 96.2675 | 96.2675 | 96.2675 | 96.2675 | 108.6836 | 108.6836 | 108.6836 | 108.6836 | 108.6836 | 108.6836 | 108.6836
2838 | FirstEnergy Lake Shore | 18 | 2838¦18 | OH | 256 | 201682.3333 | 0 | 0 | 0 | 0 | 4.4359 | 4.4359 | 4.4359 | 110.7162 | 225.3151 | 286.9561 | 286.9561 | 286.9561 | 286.9561 | 331.3756 | 331.3756 | 331.3756 | 331.3756 | 331.3756 | 331.3756 | 331.3756
2866 | FirstEnergy W H Sammis | 1 | 2866¦1 | OH | 190.4 | 602236.6667 | 4.4467 | 4.4467 | 4.4467 | 4.4467 | 6.5931 | 6.5931 | 6.5931 | 24.9379 | 24.9379 | 40.0322 | 40.0322 | 40.0322 | 40.0322 | 40.0322 | 40.0322 | 40.0322 | 40.0322 | 40.0322 | 40.0322 | 40.0322
2866 | FirstEnergy W H Sammis | 2 | 2866¦2 | OH | 190.4 | 727400.6667 | 3.9668 | 3.9668 | 3.9668 | 3.9668 | 5.9571 | 5.9571 | 5.9571 | 21.1615 | 21.1615 | 33.8569 | 33.8569 | 33.8569 | 33.8569 | 33.8569 | 33.8569 | 33.8569 | 33.8569 | 33.8569 | 33.8569 | 33.8569
2866 | FirstEnergy W H Sammis | 3 | 2866¦3 | OH | 190.4 | 856127.6667 | 3.6081 | 3.6081 | 3.6081 | 3.6081 | 5.4854 | 5.4854 | 5.4854 | 18.4178 | 18.4178 | 29.371 | 29.371 | 29.371 | 29.371 | 29.371 | 29.371 | 29.371 | 29.371 | 29.371 | 29.371 | 29.371
2866 | FirstEnergy W H Sammis | 4 | 2866¦4 | OH | 190.4 | 840787.3333 | 3.6455 | 3.6455 | 3.6455 | 3.6455 | 5.5344 | 5.5344 | 5.5344 | 18.7011 | 18.7011 | 29.8342 | 29.8342 | 29.8342 | 29.8342 | 29.8342 | 29.8342 | 29.8342 | 29.8342 | 29.8342 | 29.8342 | 29.8342
2866 | FirstEnergy W H Sammis | 5 | 2866¦5 | OH | 334 | 1084479.6667 | 2.3063 | 2.3063 | 2.3063 | 2.3063 | 4.0256 | 4.0256 | 4.0256 | 17.8909 | 17.8909 | 31.1059 | 31.1059 | 31.1059 | 31.1059 | 40.2183 | 40.2183 | 40.2183 | 40.2183 | 40.2183 | 40.2183 | 40.2183
2866 | FirstEnergy W H Sammis | 6 | 2866¦6 | OH | 680 | 3659543 | 1.4459 | 1.4459 | 1.4459 | 1.4459 | 2.7521 | 2.7521 | 2.7521 | 9.5246 | 9.5246 | 17.1517 | 17.1517 | 17.1517 | 17.1517 | 22.16 | 22.16 | 22.16 | 22.16 | 22.16 | 22.16 | 22.16
2866 | FirstEnergy W H Sammis | 7 | 2866¦7 | OH | 680 | 3131318.6667 | 1.5372 | 1.5372 | 1.5372 | 1.5372 | 2.8739 | 2.8739 | 2.8739 | 10.773 | 10.773 | 19.5303 | 19.5303 | 19.5303 | 19.5303 | 25.3103 | 25.3103 | 25.3103 | 25.3103 | 25.3103 | 25.3103 | 25.3103
6094 | FirstEnergy Bruce Mansfield | 1 | 6094¦1 | PA | 913.7 | 5730622 | 1.2519 | 1.2519 | 1.2519 | 1.2519 | 2.342 | 2.342 | 2.342 | 4.885 | 4.885 | 10.9672 | 10.9672 | 10.9672 | 10.9672 | 14.7751 | 14.7751 | 14.7751 | 14.7751 | 14.7751 | 14.7751 | 14.7751
6094 | FirstEnergy Bruce Mansfield | 2 | 6094¦2 | PA | 913.7 | 5811417.3333 | 1.313 | 1.313 | 1.313 | 1.313 | 2.4015 | 2.4015 | 2.4015 | 4.9116 | 4.9116 | 10.655 | 10.655 | 10.655 | 10.655 | 14.4108 | 14.4108 | 14.4108 | 14.4108 | 14.4108 | 14.4108 | 14.4108
6094 | FirstEnergy Bruce Mansfield | 3 | 6094¦3 | PA | 913.7 | 5948576.6667 | 2.6239 | 2.6239 | 2.6239 | 2.6239 | 3.7097 | 3.7097 | 3.7097 | 6.1659 | 6.1659 | 6.1659 | 6.1659 | 6.1659 | 6.1659 | 9.779 | 9.779 | 9.779 | 9.779 | 9.779 | 9.779 | 9.779
2240 | Lon Wright | 6 | 2240¦6 | NE | 16.5 | 53183.6667 | 0.97971 | 0.97971 | 0.97971 | 0.97971 | 0.97971 | 0.97971 | 0.97971 | 0.97971 | 0.97971 | 0.97971 | 0.97971 | 0.97971 | 0.97971 | 0.97971 | 0.97971 | 0.97971 | 0.97971 | 0.97971 | 0.97971 | 0.97971
2240 | Lon Wright | 7 | 2240¦7 | NE | 22 | 73559 | 0.93275 | 0.93275 | 0.93275 | 0.93275 | 0.93275 | 0.93275 | 0.93275 | 0.93275 | 0.93275 | 0.93275 | 0.93275 | 0.93275 | 0.93275 | 0.93275 | 0.93275 | 0.93275 | 0.93275 | 0.93275 | 0.93275 | 0.93275
2240 | Lon Wright | 8 | 2240¦8 | NE | 91.5 | 343071.6667 | 1.2362 | 1.2362 | 1.2362 | 1.2362 | 4.3557 | 4.3557 | 4.3557 | 53.4482 | 88.811 | 104.7735 | 104.7735 | 104.7735 | 104.7735 | 116.2485 | 116.2485 | 116.2485 | 116.2485 | 116.2485 | 116.2485 | 116.2485
663 | Deerhaven Generating Station | 2 | 663¦2 | FL | 250.7 | 807647.3333 | 3.8899 | 3.8899 | 3.8899 | 3.8899 | 5.8505 | 5.8505 | 5.8505 | 26.8167 | 26.8167 | 41.2873 | 41.2873 | 41.2873 | 41.2873 | 41.2873 | 41.2873 | 41.2873 | 41.2873 | 41.2873 | 41.2873 | 41.2873
703 | Bowen | 1 | 703¦1 | GA | 805.8 | 2956223 | 1.5972 | 1.5972 | 1.5972 | 1.5972 | 2.8048 | 2.8048 | 2.8048 | 6.7465 | 6.7465 | 16.1616 | 16.1616 | 16.1616 | 16.1616 | 22.4136 | 22.4136 | 22.4136 | 22.4136 | 22.4136 | 22.4136 | 22.4136
703 | Bowen | 2 | 703¦2 | GA | 788.8 | 1901512.6667 | 3.1328 | 3.1328 | 3.1328 | 3.1328 | 4.4649 | 4.4649 | 4.4649 | 10.4459 | 10.4459 | 10.4459 | 10.4459 | 10.4459 | 10.4459 | 19.775 | 19.775 | 19.775 | 19.775 | 19.775 | 19.775 | 19.775
703 | Bowen | 3 | 703¦3 | GA | 952 | 3982587.3333 | 2.3638 | 2.3638 | 2.3638 | 2.3638 | 3.5121 | 3.5121 | 3.5121 | 6.7257 | 6.7257 | 6.7257 | 6.7257 | 6.7257 | 6.7257 | 12.1013 | 12.1013 | 12.1013 | 12.1013 | 12.1013 | 12.1013 | 12.1013
703 | Bowen | 4 | 703¦4 | GA | 952 | 3685751 | 2.406 | 2.406 | 2.406 | 2.406 | 3.568 | 3.568 | 3.568 | 7.0278 | 7.0278 | 7.0278 | 7.0278 | 7.0278 | 7.0278 | 12.8022 | 12.8022 | 12.8022 | 12.8022 | 12.8022 | 12.8022 | 12.8022
708 | Hammond | 1 | 708¦1 | GA | 125 | 197847 | 8.6024 | 8.6024 | 8.6024 | 8.6024 | 12.4937 | 12.4937 | 12.4937 | 56.4695 | 56.4695 | 87.5381 | 87.5381 | 87.5381 | 87.5381 | 109.1613 | 109.1613 | 109.1613 | 109.1613 | 109.1613 | 109.1613 | 109.1613
708 | Hammond | 2 | 708¦2 | GA | 125 | 202004 | 8.6651 | 8.6651 | 8.6651 | 8.6651 | 12.5032 | 12.5032 | 12.5032 | 55.6024 | 55.6024 | 86.0918 | 86.0918 | 86.0918 | 86.0918 | 107.2789 | 107.2789 | 107.2789 | 107.2789 | 107.2789 | 107.2789 | 107.2789
708 | Hammond | 3 | 708¦3 | GA | 125 | 273808 | 6.4594 | 6.4594 | 6.4594 | 6.4594 | 9.633 | 9.633 | 9.633 | 41.4421 | 41.4421 | 64.0931 | 64.0931 | 64.0931 | 64.0931 | 79.8374 | 79.8374 | 79.8374 | 79.8374 | 79.8374 | 79.8374 | 79.8374
708 | Hammond | 4 | 708¦4 | GA | 578 | 451080.6667 | 7.3144 | 7.3144 | 7.3144 | 7.3144 | 9.8588 | 9.8588 | 9.8588 | 74.0152 | 74.0152 | 74.0152 | 74.0152 | 74.0152 | 74.0152 | 106.575 | 106.575 | 106.575 | 106.575 | 106.575 | 106.575 | 106.575
709 | Harllee Branch | 1 | 709¦1 | GA | 299.2 | 801115 | 0 | 0 | 0 | 0 | 1.8447 | 1.8447 | 1.8447 | 21.7506 | 56.9415 | 72.8629 | 72.8629 | 72.8629 | 72.8629 | 83.3778 | 83.3778 | 83.3778 | 83.3778 | 83.3778 | 83.3778 | 83.3778
709 | Harllee Branch | 3 | 709¦3 | GA | 544 | 543304.3333 | 0 | 0 | 0 | 0 | 2.2556 | 2.2556 | 2.2556 | 41.2871 | 113.0889 | 149.6151 | 149.6151 | 149.6151 | 149.6151 | 174.1815 | 174.1815 | 174.1815 | 174.1815 | 174.1815 | 174.1815 | 174.1815
709 | Harllee Branch | 4 | 709¦4 | GA | 544 | 848232.6667 | 0 | 0 | 0 | 0 | 1.8241 | 1.8241 | 1.8241 | 24.5856 | 72.3454 | 96.2353 | 96.2353 | 96.2353 | 96.2353 | 112.1243 | 112.1243 | 112.1243 | 112.1243 | 112.1243 | 112.1243 | 112.1243
727 | Mitchell (GA) | 3 | 727¦3 | GA | 163.2 | 25017.6667 | 0 | 0 | 0 | 0 | 26.9267 | 26.9267 | 26.9267 | 817.4232 | 1714.7025 | 2264.8192 | 2264.8192 | 2264.8192 | 2264.8192 | 2642.2748 | 2642.2748 | 2642.2748 | 2642.2748 | 2642.2748 | 2642.2748 | 2642.2748
728 | Yates | 1 | 728¦1 | GA | 122.5 | 5487.6667 | 360.3128 | 360.3128 | 360.3128 | 360.3128 | 454.2517 | 454.2517 | 454.2517 | 3488.5396 | 3488.5396 | 4539.3269 | 4539.3269 | 4539.3269 | 4539.3269 | 5278.1861 | 5278.1861 | 5278.1861 | 5278.1861 | 5278.1861 | 5278.1861 | 5278.1861
728 | Yates | 2 | 728¦2 | GA | 122.5 | 140685 | 3.042 | 3.042 | 3.042 | 3.042 | 8.0579 | 8.0579 | 8.0579 | 57.671 | 156.5876 | 199.105 | 199.105 | 199.105 | 199.105 | 228.3397 | 228.3397 | 228.3397 | 228.3397 | 228.3397 | 228.3397 | 228.3397
728 | Yates | 3 | 728¦3 | GA | 122.5 | 212074 | 2.018 | 2.018 | 2.018 | 2.018 | 5.7785 | 5.7785 | 5.7785 | 38.7498 | 105.9311 | 134.6765 | 134.6765 | 134.6765 | 134.6765 | 154.2152 | 154.2152 | 154.2152 | 154.2152 | 154.2152 | 154.2152 | 154.2152
728 | Yates | 4 | 728¦4 | GA | 156.2 | 22000.3333 | 19.6727 | 19.6727 | 19.6727 | 19.6727 | 45.6419 | 45.6419 | 45.6419 | 376.9211 | 1093.2633 | 1414.0044 | 1414.0044 | 1414.0044 | 1414.0044 | 1638.6812 | 1638.6812 | 1638.6812 | 1638.6812 | 1638.6812 | 1638.6812 | 1638.6812
728 | Yates | 5 | 728¦5 | GA | 156.2 | 8305 | 52.1141 | 52.1141 | 52.1141 | 52.1141 | 118.873 | 118.873 | 118.873 | 996.1579 | 2888.0832 | 3735.0591 | 3735.0591 | 3735.0591 | 3735.0591 | 4329.5276 | 4329.5276 | 4329.5276 | 4329.5276 | 4329.5276 | 4329.5276 | 4329.5276
728 | Yates | 6 | 728¦6 | GA | 403.7 | 814833.3333 | 0.57479 | 0.57479 | 0.57479 | 0.57479 | 2.4613 | 2.4613 | 2.4613 | 14.544 | 55.1234 | 75.0214 | 75.0214 | 75.0214 | 75.0214 | 88.5177 | 88.5177 | 88.5177 | 88.5177 | 88.5177 | 88.5177 | 88.5177
728 | Yates | 7 | 728¦7 | GA | 403.7 | 379926.6667 | 1.2328 | 1.2328 | 1.2328 | 1.2328 | 4.0011 | 4.0011 | 4.0011 | 29.7144 | 112.5562 | 153.944 | 153.944 | 153.944 | 153.944 | 182.3962 | 182.3962 | 182.3962 | 182.3962 | 182.3962 | 182.3962 | 182.3962
733 | Kraft | 2 | 733¦2 | GA | 54.4 | 219936 | 0 | 0 | 0 | 0 | 3.892 | 3.892 | 3.892 | 43.6377 | 84.8493 | 102.5065 | 102.5065 | 102.5065 | 102.5065 | 113.5507 | 113.5507 | 113.5507 | 113.5507 | 113.5507 | 113.5507 | 113.5507
733 | Kraft | 3 | 733¦3 | GA | 103.5 | 227184 | 0 | 0 | 0 | 0 | 3.772 | 3.772 | 3.772 | 53.9905 | 112.724 | 139.5951 | 139.5951 | 139.5951 | 139.5951 | 157.3183 | 157.3183 | 157.3183 | 157.3183 | 157.3183 | 157.3183 | 157.3183
733 | Kraft | ST1 | 733¦ST1 | GA | 50 | 182473.3333 | 0 | 0 | 0 | 0 | 4.3502 | 4.3502 | 4.3502 | 50.9194 | 97.5859 | 117.3502 | 117.3502 | 117.3502 | 117.3502 | 129.7274 | 129.7274 | 129.7274 | 129.7274 | 129.7274 | 129.7274 | 129.7274
6052 | Wansley | 1 | 6052¦1 | GA | 952 | 1895980.6667 | 2.0843 | 2.0843 | 2.0843 | 2.0843 | 3.4168 | 3.4168 | 3.4168 | 12.6941 | 12.6941 | 28.9402 | 28.9402 | 28.9402 | 28.9402 | 39.729 | 39.729 | 39.729 | 39.729 | 39.729 | 39.729 | 39.729
6052 | Wansley | 2 | 6052¦2 | GA | 952 | 2013447.6667 | 2.0025 | 2.0025 | 2.0025 | 2.0025 | 3.314 | 3.314 | 3.314 | 12.0548 | 12.0548 | 27.3801 | 27.3801 | 27.3801 | 27.3801 | 37.5643 | 37.5643 | 37.5643 | 37.5643 | 37.5643 | 37.5643 | 37.5643
6124 | McIntosh | 1 | 6124¦1 | GA | 177.6 | 103035.3333 | 0 | 0 | 0 | 0 | 6.9852 | 6.9852 | 6.9852 | 201.1044 | 383.5937 | 475.0259 | 475.0259 | 475.0259 | 475.0259 | 537.8488 | 537.8488 | 537.8488 | 537.8488 | 537.8488 | 537.8488 | 537.8488
6257 | Scherer | 1 | 6257¦1 | GA | 891 | 4997662.3333 | 3.0659 | 3.0659 | 3.0659 | 3.0659 | 3.0659 | 3.0659 | 3.0659 | 5.4742 | 5.4742 | 12.4488 | 12.4488 | 12.4488 | 12.4488 | 12.4488 | 12.4488 | 12.4488 | 12.4488 | 12.4488 | 12.4488 | 12.4488
6257 | Scherer | 2 | 6257¦2 | GA | 891 | 4973039 | 3.9968 | 3.9968 | 3.9968 | 3.9968 | 3.9968 | 3.9968 | 3.9968 | 6.4165 | 6.4165 | 6.4165 | 6.4165 | 6.4165 | 6.4165 | 6.4165 | 6.4165 | 6.4165 | 6.4165 | 6.4165 | 6.4165 | 6.4165
6257 | Scherer | 3 | 6257¦3 | GA | 891 | 4615868 | 7.015 | 7.015 | 7.015 | 7.015 | 7.015 | 7.015 | 7.015 | 9.6162 | 9.6162 | 9.6162 | 9.6162 | 9.6162 | 9.6162 | 9.6162 | 9.6162 | 9.6162 | 9.6162 | 9.6162 | 9.6162 | 9.6162
6257 | Scherer | 4 | 6257¦4 | GA | 891 | 5127972.3333 | 3.9959 | 3.9959 | 3.9959 | 3.9959 | 3.9959 | 3.9959 | 3.9959 | 6.3448 | 6.3448 | 6.3448 | 6.3448 | 6.3448 | 6.3448 | 6.3448 | 6.3448 | 6.3448 | 6.3448 | 6.3448 | 6.3448 | 6.3448
6288 | Healy | 1 | 6288¦1 | AK | 28 | 197538 | 32.2433 | 32.2433 | 32.2433 | 32.2433 | 36.9669 | 36.9669 | 36.9669 | 104.3147 | 142.1115 | 156.1308 | 156.1308 | 156.1308 | 156.1308 | 156.1308 | 156.1308 | 156.1308 | 156.1308 | 156.1308 | 156.1308 | 156.1308
1825 | J B Sims | 3 | 1825¦3 | MI | 80 | 119702 | 15.885 | 15.885 | 15.885 | 15.885 | 21.562 | 21.562 | 21.562 | 231.6985 | 231.6985 | 231.6985 | 231.6985 | 231.6985 | 231.6985 | 259.3901 | 259.3901 | 259.3901 | 259.3901 | 259.3901 | 259.3901 | 259.3901
165 | GREC | 1 | 165¦1 | OK | 540 | 2354028.3333 | 0.17765 | 0.17765 | 0.17765 | 0.17765 | 1.7038 | 1.7038 | 1.7038 | 7.0416 | 24.5033 | 34.4929 | 34.4929 | 34.4929 | 34.4929 | 41.295 | 41.295 | 41.295 | 41.295 | 41.295 | 41.295 | 41.295
165 | GREC | 2 | 165¦2 | OK | 594 | 2745946.6667 | 1.8205 | 1.8205 | 1.8205 | 1.8205 | 3.3046 | 3.3046 | 3.3046 | 8.1389 | 8.1389 | 17.493 | 17.493 | 17.493 | 17.493 | 23.8249 | 23.8249 | 23.8249 | 23.8249 | 23.8249 | 23.8249 | 23.8249
2824 | Stanton | 1 | 2824¦1 | ND | 190.2 | 771385.3333 | 3.0904 | 3.0904 | 3.0904 | 3.0904 | 5.1025 | 5.1025 | 5.1025 | 31.4681 | 31.4681 | 43.5523 | 43.5523 | 43.5523 | 43.5523 | 43.5523 | 43.5523 | 43.5523 | 43.5523 | 43.5523 | 43.5523 | 43.5523
641 | Crist | 4 | 641¦4 | FL | 93.7 | 70530.3333 | 24.3081 | 24.3081 | 24.3081 | 24.3081 | 32.663 | 32.663 | 32.663 | 141.4581 | 141.4581 | 141.4581 | 141.4581 | 141.4581 | 141.4581 | 189.2883 | 189.2883 | 189.2883 | 189.2883 | 189.2883 | 189.2883 | 189.2883
641 | Crist | 5 | 641¦5 | FL | 93.7 | 310629.3333 | 7.0415 | 7.0415 | 7.0415 | 7.0415 | 10.0162 | 10.0162 | 10.0162 | 34.8425 | 34.8425 | 34.8425 | 34.8425 | 34.8425 | 34.8425 | 46.0375 | 46.0375 | 46.0375 | 46.0375 | 46.0375 | 46.0375 | 46.0375
641 | Crist | 6 | 641¦6 | FL | 369.7 | 878983.6667 | 4.5223 | 4.5223 | 4.5223 | 4.5223 | 6.3635 | 6.3635 | 6.3635 | 21.0924 | 21.0924 | 21.0924 | 21.0924 | 21.0924 | 21.0924 | 33.0869 | 33.0869 | 33.0869 | 33.0869 | 33.0869 | 33.0869 | 33.0869
641 | Crist | 7 | 641¦7 | FL | 578 | 1755567.3333 | 3.4239 | 3.4239 | 3.4239 | 3.4239 | 4.917 | 4.917 | 4.917 | 14.6333 | 14.6333 | 14.6333 | 14.6333 | 14.6333 | 14.6333 | 23.3796 | 23.3796 | 23.3796 | 23.3796 | 23.3796 | 23.3796 | 23.3796
642 | Scholz | 1 | 642¦1 | FL | 49 | 2915 | 0 | 0 | 0 | 0 | 205.4168 | 205.4168 | 205.4168 | 3485.6909 | 8544.986 | 12374.6374 | 12374.6374 | 12374.6374 | 12374.6374 | 14802.1579 | 14802.1579 | 14802.1579 | 14802.1579 | 14802.1579 | 14802.1579 | 14802.1579
642 | Scholz | 2 | 642¦2 | FL | 49 | 814.6667 | 0 | 0 | 0 | 0 | 720.0747 | 720.0747 | 720.0747 | 12456.9517 | 30513.8403 | 44206.5286 | 44206.5286 | 44206.5286 | 44206.5286 | 52890.724 | 52890.724 | 52890.724 | 52890.724 | 52890.724 | 52890.724 | 52890.724
643 | Lansing Smith | 1 | 643¦1 | FL | 149.6 | 568243 | 1.4135 | 1.4135 | 1.4135 | 1.4135 | 3.6109 | 3.6109 | 3.6109 | 27.2441 | 60.4651 | 60.4651 | 60.4651 | 60.4651 | 60.4651 | 69.3006 | 69.3006 | 69.3006 | 69.3006 | 69.3006 | 69.3006 | 69.3006
643 | Lansing Smith | 2 | 643¦2 | FL | 190.4 | 324360.6667 | 1.2184 | 1.2184 | 1.2184 | 1.2184 | 4.15 | 4.15 | 4.15 | 51.6847 | 108.8454 | 108.8454 | 108.8454 | 108.8454 | 108.8454 | 127.1763 | 127.1763 | 127.1763 | 127.1763 | 127.1763 | 127.1763 | 127.1763
2917 | Hamilton (OH) | 9 | 2917¦9 | OH | 50.6 | 41000 | 30.2821 | 30.2821 | 30.2821 | 30.2821 | 44.2045 | 44.2045 | 44.2045 | 455.2762 | 455.2762 | 546.718 | 546.718 | 546.718 | 546.718 | 546.718 | 546.718 | 546.718 | 546.718 | 546.718 | 546.718 | 546.718
60 | Whelan Energy Center | 1 | 60¦1 | NE | 76.3 | 414534.6667 | 1.0163 | 1.0163 | 1.0163 | 1.0163 | 3.6838 | 3.6838 | 3.6838 | 23.9746 | 48.737 | 59.1461 | 59.1461 | 59.1461 | 59.1461 | 66.4784 | 66.4784 | 66.4784 | 66.4784 | 66.4784 | 66.4784 | 66.4784
60 | Whelan Energy Center | 2 | 60¦2 | NE | 248 | 1287055.5 | 2.7926 | 2.7926 | 2.7926 | 2.7926 | 4.4573 | 4.4573 | 4.4573 | 15.6244 | 15.6244 | 24.2454 | 24.2454 | 24.2454 | 24.2454 | 24.2454 | 24.2454 | 24.2454 | 24.2454 | 24.2454 | 24.2454 | 24.2454
1830 | James De Young | 3 | 1830¦3 | MI | 11.5 | 19788 | 0 | 0 | 0 | 0 | 0 | 0 | 0 | 0 | 0 | 0 | 0 | 0 | 0 | 0 | 0 | 0 | 0 | 0 | 0 | 0
1830 | James De Young | 4 | 1830¦4 | MI | 22 | 13740 | 0 | 0 | 0 | 0 | 0 | 0 | 0 | 0 | 0 | 0 | 0 | 0 | 0 | 0 | 0 | 0 | 0 | 0 | 0 | 0
1830 | James De Young | 5 | 1830¦5 | MI | 29.3 | 4497.3333 | 0 | 0 | 0 | 0 | 99.3465 | 99.3465 | 99.3465 | 3050.2728 | 4330.9355 | 4835.7002 | 4835.7002 | 4835.7002 | 4835.7002 | 5169.9732 | 5169.9732 | 5169.9732 | 5169.9732 | 5169.9732 | 5169.9732 | 5169.9732
2132 | Blue Valley | 2 | 2132¦2 | MO | 25 | 19947 | 20.8573 | 20.8573 | 20.8573 | 20.8573 | 45.8508 | 45.8508 | 45.8508 | 630.9803 | 936.7623 | 1069.6695 | 1069.6695 | 1069.6695 | 1069.6695 | 1150.6336 | 1150.6336 | 1150.6336 | 1150.6336 | 1150.6336 | 1150.6336 | 1150.6336
2132 | Blue Valley | 3 | 2132¦3 | MO | 65 | 22041.3333 | 19.1414 | 19.1414 | 19.1414 | 19.1414 | 44.387 | 44.387 | 44.387 | 873.4402 | 1384.2971 | 1632.1848 | 1632.1848 | 1632.1848 | 1632.1848 | 1790.6429 | 1790.6429 | 1790.6429 | 1790.6429 | 1790.6429 | 1790.6429 | 1790.6429
2132 | Blue Valley | ST1 | 2132¦ST1 | MO | 25 | 24034.3333 | 17.3103 | 17.3103 | 17.3103 | 17.3103 | 38.5342 | 38.5342 | 38.5342 | 560.7158 | 816.0275 | 926.6076 | 926.6076 | 926.6076 | 926.6076 | 993.883 | 993.883 | 993.883 | 993.883 | 993.883 | 993.883 | 993.883
2171 | Missouri City | 1 | 2171¦1 | MO | 23 | 6024 | 8.6269 | 8.6269 | 8.6269 | 8.6269 | 8.6269 | 8.6269 | 8.6269 | 8.6269 | 8.6269 | 8.6269 | 8.6269 | 8.6269 | 8.6269 | 8.6269 | 8.6269 | 8.6269 | 8.6269 | 8.6269 | 8.6269 | 8.6269
2171 | Missouri City | 2 | 2171¦2 | MO | 23 | 4409.3333 | 11.6121 | 11.6121 | 11.6121 | 11.6121 | 11.6121 | 11.6121 | 11.6121 | 11.6121 | 11.6121 | 11.6121 | 11.6121 | 11.6121 | 11.6121 | 11.6121 | 11.6121 | 11.6121 | 11.6121 | 11.6121 | 11.6121 | 11.6121
1043 | Frank E Ratts | 1 | 1043¦1 | IN | 116.6 | 298154 | 1.0699 | 1.0699 | 1.0699 | 1.0699 | 4.084 | 4.084 | 4.084 | 42.5783 | 90.6322 | 90.6322 | 90.6322 | 90.6322 | 90.6322 | 103.865 | 103.865 | 103.865 | 103.865 | 103.865 | 103.865 | 103.865
1043 | Frank E Ratts | 2 | 1043¦2 | IN | 116.6 | 275215.6667 | 1.1325 | 1.1325 | 1.1325 | 1.1325 | 4.2916 | 4.2916 | 4.2916 | 45.9779 | 98.3282 | 98.3282 | 98.3282 | 98.3282 | 98.3282 | 112.6281 | 112.6281 | 112.6281 | 112.6281 | 112.6281 | 112.6281 | 112.6281
6213 | Merom | 1 | 6213¦1 | IN | 540 | 2994608 | 2.4196 | 2.4196 | 2.4196 | 2.4196 | 3.6672 | 3.6672 | 3.6672 | 9.4163 | 9.4163 | 9.4163 | 9.4163 | 9.4163 | 9.4163 | 14.132 | 14.132 | 14.132 | 14.132 | 14.132 | 14.132 | 14.132
6213 | Merom | 2 | 6213¦2 | IN | 540 | 3000090 | 2.3999 | 2.3999 | 2.3999 | 2.3999 | 3.647 | 3.647 | 3.647 | 9.3861 | 9.3861 | 9.3861 | 9.3861 | 9.3861 | 9.3861 | 14.094 | 14.094 | 14.094 | 14.094 | 14.094 | 14.094 | 14.094
983 | Clifty Creek | 1 | 983¦1 | IN | 217.3 | 1034266.6667 | 3.7328 | 3.7328 | 3.7328 | 3.7328 | 5.4318 | 5.4318 | 5.4318 | 18.4964 | 18.4964 | 18.4964 | 18.4964 | 18.4964 | 18.4964 | 25.0843 | 25.0843 | 25.0843 | 25.0843 | 25.0843 | 25.0843 | 25.0843
983 | Clifty Creek | 2 | 983¦2 | IN | 217.3 | 1020130.6667 | 3.7932 | 3.7932 | 3.7932 | 3.7932 | 5.4995 | 5.4995 | 5.4995 | 18.743 | 18.743 | 18.743 | 18.743 | 18.743 | 18.743 | 25.4163 | 25.4163 | 25.4163 | 25.4163 | 25.4163 | 25.4163 | 25.4163
983 | Clifty Creek | 3 | 983¦3 | IN | 217.3 | 845678.6667 | 4.1037 | 4.1037 | 4.1037 | 4.1037 | 5.9219 | 5.9219 | 5.9219 | 21.8647 | 21.8647 | 21.8647 | 21.8647 | 21.8647 | 21.8647 | 29.8259 | 29.8259 | 29.8259 | 29.8259 | 29.8259 | 29.8259 | 29.8259
983 | Clifty Creek | 4 | 983¦4 | IN | 217.3 | 935242.6667 | 4.1286 | 4.1286 | 4.1286 | 4.1286 | 5.8842 | 5.8842 | 5.8842 | 20.3158 | 20.3158 | 20.3158 | 20.3158 | 20.3158 | 20.3158 | 27.5557 | 27.5557 | 27.5557 | 27.5557 | 27.5557 | 27.5557 | 27.5557
983 | Clifty Creek | 5 | 983¦5 | IN | 217.3 | 1111004 | 3.8325 | 3.8325 | 3.8325 | 3.8325 | 5.4945 | 5.4945 | 5.4945 | 17.6679 | 17.6679 | 17.6679 | 17.6679 | 17.6679 | 17.6679 | 23.8305 | 23.8305 | 23.8305 | 23.8305 | 23.8305 | 23.8305 | 23.8305
983 | Clifty Creek | 6 | 983¦6 | IN | 217.3 | 926493 | 2.5466 | 2.5466 | 2.5466 | 2.5466 | 4.3078 | 4.3078 | 4.3078 | 18.8741 | 18.8741 | 30.0082 | 30.0082 | 30.0082 | 30.0082 | 37.3125 | 37.3125 | 37.3125 | 37.3125 | 37.3125 | 37.3125 | 37.3125
990 | Harding Street | 5 | 990¦5 | IN | 100 | 612393 | 1.192 | 1.192 | 1.192 | 1.192 | 3.3019 | 3.3019 | 3.3019 | 16.0105 | 42.3845 | 42.3845 | 42.3845 | 42.3845 | 42.3845 | 48.1786 | 48.1786 | 48.1786 | 48.1786 | 48.1786 | 48.1786 | 48.1786
990 | Harding Street | 6 | 990¦6 | IN | 100 | 615065 | 1.1423 | 1.1423 | 1.1423 | 1.1423 | 3.2486 | 3.2486 | 3.2486 | 15.9028 | 42.0939 | 42.0939 | 42.0939 | 42.0939 | 42.0939 | 47.8647 | 47.8647 | 47.8647 | 47.8647 | 47.8647 | 47.8647 | 47.8647
990 | Harding Street | 7 | 990¦7 | IN | 463 | 2617683 | 2.8394 | 2.8394 | 2.8394 | 2.8394 | 4.125 | 4.125 | 4.125 | 13.067 | 13.067 | 13.067 | 13.067 | 13.067 | 13.067 | 17.8392 | 17.8392 | 17.8392 | 17.8392 | 17.8392 | 17.8392 | 17.8392
991 | Eagle Valley (IN) | 3 | 991¦3 | IN | 50 | 11659.6667 | 0 | 0 | 0 | 0 | 41.9046 | 41.9046 | 41.9046 | 698.1302 | 1387.3585 | 1662.4428 | 1662.4428 | 1662.4428 | 1662.4428 | 1849.6209 | 1849.6209 | 1849.6209 | 1849.6209 | 1849.6209 | 1849.6209 | 1849.6209
991 | Eagle Valley (IN) | 4 | 991¦4 | IN | 69 | 71828.3333 | 0 | 0 | 0 | 0 | 8.4558 | 8.4558 | 8.4558 | 125.1082 | 265.856 | 323.3196 | 323.3196 | 323.3196 | 323.3196 | 363.1102 | 363.1102 | 363.1102 | 363.1102 | 363.1102 | 363.1102 | 363.1102
991 | Eagle Valley (IN) | 5 | 991¦5 | IN | 69 | 121603.6667 | 0 | 0 | 0 | 0 | 5.6579 | 5.6579 | 5.6579 | 74.6219 | 159.5853 | 194.0155 | 194.0155 | 194.0155 | 194.0155 | 217.6993 | 217.6993 | 217.6993 | 217.6993 | 217.6993 | 217.6993 | 217.6993
991 | Eagle Valley (IN) | 6 | 991¦6 | IN | 113.6 | 281334.6667 | 0 | 0 | 0 | 0 | 3.3294 | 3.3294 | 3.3294 | 38.9721 | 91.4443 | 114.0004 | 114.0004 | 114.0004 | 114.0004 | 129.4857 | 129.4857 | 129.4857 | 129.4857 | 129.4857 | 129.4857 | 129.4857
994 | AES Petersburg | 4 | 994¦4 | IN | 670.9 | 3299986.3333 | 1.8785 | 1.8785 | 1.8785 | 1.8785 | 3.145 | 3.145 | 3.145 | 7.313 | 7.313 | 15.4965 | 15.4965 | 15.4965 | 15.4965 | 20.725 | 20.725 | 20.725 | 20.725 | 20.725 | 20.725 | 20.725
994 | AES Petersburg | ST1 | 994¦ST1 | IN | 281.6 | 1590493 | 3.4494 | 3.4494 | 3.4494 | 3.4494 | 4.9407 | 4.9407 | 4.9407 | 13.8823 | 13.8823 | 21.9603 | 21.9603 | 21.9603 | 21.9603 | 27.3185 | 27.3185 | 27.3185 | 27.3185 | 27.3185 | 27.3185 | 27.3185
994 | AES Petersburg | ST2 | 994¦ST2 | IN | 523.3 | 2381146.3333 | 3.5967 | 3.5967 | 3.5967 | 3.5967 | 4.9423 | 4.9423 | 4.9423 | 13.9181 | 13.9181 | 22.8774 | 22.8774 | 22.8774 | 22.8774 | 28.7454 | 28.7454 | 28.7454 | 28.7454 | 28.7454 | 28.7454 | 28.7454
994 | AES Petersburg | ST3 | 994¦ST3 | IN | 670.9 | 3199108 | 2.0564 | 2.0564 | 2.0564 | 2.0564 | 3.3292 | 3.3292 | 3.3292 | 7.622 | 7.622 | 15.9353 | 15.9353 | 15.9353 | 15.9353 | 21.3152 | 21.3152 | 21.3152 | 21.3152 | 21.3152 | 21.3152 | 21.3152
988 | Tanners Creek | 1 | 988¦1 | IN | 152.5 | 96906.3333 | 0 | 0 | 0 | 0 | 6.7935 | 6.7935 | 6.7935 | 113.6394 | 271.5006 | 341.9265 | 341.9265 | 341.9265 | 341.9265 | 391.4054 | 391.4054 | 391.4054 | 391.4054 | 391.4054 | 391.4054 | 391.4054
988 | Tanners Creek | 2 | 988¦2 | IN | 152.5 | 188413.6667 | 0 | 0 | 0 | 0 | 4.0845 | 4.0845 | 4.0845 | 59.1179 | 141.5235 | 178.387 | 178.387 | 178.387 | 178.387 | 204.0439 | 204.0439 | 204.0439 | 204.0439 | 204.0439 | 204.0439 | 204.0439
988 | Tanners Creek | 3 | 988¦3 | IN | 215.4 | 558271 | 0 | 0 | 0 | 0 | 2.1783 | 2.1783 | 2.1783 | 24.2439 | 60.6941 | 77.9628 | 77.9628 | 77.9628 | 77.9628 | 89.6547 | 89.6547 | 89.6547 | 89.6547 | 89.6547 | 89.6547 | 89.6547
988 | Tanners Creek | 4 | 988¦4 | IN | 579.7 | 1674810.6667 | 0 | 0 | 0 | 0 | 1.4652 | 1.4652 | 1.4652 | 15.4623 | 41.228 | 54.5185 | 54.5185 | 54.5185 | 54.5185 | 63.3189 | 63.3189 | 63.3189 | 63.3189 | 63.3189 | 63.3189 | 63.3189
6166 | Rockport | 1 | 6166¦1 | IN | 1300 | 9200395.3333 | 5.9386 | 5.9386 | 5.9386 | 5.9386 | 7.0688 | 7.0688 | 7.0688 | 8.6714 | 16.4116 | 21.878 | 21.878 | 21.878 | 21.878 | 25.2553 | 25.2553 | 25.2553 | 25.2553 | 25.2553 | 25.2553 | 25.2553
6166 | Rockport | 2 | 6166¦2 | IN | 1300 | 7901084.6667 | 0.054201 | 0.054201 | 0.054201 | 0.054201 | 1.1978 | 1.1978 | 1.1978 | 3.0392 | 11.7694 | 17.9438 | 17.9438 | 17.9438 | 17.9438 | 21.8058 | 21.8058 | 21.8058 | 21.8058 | 21.8058 | 21.8058 | 21.8058
594 | Indian River Generating Station | 3 | 594¦3 | DE | 176.8 | 125828 | 11.538 | 11.538 | 11.538 | 11.538 | 11.538 | 11.538 | 11.538 | 109.2769 | 109.2769 | 175.0423 | 175.0423 | 175.0423 | 175.0423 | 222.1136 | 222.1136 | 222.1136 | 222.1136 | 222.1136 | 222.1136 | 222.1136
594 | Indian River Generating Station | 4 | 594¦4 | DE | 445.5 | 1155916.3333 | 4.5235 | 4.5235 | 4.5235 | 4.5235 | 4.5235 | 4.5235 | 4.5235 | 16.9985 | 16.9985 | 33.2529 | 33.2529 | 33.2529 | 33.2529 | 33.2529 | 33.2529 | 33.2529 | 33.2529 | 33.2529 | 33.2529 | 33.2529
10143 | Colver Power Project | COLV | 10143¦COLV | PA | 118 | 585696 | 4.8664 | 4.8664 | 4.8664 | 4.8664 | 7.2289 | 7.2289 | 7.2289 | 37.051 | 37.051 | 47.6465 | 47.6465 | 47.6465 | 47.6465 | 47.6465 | 47.6465 | 47.6465 | 47.6465 | 47.6465 | 47.6465 | 47.6465
1047 | Lansing | 4 | 1047¦4 | IA | 274.5 | 1145494.3333 | 5.2109 | 5.2109 | 5.2109 | 5.2109 | 5.2109 | 5.2109 | 5.2109 | 24.3775 | 24.3775 | 36.1837 | 36.1837 | 36.1837 | 36.1837 | 36.1837 | 36.1837 | 36.1837 | 36.1837 | 36.1837 | 36.1837 | 36.1837
1048 | Milton L Kapp | 2 | 1048¦2 | IA | 218.5 | 693593.3333 | 0 | 0 | 0 | 0 | 2.1812 | 2.1812 | 2.1812 | 34.6617 | 65.0722 | 80.2084 | 80.2084 | 80.2084 | 80.2084 | 91.1269 | 91.1269 | 91.1269 | 91.1269 | 91.1269 | 91.1269 | 91.1269
1104 | Burlington (IA) | 1 | 1104¦1 | IA | 212 | 1137077 | 0 | 0 | 0 | 0 | 1.8331 | 1.8331 | 1.8331 | 20.284 | 38.8449 | 48.1904 | 48.1904 | 48.1904 | 48.1904 | 54.7821 | 54.7821 | 54.7821 | 54.7821 | 54.7821 | 54.7821 | 54.7821
6254 | Ottumwa | 1 | 6254¦1 | IA | 725.9 | 2970066 | 2.8611 | 2.8611 | 2.8611 | 2.8611 | 4.2802 | 4.2802 | 4.2802 | 10.7327 | 10.7327 | 20.6093 | 20.6093 | 20.6093 | 20.6093 | 20.6093 | 20.6093 | 20.6093 | 20.6093 | 20.6093 | 20.6093 | 20.6093
207 | St Johns River Power Park | 1 | 207¦1 | FL | 679 | 3423572.3333 | 1.9769 | 1.9769 | 1.9769 | 1.9769 | 3.1998 | 3.1998 | 3.1998 | 7.1452 | 7.1452 | 15.1022 | 15.1022 | 15.1022 | 15.1022 | 20.0475 | 20.0475 | 20.0475 | 20.0475 | 20.0475 | 20.0475 | 20.0475
207 | St Johns River Power Park | 2 | 207¦2 | FL | 679 | 3246406 | 1.9572 | 1.9572 | 1.9572 | 1.9572 | 3.1909 | 3.1909 | 3.1909 | 7.3405 | 7.3405 | 15.6232 | 15.6232 | 15.6232 | 15.6232 | 20.8152 | 20.8152 | 20.8152 | 20.8152 | 20.8152 | 20.8152 | 20.8152
667 | Northside Generating Station | 1 | 667¦1 | FL | 297.5 | 1185788.6667 | 2.6976 | 2.6976 | 2.6976 | 2.6976 | 4.3866 | 4.3866 | 4.3866 | 18.8218 | 18.8218 | 29.8336 | 29.8336 | 29.8336 | 29.8336 | 29.8336 | 29.8336 | 29.8336 | 29.8336 | 29.8336 | 29.8336 | 29.8336
667 | Northside Generating Station | 2 | 667¦2 | FL | 297.5 | 977018.3333 | 2.9355 | 2.9355 | 2.9355 | 2.9355 | 4.7332 | 4.7332 | 4.7332 | 22.2178 | 22.2178 | 35.4226 | 35.4226 | 35.4226 | 35.4226 | 35.4226 | 35.4226 | 35.4226 | 35.4226 | 35.4226 | 35.4226 | 35.4226
2682 | S A Carlson | 5 | 2682¦5 | NY | 24.5 | 14478 | 28.2901 | 28.2901 | 28.2901 | 28.2901 | 28.2901 | 28.2901 | 28.2901 | 28.2901 | 28.2901 | 28.2901 | 28.2901 | 28.2901 | 28.2901 | 28.2901 | 28.2901 | 28.2901 | 28.2901 | 28.2901 | 28.2901 | 28.2901
2682 | S A Carlson | 6 | 2682¦6 | NY | 24.5 | 23382.3333 | 17.5168 | 17.5168 | 17.5168 | 17.5168 | 17.5168 | 17.5168 | 17.5168 | 17.5168 | 17.5168 | 17.5168 | 17.5168 | 17.5168 | 17.5168 | 17.5168 | 17.5168 | 17.5168 | 17.5168 | 17.5168 | 17.5168 | 17.5168
6225 | Jasper 2 | 1 | 6225¦1 | IN | 14.5 | 119.6667 | 3410.8153 | 3410.8153 | 3410.8153 | 3410.8153 | 3410.8153 | 3410.8153 | 3410.8153 | 3410.8153 | 3410.8153 | 3410.8153 | 3410.8153 | 3410.8153 | 3410.8153 | 3410.8153 | 3410.8153 | 3410.8153 | 3410.8153 | 3410.8153 | 3410.8153 | 3410.8153
1295 | Quindaro | ST1 | 1295¦ST1 | KS | 81.6 | 469554 | 0 | 0 | 0 | 0 | 2.6784 | 2.6784 | 2.6784 | 23.2414 | 47.2087 | 59.4309 | 59.4309 | 59.4309 | 59.4309 | 66.9884 | 66.9884 | 66.9884 | 66.9884 | 66.9884 | 66.9884 | 66.9884
1295 | Quindaro | ST2 | 1295¦ST2 | KS | 157.5 | 458354.6667 | 0 | 0 | 0 | 0 | 2.6419 | 2.6419 | 2.6419 | 31.4446 | 68.0436 | 85.8575 | 85.8575 | 85.8575 | 85.8575 | 98.7149 | 98.7149 | 98.7149 | 98.7149 | 98.7149 | 98.7149 | 98.7149
6064 | Nearman Creek | 1 | 6064¦1 | KS | 261 | 1202817 | 0 | 0 | 0 | 0 | 1.8103 | 1.8103 | 1.8103 | 19.8474 | 40.1458 | 50.8631 | 50.8631 | 50.8631 | 50.8631 | 58.2593 | 58.2593 | 58.2593 | 58.2593 | 58.2593 | 58.2593 | 58.2593
1241 | La Cygne | 1 | 1241¦1 | KS | 893 | 4231450.6667 | 2.4245 | 2.4245 | 2.4245 | 2.4245 | 3.7278 | 3.7278 | 3.7278 | 8.2679 | 8.2679 | 8.2679 | 8.2679 | 8.2679 | 8.2679 | 14.0276 | 14.0276 | 14.0276 | 14.0276 | 14.0276 | 14.0276 | 14.0276
1241 | La Cygne | 2 | 1241¦2 | KS | 685 | 3766634.6667 | 2.3906 | 2.3906 | 2.3906 | 2.3906 | 3.717 | 3.717 | 3.717 | 7.9975 | 7.9975 | 15.5647 | 15.5647 | 15.5647 | 15.5647 | 15.5647 | 15.5647 | 15.5647 | 15.5647 | 15.5647 | 15.5647 | 15.5647
2079 | Hawthorn | 5 | 2079¦5 | MO | 594.3 | 3658357.6667 | 1.8858 | 1.8858 | 1.8858 | 1.8858 | 3.2074 | 3.2074 | 3.2074 | 10.9772 | 10.9772 | 17.5894 | 17.5894 | 17.5894 | 17.5894 | 17.5894 | 17.5894 | 17.5894 | 17.5894 | 17.5894 | 17.5894 | 17.5894
2080 | Montrose | 1 | 2080¦1 | MO | 188 | 753674 | 0 | 0 | 0 | 0 | 2.0732 | 2.0732 | 2.0732 | 19.4613 | 44.3737 | 56.9817 | 56.9817 | 56.9817 | 56.9817 | 65.7128 | 65.7128 | 65.7128 | 65.7128 | 65.7128 | 65.7128 | 65.7128
2080 | Montrose | 2 | 2080¦2 | MO | 188 | 859669 | 0 | 0 | 0 | 0 | 1.9801 | 1.9801 | 1.9801 | 17.244 | 39.2747 | 50.1172 | 50.1172 | 50.1172 | 50.1172 | 57.8259 | 57.8259 | 57.8259 | 57.8259 | 57.8259 | 57.8259 | 57.8259
2080 | Montrose | 3 | 2080¦3 | MO | 188 | 875037 | 0 | 0 | 0 | 0 | 1.9685 | 1.9685 | 1.9685 | 16.9671 | 38.6282 | 49.2967 | 49.2967 | 49.2967 | 49.2967 | 56.8777 | 56.8777 | 56.8777 | 56.8777 | 56.8777 | 56.8777 | 56.8777
6065 | Iatan | 1 | 6065¦1 | MO | 726 | 4799392.6667 | 2.6978 | 2.6978 | 2.6978 | 2.6978 | 2.6978 | 2.6978 | 2.6978 | 8.8256 | 8.8256 | 14.4633 | 14.4633 | 14.4633 | 14.4633 | 14.4633 | 14.4633 | 14.4633 | 14.4633 | 14.4633 | 14.4633 | 14.4633
6065 | Iatan | 2 | 6065¦2 | MO | 914 | 5738714 | 2.6881 | 2.6881 | 2.6881 | 2.6881 | 2.6881 | 2.6881 | 2.6881 | 6.0264 | 6.0264 | 11.7509 | 11.7509 | 11.7509 | 11.7509 | 11.7509 | 11.7509 | 11.7509 | 11.7509 | 11.7509 | 11.7509 | 11.7509
1355 | E W Brown | 1 | 1355¦1 | KY | 113.6 | 358015.3333 | 6.3478 | 6.3478 | 6.3478 | 6.3478 | 9.0925 | 9.0925 | 9.0925 | 34.0087 | 34.0087 | 50.3747 | 50.3747 | 50.3747 | 50.3747 | 61.6918 | 61.6918 | 61.6918 | 61.6918 | 61.6918 | 61.6918 | 61.6918
1355 | E W Brown | 2 | 1355¦2 | KY | 179.5 | 783644.6667 | 3.5321 | 3.5321 | 3.5321 | 3.5321 | 5.4595 | 5.4595 | 5.4595 | 19.2645 | 19.2645 | 30.5519 | 30.5519 | 30.5519 | 30.5519 | 38.1875 | 38.1875 | 38.1875 | 38.1875 | 38.1875 | 38.1875 | 38.1875
1355 | E W Brown | 3 | 1355¦3 | KY | 464 | 1478028.3333 | 3.4453 | 3.4453 | 3.4453 | 3.4453 | 5.0021 | 5.0021 | 5.0021 | 17.6395 | 17.6395 | 17.6395 | 17.6395 | 17.6395 | 17.6395 | 26.3144 | 26.3144 | 26.3144 | 26.3144 | 26.3144 | 26.3144 | 26.3144
1356 | Ghent | 1 | 1356¦1 | KY | 556.9 | 3251186.6667 | 1.6139 | 1.6139 | 1.6139 | 1.6139 | 2.8932 | 2.8932 | 2.8932 | 6.7281 | 6.7281 | 13.6346 | 13.6346 | 13.6346 | 13.6346 | 18.2734 | 18.2734 | 18.2734 | 18.2734 | 18.2734 | 18.2734 | 18.2734
1356 | Ghent | 2 | 1356¦2 | KY | 556.3 | 3311440.3333 | 1.8601 | 1.8601 | 1.8601 | 1.8601 | 3.1359 | 3.1359 | 3.1359 | 6.9039 | 6.9039 | 13.9752 | 13.9752 | 13.9752 | 13.9752 | 18.5338 | 18.5338 | 18.5338 | 18.5338 | 18.5338 | 18.5338 | 18.5338
1356 | Ghent | 3 | 1356¦3 | KY | 556.5 | 3223233 | 2.3526 | 2.3526 | 2.3526 | 2.3526 | 3.6336 | 3.6336 | 3.6336 | 7.4981 | 7.4981 | 14.6755 | 14.6755 | 14.6755 | 14.6755 | 14.6755 | 14.6755 | 14.6755 | 14.6755 | 14.6755 | 14.6755 | 14.6755
1356 | Ghent | 4 | 1356¦4 | KY | 556.2 | 2859132.3333 | 2.2509 | 2.2509 | 2.2509 | 2.2509 | 3.5571 | 3.5571 | 3.5571 | 7.8793 | 7.8793 | 15.8643 | 15.8643 | 15.8643 | 15.8643 | 15.8643 | 15.8643 | 15.8643 | 15.8643 | 15.8643 | 15.8643 | 15.8643
1357 | Green River | 3 | 1357¦3 | KY | 75 | 193914.3333 | 0 | 0 | 0 | 0 | 4.1372 | 4.1372 | 4.1372 | 57.1561 | 119.4106 | 145.4553 | 145.4553 | 145.4553 | 145.4553 | 161.3873 | 161.3873 | 161.3873 | 161.3873 | 161.3873 | 161.3873 | 161.3873
1357 | Green River | 4 | 1357¦4 | KY | 113.6 | 429464.6667 | 0 | 0 | 0 | 0 | 2.6698 | 2.6698 | 2.6698 | 32.0992 | 70.3866 | 86.943 | 86.943 | 86.943 | 86.943 | 97.1736 | 97.1736 | 97.1736 | 97.1736 | 97.1736 | 97.1736 | 97.1736
676 | C D McIntosh Jr | 3 | 676¦3 | FL | 363.8 | 1023806.6667 | 4.7623 | 4.7623 | 4.7623 | 4.7623 | 6.4652 | 6.4652 | 6.4652 | 31.3376 | 31.3376 | 31.3376 | 31.3376 | 31.3376 | 31.3376 | 41.2856 | 41.2856 | 41.2856 | 41.2856 | 41.2856 | 41.2856 | 41.2856
1032 | Logansport | 4 | 1032¦4 | IN | 18 | 45425 | 0 | 0 | 0 | 0 | 0 | 0 | 0 | 0 | 0 | 0 | 0 | 0 | 0 | 0 | 0 | 0 | 0 | 0 | 0 | 0
1032 | Logansport | 5 | 1032¦5 | IN | 25 | 40037 | 0 | 0 | 0 | 0 | 13.5409 | 13.5409 | 13.5409 | 345.0357 | 497.3975 | 559.5683 | 559.5683 | 559.5683 | 559.5683 | 596.9026 | 596.9026 | 596.9026 | 596.9026 | 596.9026 | 596.9026 | 596.9026
6481 | Intermountain Power Project | 1 | 6481¦1 | UT | 820 | 5323982 | 1.745 | 1.745 | 1.745 | 1.745 | 2.8493 | 2.8493 | 2.8493 | 6.2775 | 6.2775 | 12.4748 | 12.4748 | 12.4748 | 12.4748 | 12.4748 | 12.4748 | 12.4748 | 12.4748 | 12.4748 | 12.4748 | 12.4748
6481 | Intermountain Power Project | 2 | 6481¦2 | UT | 820 | 6182911 | 1.662 | 1.662 | 1.662 | 1.662 | 2.749 | 2.749 | 2.749 | 5.7227 | 5.7227 | 11.2238 | 11.2238 | 11.2238 | 11.2238 | 11.2238 | 11.2238 | 11.2238 | 11.2238 | 11.2238 | 11.2238 | 11.2238
1363 | Cane Run | 4 | 1363¦4 | KY | 163.2 | 706738.3333 | 3.6002 | 3.6002 | 3.6002 | 3.6002 | 5.5744 | 5.5744 | 5.5744 | 25.2341 | 25.2341 | 36.7534 | 36.7534 | 36.7534 | 36.7534 | 44.4046 | 44.4046 | 44.4046 | 44.4046 | 44.4046 | 44.4046 | 44.4046
1363 | Cane Run | 5 | 1363¦5 | KY | 209.4 | 921730.6667 | 3.0489 | 3.0489 | 3.0489 | 3.0489 | 4.8291 | 4.8291 | 4.8291 | 22.4047 | 22.4047 | 33.4121 | 33.4121 | 33.4121 | 33.4121 | 40.6178 | 40.6178 | 40.6178 | 40.6178 | 40.6178 | 40.6178 | 40.6178
1363 | Cane Run | 6 | 1363¦6 | KY | 272 | 947026.3333 | 2.9333 | 2.9333 | 2.9333 | 2.9333 | 4.6879 | 4.6879 | 4.6879 | 25.0385 | 25.0385 | 37.8165 | 37.8165 | 37.8165 | 37.8165 | 46.3976 | 46.3976 | 46.3976 | 46.3976 | 46.3976 | 46.3976 | 46.3976
1364 | Mill Creek (KY) | 1 | 1364¦1 | KY | 355.5 | 1815629.6667 | 2.0796 | 2.0796 | 2.0796 | 2.0796 | 3.5014 | 3.5014 | 3.5014 | 13.1224 | 13.1224 | 21.6721 | 21.6721 | 21.6721 | 21.6721 | 27.2612 | 27.2612 | 27.2612 | 27.2612 | 27.2612 | 27.2612 | 27.2612
1364 | Mill Creek (KY) | 2 | 1364¦2 | KY | 355.5 | 1702294.6667 | 2.4729 | 2.4729 | 2.4729 | 2.4729 | 3.9165 | 3.9165 | 3.9165 | 10.4152 | 10.4152 | 19.4587 | 19.4587 | 19.4587 | 19.4587 | 25.3914 | 25.3914 | 25.3914 | 25.3914 | 25.3914 | 25.3914 | 25.3914
1364 | Mill Creek (KY) | 3 | 1364¦3 | KY | 462.6 | 2498904.3333 | 3.3694 | 3.3694 | 3.3694 | 3.3694 | 4.6919 | 4.6919 | 4.6919 | 9.7901 | 9.7901 | 9.7901 | 9.7901 | 9.7901 | 9.7901 | 14.8594 | 14.8594 | 14.8594 | 14.8594 | 14.8594 | 14.8594 | 14.8594
1364 | Mill Creek (KY) | 4 | 1364¦4 | KY | 543.6 | 2437565.6667 | 4.0727 | 4.0727 | 4.0727 | 4.0727 | 5.3978 | 5.3978 | 5.3978 | 11.0687 | 11.0687 | 11.0687 | 11.0687 | 11.0687 | 11.0687 | 11.0687 | 11.0687 | 11.0687 | 11.0687 | 11.0687 | 11.0687 | 11.0687
6071 | Trimble County | 1 | 6071¦1 | KY | 566.1 | 3639324.3333 | 3.0229 | 3.0229 | 3.0229 | 3.0229 | 4.2109 | 4.2109 | 4.2109 | 8.498 | 8.498 | 8.498 | 8.498 | 8.498 | 8.498 | 8.498 | 8.498 | 8.498 | 8.498 | 8.498 | 8.498 | 8.498
6071 | Trimble County | 2 | 6071¦2 | KY | 834 | 3979542.5 | 2.8186 | 2.8186 | 2.8186 | 2.8186 | 3.9842 | 3.9842 | 3.9842 | 9.004 | 9.004 | 9.004 | 9.004 | 9.004 | 9.004 | 9.004 | 9.004 | 9.004 | 9.004 | 9.004 | 9.004 | 9.004
6055 | Big Cajun 2 | 1 | 6055¦1 | LA | 657.9 | 3541690.3333 | 0.1182 | 0.1182 | 0.1182 | 0.1182 | 1.4788 | 1.4788 | 1.4788 | 4.7347 | 14.5855 | 22.306 | 22.306 | 22.306 | 22.306 | 27.4846 | 27.4846 | 27.4846 | 27.4846 | 27.4846 | 27.4846 | 27.4846
6055 | Big Cajun 2 | 2 | 6055¦2 | LA | 626 | 3347438.3333 | 0.12545 | 0.12545 | 0.12545 | 0.12545 | 1.4981 | 1.4981 | 1.4981 | 4.8583 | 14.783 | 22.5849 | 22.5849 | 22.5849 | 22.5849 | 27.8407 | 27.8407 | 27.8407 | 27.8407 | 27.8407 | 27.8407 | 27.8407
6055 | Big Cajun 2 | 3 | 6055¦3 | LA | 619 | 3783557.6667 | 0 | 0 | 0 | 0 | 1.3495 | 1.3495 | 1.3495 | 6.9744 | 19.1258 | 26.0476 | 26.0476 | 26.0476 | 26.0476 | 30.7092 | 30.7092 | 30.7092 | 30.7092 | 30.7092 | 30.7092 | 30.7092
6179 | Fayette Power Project | 1 | 6179¦1 | TX | 615 | 3324229.6667 | 1.4224 | 1.4224 | 1.4224 | 1.4224 | 2.7905 | 2.7905 | 2.7905 | 10.4695 | 10.4695 | 18.1083 | 18.1083 | 18.1083 | 18.1083 | 23.3289 | 23.3289 | 23.3289 | 23.3289 | 23.3289 | 23.3289 | 23.3289
6179 | Fayette Power Project | 2 | 6179¦2 | TX | 615 | 3427853.3333 | 1.4072 | 1.4072 | 1.4072 | 1.4072 | 2.7694 | 2.7694 | 2.7694 | 10.2448 | 10.2448 | 17.6754 | 17.6754 | 17.6754 | 17.6754 | 22.7514 | 22.7514 | 22.7514 | 22.7514 | 22.7514 | 22.7514 | 22.7514
6179 | Fayette Power Project | 3 | 6179¦3 | TX | 460 | 2610475.3333 | 1.3923 | 1.3923 | 1.3923 | 1.3923 | 2.8201 | 2.8201 | 2.8201 | 10.7199 | 10.7199 | 18.2584 | 18.2584 | 18.2584 | 18.2584 | 23.5102 | 23.5102 | 23.5102 | 23.5102 | 23.5102 | 23.5102 | 23.5102
4125 | Manitowoc | 5 | 4125¦5 | WI | 22 | 38109.3333 | 1.606 | 1.606 | 1.606 | 1.606 | 1.606 | 1.606 | 1.606 | 1.606 | 1.606 | 1.606 | 1.606 | 1.606 | 1.606 | 1.606 | 1.606 | 1.606 | 1.606 | 1.606 | 1.606 | 1.606
4125 | Manitowoc | 6 | 4125¦6 | WI | 32 | 7670.6667 | 8.1519 | 8.1519 | 8.1519 | 8.1519 | 70.4486 | 70.4486 | 70.4486 | 1801.8376 | 2694.013 | 3087.2708 | 3087.2708 | 3087.2708 | 3087.2708 | 3087.2708 | 3087.2708 | 3087.2708 | 3087.2708 | 3087.2708 | 3087.2708 | 3087.2708
1843 | Shiras | 2 | 1843¦2 | MI | 21 | 7640.3333 | 10.7531 | 10.7531 | 10.7531 | 10.7531 | 10.7531 | 10.7531 | 10.7531 | 10.7531 | 10.7531 | 10.7531 | 10.7531 | 10.7531 | 10.7531 | 10.7531 | 10.7531 | 10.7531 | 10.7531 | 10.7531 | 10.7531 | 10.7531
1843 | Shiras | 3 | 1843¦3 | MI | 44 | 178098 | 10.4686 | 10.4686 | 10.4686 | 10.4686 | 10.4686 | 10.4686 | 10.4686 | 85.2579 | 85.2579 | 103.1233 | 103.1233 | 103.1233 | 103.1233 | 103.1233 | 103.1233 | 103.1233 | 103.1233 | 103.1233 | 103.1233 | 103.1233
2144 | Marshall (MO) | 4 | 2144¦4 | MO | 6 | 54.3333 | 7738.3403 | 7738.3403 | 7738.3403 | 7738.3403 | 7738.3403 | 7738.3403 | 7738.3403 | 7738.3403 | 7738.3403 | 7738.3403 | 7738.3403 | 7738.3403 | 7738.3403 | 7738.3403 | 7738.3403 | 7738.3403 | 7738.3403 | 7738.3403 | 7738.3403 | 7738.3403
2144 | Marshall (MO) | 5 | 2144¦5 | MO | 16.5 | 2193.3333 | 200.6118 | 200.6118 | 200.6118 | 200.6118 | 200.6118 | 200.6118 | 200.6118 | 200.6118 | 200.6118 | 200.6118 | 200.6118 | 200.6118 | 200.6118 | 200.6118 | 200.6118 | 200.6118 | 200.6118 | 200.6118 | 200.6118 | 200.6118
2790 | R M Heskett | 1 | 2790¦1 | ND | 40 | 66958.6667 | 1.467 | 1.467 | 1.467 | 1.467 | 10.762 | 10.762 | 10.762 | 136.6434 | 254.4946 | 304.408 | 304.408 | 304.408 | 304.408 | 304.408 | 304.408 | 304.408 | 304.408 | 304.408 | 304.408 | 304.408
2790 | R M Heskett | 2 | 2790¦2 | ND | 75 | 240315.6667 | 0 | 0 | 0 | 0 | 4.0776 | 4.0776 | 4.0776 | 63.7947 | 110.3415 | 131.8706 | 131.8706 | 131.8706 | 131.8706 | 147.7935 | 147.7935 | 147.7935 | 147.7935 | 147.7935 | 147.7935 | 147.7935
6089 | Lewis & Clark | 1 | 6089¦1 | MT | 50 | 184326.6667 | 9.8694 | 9.8694 | 9.8694 | 9.8694 | 14.4564 | 14.4564 | 14.4564 | 150.7758 | 150.7758 | 170.5944 | 170.5944 | 170.5944 | 170.5944 | 186.4479 | 186.4479 | 186.4479 | 186.4479 | 186.4479 | 186.4479 | 186.4479
1082 | Walter Scott Jr Energy Center | 1 | 1082¦1 | IA | 49 | 189573.6667 | 0 | 0 | 0 | 0 | 4.0718 | 4.0718 | 4.0718 | 37.3438 | 76.3308 | 91.8624 | 91.8624 | 91.8624 | 91.8624 | 102.4959 | 102.4959 | 102.4959 | 102.4959 | 102.4959 | 102.4959 | 102.4959
1082 | Walter Scott Jr Energy Center | 2 | 1082¦2 | IA | 81.6 | 438497 | 0 | 0 | 0 | 0 | 2.5392 | 2.5392 | 2.5392 | 18.4176 | 42.2938 | 52.2674 | 52.2674 | 52.2674 | 52.2674 | 59.3651 | 59.3651 | 59.3651 | 59.3651 | 59.3651 | 59.3651 | 59.3651
1082 | Walter Scott Jr Energy Center | 4 | 1082¦4 | IA | 922.5 | 5534167.6667 | 3.8109 | 3.8109 | 3.8109 | 3.8109 | 3.8109 | 3.8109 | 3.8109 | 7.1179 | 7.1179 | 7.1179 | 7.1179 | 7.1179 | 7.1179 | 7.1179 | 7.1179 | 7.1179 | 7.1179 | 7.1179 | 7.1179 | 7.1179
1091 | George Neal North | 1 | 1091¦1 | IA | 147 | 362276.6667 | 0 | 0 | 0 | 0 | 2.8254 | 2.8254 | 2.8254 | 31.2391 | 72.6784 | 93.2878 | 93.2878 | 93.2878 | 93.2878 | 107.4452 | 107.4452 | 107.4452 | 107.4452 | 107.4452 | 107.4452 | 107.4452
1091 | George Neal North | 2 | 1091¦2 | IA | 349.2 | 1117056.6667 | 0 | 0 | 0 | 0 | 1.7586 | 1.7586 | 1.7586 | 16.5911 | 41.4682 | 54.7746 | 54.7746 | 54.7746 | 54.7746 | 64.1795 | 64.1795 | 64.1795 | 64.1795 | 64.1795 | 64.1795 | 64.1795
1091 | George Neal North | 3 | 1091¦3 | IA | 549.8 | 2243917.6667 | 3.0045 | 3.0045 | 3.0045 | 3.0045 | 3.0045 | 3.0045 | 3.0045 | 13.1867 | 13.1867 | 23.284 | 23.284 | 23.284 | 23.284 | 30.1689 | 30.1689 | 30.1689 | 30.1689 | 30.1689 | 30.1689 | 30.1689
6664 | Louisa | 1 | 6664¦1 | IA | 811.9 | 4944709.3333 | 3.4082 | 3.4082 | 3.4082 | 3.4082 | 3.4082 | 3.4082 | 3.4082 | 7.217 | 7.217 | 13.9268 | 13.9268 | 13.9268 | 13.9268 | 13.9268 | 13.9268 | 13.9268 | 13.9268 | 13.9268 | 13.9268 | 13.9268
384 | Joliet 29 | 7 | 384¦7 | IL | 660 | 2692437.6667 | 1.6932 | 1.6932 | 1.6932 | 1.6932 | 1.6932 | 1.6932 | 1.6932 | 10.9591 | 23.076 | 23.076 | 23.076 | 23.076 | 23.076 | 29.8466 | 29.8466 | 29.8466 | 29.8466 | 29.8466 | 29.8466 | 29.8466
384 | Joliet 29 | 8 | 384¦8 | IL | 660 | 2590575.3333 | 1.6342 | 1.6342 | 1.6342 | 1.6342 | 1.6342 | 1.6342 | 1.6342 | 11.2587 | 23.8082 | 23.8082 | 23.8082 | 23.8082 | 23.8082 | 30.8277 | 30.8277 | 30.8277 | 30.8277 | 30.8277 | 30.8277 | 30.8277
874 | Joliet 9 | 6 | 874¦6 | IL | 360.4 | 1112022.3333 | 1.4692 | 1.4692 | 1.4692 | 1.4692 | 1.4692 | 1.4692 | 1.4692 | 22.5714 | 50.1649 | 66.0049 | 66.0049 | 66.0049 | 66.0049 | 77.2325 | 77.2325 | 77.2325 | 77.2325 | 77.2325 | 77.2325 | 77.2325
879 | Powerton | 5 | 879¦5 | IL | 892.8 | 4237264 | 1.2268 | 1.2268 | 1.2268 | 1.2268 | 1.2268 | 1.2268 | 1.2268 | 4.5337 | 15.0595 | 23.6754 | 23.6754 | 23.6754 | 23.6754 | 29.412 | 29.412 | 29.412 | 29.412 | 29.412 | 29.412 | 29.412
879 | Powerton | 6 | 879¦6 | IL | 892.8 | 4108440.3333 | 1.2271 | 1.2271 | 1.2271 | 1.2271 | 1.2271 | 1.2271 | 1.2271 | 4.6327 | 15.4395 | 24.2913 | 24.2913 | 24.2913 | 24.2913 | 30.194 | 30.194 | 30.194 | 30.194 | 30.194 | 30.194 | 30.194
883 | Waukegan | 7 | 883¦7 | IL | 326.4 | 1565394.3333 | 1.2606 | 1.2606 | 1.2606 | 1.2606 | 1.2606 | 1.2606 | 1.2606 | 12.4951 | 29.8887 | 39.1817 | 39.1817 | 39.1817 | 39.1817 | 45.7978 | 45.7978 | 45.7978 | 45.7978 | 45.7978 | 45.7978 | 45.7978
883 | Waukegan | 8 | 883¦8 | IL | 355.3 | 1637406.6667 | 1.2524 | 1.2524 | 1.2524 | 1.2524 | 1.2524 | 1.2524 | 1.2524 | 12.6256 | 30.2849 | 39.8319 | 39.8319 | 39.8319 | 39.8319 | 46.5965 | 46.5965 | 46.5965 | 46.5965 | 46.5965 | 46.5965 | 46.5965
884 | Will County | 3 | 884¦3 | IL | 299.2 | 1204114.6667 | 1.2786 | 1.2786 | 1.2786 | 1.2786 | 1.2786 | 1.2786 | 1.2786 | 14.1736 | 35.1589 | 46.2931 | 46.2931 | 46.2931 | 46.2931 | 54.231 | 54.231 | 54.231 | 54.231 | 54.231 | 54.231 | 54.231
884 | Will County | 4 | 884¦4 | IL | 598.4 | 2523329 | 1.2137 | 1.2137 | 1.2137 | 1.2137 | 1.2137 | 1.2137 | 1.2137 | 11.2455 | 27.7829 | 37.4715 | 37.4715 | 37.4715 | 37.4715 | 44.1839 | 44.1839 | 44.1839 | 44.1839 | 44.1839 | 44.1839 | 44.1839
1571 | Chalk Point LLC | ST1 | 1571¦ST1 | MD | 364 | 1110439 | 3.0253 | 3.0253 | 3.0253 | 3.0253 | 4.7086 | 4.7086 | 4.7086 | 25.0933 | 25.0933 | 38.7521 | 38.7521 | 38.7521 | 38.7521 | 38.7521 | 38.7521 | 38.7521 | 38.7521 | 38.7521 | 38.7521 | 38.7521
1571 | Chalk Point LLC | ST2 | 1571¦ST2 | MD | 364 | 1103504.6667 | 3.1516 | 3.1516 | 3.1516 | 3.1516 | 4.8383 | 4.8383 | 4.8383 | 25.3513 | 25.3513 | 39.4854 | 39.4854 | 39.4854 | 39.4854 | 39.4854 | 39.4854 | 39.4854 | 39.4854 | 39.4854 | 39.4854 | 39.4854
1891 | Syl Laskin | 1 | 1891¦1 | MN | 58 | 144573.3333 | 11.7687 | 11.7687 | 11.7687 | 11.7687 | 16.9729 | 16.9729 | 16.9729 | 124.1333 | 124.1333 | 151.4346 | 151.4346 | 151.4346 | 151.4346 | 173.5186 | 173.5186 | 173.5186 | 173.5186 | 173.5186 | 173.5186 | 173.5186
1891 | Syl Laskin | 2 | 1891¦2 | MN | 58 | 135531.6667 | 12.4809 | 12.4809 | 12.4809 | 12.4809 | 17.9045 | 17.9045 | 17.9045 | 132.2 | 132.2 | 161.2488 | 161.2488 | 161.2488 | 161.2488 | 184.8002 | 184.8002 | 184.8002 | 184.8002 | 184.8002 | 184.8002 | 184.8002
1893 | Clay Boswell | 1 | 1893¦1 | MN | 75 | 459395.3333 | 1.4592 | 1.4592 | 1.4592 | 1.4592 | 4.0329 | 4.0329 | 4.0329 | 18.9289 | 40.9738 | 40.9738 | 40.9738 | 40.9738 | 40.9738 | 40.9738 | 40.9738 | 40.9738 | 40.9738 | 40.9738 | 40.9738 | 40.9738
1893 | Clay Boswell | 2 | 1893¦2 | MN | 75 | 474367.3333 | 1.4544 | 1.4544 | 1.4544 | 1.4544 | 3.9943 | 3.9943 | 3.9943 | 18.4248 | 39.8369 | 39.8369 | 39.8369 | 39.8369 | 39.8369 | 39.8369 | 39.8369 | 39.8369 | 39.8369 | 39.8369 | 39.8369 | 39.8369
1893 | Clay Boswell | 3 | 1893¦3 | MN | 364.5 | 2419883.6667 | 4.3287 | 4.3287 | 4.3287 | 4.3287 | 4.3287 | 4.3287 | 4.3287 | 10.0115 | 10.0115 | 10.0115 | 10.0115 | 10.0115 | 10.0115 | 10.0115 | 10.0115 | 10.0115 | 10.0115 | 10.0115 | 10.0115 | 10.0115
1893 | Clay Boswell | 4 | 1893¦4 | MN | 558 | 4094553.3333 | 1.938 | 1.938 | 1.938 | 1.938 | 3.2522 | 3.2522 | 3.2522 | 7.6536 | 7.6536 | 7.6536 | 7.6536 | 7.6536 | 7.6536 | 11.6289 | 11.6289 | 11.6289 | 11.6289 | 11.6289 | 11.6289 | 11.6289
10075 | Taconite Harbor Energy Center | GEN1 | 10075¦GEN1 | MN | 84 | 335649 | 6.7058 | 6.7058 | 6.7058 | 6.7058 | 9.8038 | 9.8038 | 9.8038 | 38.3819 | 71.0316 | 71.0316 | 71.0316 | 71.0316 | 71.0316 | 81.6308 | 81.6308 | 81.6308 | 81.6308 | 81.6308 | 81.6308 | 81.6308
10075 | Taconite Harbor Energy Center | GEN2 | 10075¦GEN2 | MN | 84 | 271927 | 8.66 | 8.66 | 8.66 | 8.66 | 8.66 | 8.66 | 8.66 | 43.8984 | 83.7876 | 83.7876 | 83.7876 | 83.7876 | 83.7876 | 96.7667 | 96.7667 | 96.7667 | 96.7667 | 96.7667 | 96.7667 | 96.7667
10075 | Taconite Harbor Energy Center | GEN3 | 10075¦GEN3 | MN | 84 | 401316.3333 | 0 | 0 | 0 | 0 | 2.8503 | 2.8503 | 2.8503 | 26.7784 | 54.7462 | 67.7054 | 67.7054 | 67.7054 | 67.7054 | 76.6428 | 76.6428 | 76.6428 | 76.6428 | 76.6428 | 76.6428 | 76.6428
1572 | Dickerson | 2 | 1572¦2 | MD | 196 | 342732 | 7.6106 | 7.6106 | 7.6106 | 7.6106 | 10.419 | 10.419 | 10.419 | 56.8783 | 56.8783 | 56.8783 | 56.8783 | 56.8783 | 56.8783 | 56.8783 | 56.8783 | 56.8783 | 56.8783 | 56.8783 | 56.8783 | 56.8783
1572 | Dickerson | 3 | 1572¦3 | MD | 196 | 390834 | 6.9647 | 6.9647 | 6.9647 | 6.9647 | 9.5766 | 9.5766 | 9.5766 | 50.3371 | 50.3371 | 50.3371 | 50.3371 | 50.3371 | 50.3371 | 50.3371 | 50.3371 | 50.3371 | 50.3371 | 50.3371 | 50.3371 | 50.3371
1572 | Dickerson | ST1 | 1572¦ST1 | MD | 196 | 370045.6667 | 7.2323 | 7.2323 | 7.2323 | 7.2323 | 9.9228 | 9.9228 | 9.9228 | 52.9644 | 52.9644 | 52.9644 | 52.9644 | 52.9644 | 52.9644 | 52.9644 | 52.9644 | 52.9644 | 52.9644 | 52.9644 | 52.9644 | 52.9644
1573 | Morgantown Generating Plant | ST1 | 1573¦ST1 | MD | 626 | 2464984 | 2.5015 | 2.5015 | 2.5015 | 2.5015 | 3.7463 | 3.7463 | 3.7463 | 15.2378 | 15.2378 | 15.2378 | 15.2378 | 15.2378 | 15.2378 | 21.3195 | 21.3195 | 21.3195 | 21.3195 | 21.3195 | 21.3195 | 21.3195
1573 | Morgantown Generating Plant | ST2 | 1573¦ST2 | MD | 626 | 2620340.6667 | 2.4539 | 2.4539 | 2.4539 | 2.4539 | 3.6833 | 3.6833 | 3.6833 | 14.5021 | 14.5021 | 14.5021 | 14.5021 | 14.5021 | 14.5021 | 20.2483 | 20.2483 | 20.2483 | 20.2483 | 20.2483 | 20.2483 | 20.2483
2823 | Milton R Young | 1 | 2823¦1 | ND | 257 | 1800554.3333 | 2.7013 | 2.7013 | 2.7013 | 2.7013 | 4.4366 | 4.4366 | 4.4366 | 14.3384 | 14.3384 | 14.3384 | 14.3384 | 14.3384 | 14.3384 | 19.6708 | 19.6708 | 19.6708 | 19.6708 | 19.6708 | 19.6708 | 19.6708
2823 | Milton R Young | 2 | 2823¦2 | ND | 477 | 2842899.3333 | 2.4525 | 2.4525 | 2.4525 | 2.4525 | 4.0345 | 4.0345 | 4.0345 | 13.9042 | 13.9042 | 13.9042 | 13.9042 | 13.9042 | 13.9042 | 19.4574 | 19.4574 | 19.4574 | 19.4574 | 19.4574 | 19.4574 | 19.4574
2049 | Jack Watson | 4 | 2049¦4 | MS | 299.2 | 877397.3333 | 0 | 0 | 0 | 0 | 1.7675 | 1.7675 | 1.7675 | 19.5137 | 53.132 | 68.7667 | 68.7667 | 68.7667 | 68.7667 | 78.3179 | 78.3179 | 78.3179 | 78.3179 | 78.3179 | 78.3179 | 78.3179
2049 | Jack Watson | 5 | 2049¦5 | MS | 578 | 2188478.6667 | 0.19112 | 0.19112 | 0.19112 | 0.19112 | 1.5319 | 1.5319 | 1.5319 | 8.1221 | 31.5616 | 42.9118 | 42.9118 | 42.9118 | 42.9118 | 49.5745 | 49.5745 | 49.5745 | 49.5745 | 49.5745 | 49.5745 | 49.5745
6073 | Victor J Daniel Jr | 1 | 6073¦1 | MS | 548.3 | 1190557.3333 | 3.1495 | 3.1495 | 3.1495 | 3.1495 | 4.8678 | 4.8678 | 4.8678 | 18.9097 | 18.9097 | 37.1599 | 37.1599 | 37.1599 | 37.1599 | 49.7704 | 49.7704 | 49.7704 | 49.7704 | 49.7704 | 49.7704 | 49.7704
6073 | Victor J Daniel Jr | 2 | 6073¦2 | MS | 548.3 | 1184437.6667 | 3.1667 | 3.1667 | 3.1667 | 3.1667 | 4.8877 | 4.8877 | 4.8877 | 19.0014 | 19.0014 | 37.3456 | 37.3456 | 37.3456 | 37.3456 | 50.019 | 50.019 | 50.019 | 50.019 | 50.019 | 50.019 | 50.019
3943 | FirstEnergy Fort Martin Power Station | 1 | 3943¦1 | WV | 576 | 3569979.6667 | 2.2843 | 2.2843 | 2.2843 | 2.2843 | 3.4639 | 3.4639 | 3.4639 | 8.4194 | 8.4194 | 8.4194 | 8.4194 | 8.4194 | 8.4194 | 12.536 | 12.536 | 12.536 | 12.536 | 12.536 | 12.536 | 12.536
3943 | FirstEnergy Fort Martin Power Station | 2 | 3943¦2 | WV | 576 | 3190878.6667 | 2.7945 | 2.7945 | 2.7945 | 2.7945 | 3.9951 | 3.9951 | 3.9951 | 9.5032 | 9.5032 | 9.5032 | 9.5032 | 9.5032 | 9.5032 | 14.0584 | 14.0584 | 14.0584 | 14.0584 | 14.0584 | 14.0584 | 14.0584
4259 | Endicott Station | 1 | 4259¦1 | MI | 55 | 128869 | 16.682 | 16.682 | 16.682 | 16.682 | 22.2405 | 22.2405 | 22.2405 | 216.6612 | 216.6612 | 246.8562 | 246.8562 | 246.8562 | 246.8562 | 267.8015 | 267.8015 | 267.8015 | 267.8015 | 267.8015 | 267.8015 | 267.8015
1167 | Muscatine Plant #1 | 7 | 1167¦7 | IA | 25 | 43633 | 0 | 0 | 0 | 0 | 13.0653 | 13.0653 | 13.0653 | 161.5802 | 306.2945 | 366.9849 | 366.9849 | 366.9849 | 366.9849 | 405.2074 | 405.2074 | 405.2074 | 405.2074 | 405.2074 | 405.2074 | 405.2074
1167 | Muscatine Plant #1 | 8 | 1167¦8 | IA | 75 | 85805.3333 | 0 | 0 | 0 | 0 | 8.1845 | 8.1845 | 8.1845 | 112.7828 | 244.9883 | 312.3684 | 312.3684 | 312.3684 | 312.3684 | 359.5795 | 359.5795 | 359.5795 | 359.5795 | 359.5795 | 359.5795 | 359.5795
1167 | Muscatine Plant #1 | 9 | 1167¦9 | IA | 175.5 | 685744 | 3.4459 | 3.4459 | 3.4459 | 3.4459 | 6.1377 | 6.1377 | 6.1377 | 42.8013 | 42.8013 | 59.8147 | 59.8147 | 59.8147 | 59.8147 | 71.9319 | 71.9319 | 71.9319 | 71.9319 | 71.9319 | 71.9319 | 71.9319
2549 | C R Huntley Generating Station | 67 | 2549¦67 | NY | 200 | 470945.6667 | 7.8905 | 7.8905 | 7.8905 | 7.8905 | 10.4597 | 10.4597 | 10.4597 | 45.1063 | 85.8352 | 85.8352 | 85.8352 | 85.8352 | 85.8352 | 85.8352 | 85.8352 | 85.8352 | 85.8352 | 85.8352 | 85.8352 | 85.8352
2549 | C R Huntley Generating Station | S68 | 2549¦S68 | NY | 200 | 524396.3333 | 7.7576 | 7.7576 | 7.7576 | 7.7576 | 10.202 | 10.202 | 10.202 | 38.7015 | 75.3994 | 75.3994 | 75.3994 | 75.3994 | 75.3994 | 75.3994 | 75.3994 | 75.3994 | 75.3994 | 75.3994 | 75.3994 | 75.3994
2277 | Sheldon | 1 | 2277¦1 | NE | 108.8 | 544816.6667 | 1.4543 | 1.4543 | 1.4543 | 1.4543 | 3.9239 | 3.9239 | 3.9239 | 24.2619 | 48.3698 | 60.696 | 60.696 | 60.696 | 60.696 | 60.696 | 60.696 | 60.696 | 60.696 | 60.696 | 60.696 | 60.696
2277 | Sheldon | 2 | 2277¦2 | NE | 119.9 | 590094.3333 | 1.3967 | 1.3967 | 1.3967 | 1.3967 | 3.78 | 3.78 | 3.78 | 23.4751 | 47.1653 | 58.7211 | 58.7211 | 58.7211 | 58.7211 | 58.7211 | 58.7211 | 58.7211 | 58.7211 | 58.7211 | 58.7211 | 58.7211
6077 | Gerald Gentleman | 1 | 6077¦1 | NE | 681.3 | 4685315.6667 | 0.53657 | 0.53657 | 0.53657 | 0.53657 | 1.8002 | 1.8002 | 1.8002 | 7.3011 | 15.2558 | 21.3839 | 21.3839 | 21.3839 | 21.3839 | 21.3839 | 21.3839 | 21.3839 | 21.3839 | 21.3839 | 21.3839 | 21.3839
6077 | Gerald Gentleman | 2 | 6077¦2 | NE | 681.3 | 4444594.3333 | 0.54241 | 0.54241 | 0.54241 | 0.54241 | 1.814 | 1.814 | 1.814 | 7.6045 | 15.8986 | 22.1894 | 22.1894 | 22.1894 | 22.1894 | 22.1894 | 22.1894 | 22.1894 | 22.1894 | 22.1894 | 22.1894 | 22.1894
2324 | Reid Gardner | 1 | 2324¦1 | NV | 114 | 303067.3333 | 8.6347 | 8.6347 | 8.6347 | 8.6347 | 11.7395 | 11.7395 | 11.7395 | 53.214 | 53.214 | 74.0861 | 74.0861 | 74.0861 | 74.0861 | 74.0861 | 74.0861 | 74.0861 | 74.0861 | 74.0861 | 74.0861 | 74.0861
2324 | Reid Gardner | 2 | 2324¦2 | NV | 114 | 262999.6667 | 9.3129 | 9.3129 | 9.3129 | 9.3129 | 12.6746 | 12.6746 | 12.6746 | 60.4295 | 60.4295 | 83.9137 | 83.9137 | 83.9137 | 83.9137 | 83.9137 | 83.9137 | 83.9137 | 83.9137 | 83.9137 | 83.9137 | 83.9137
2324 | Reid Gardner | 3 | 2324¦3 | NV | 114 | 223949.6667 | 2.8954 | 2.8954 | 2.8954 | 2.8954 | 6.6686 | 6.6686 | 6.6686 | 42.0318 | 97.1822 | 124.5119 | 124.5119 | 124.5119 | 124.5119 | 124.5119 | 124.5119 | 124.5119 | 124.5119 | 124.5119 | 124.5119 | 124.5119
2324 | Reid Gardner | 4 | 2324¦4 | NV | 294.8 | 929649 | 1.2136 | 1.2136 | 1.2136 | 1.2136 | 3.1248 | 3.1248 | 3.1248 | 15.4251 | 40.9972 | 55.8519 | 55.8519 | 55.8519 | 55.8519 | 55.8519 | 55.8519 | 55.8519 | 55.8519 | 55.8519 | 55.8519 | 55.8519
2554 | Dunkirk Generating Plant | 1 | 2554¦1 | NY | 96 | 75015.3333 | 31.846 | 31.846 | 31.846 | 31.846 | 40.2027 | 40.2027 | 40.2027 | 142.7025 | 309.3756 | 383.8472 | 383.8472 | 383.8472 | 383.8472 | 383.8472 | 383.8472 | 383.8472 | 383.8472 | 383.8472 | 383.8472 | 383.8472
2554 | Dunkirk Generating Plant | 2 | 2554¦2 | NY | 96 | 287718 | 7.0954 | 7.0954 | 7.0954 | 7.0954 | 10.3753 | 10.3753 | 10.3753 | 37.2067 | 77.8075 | 95.8692 | 95.8692 | 95.8692 | 95.8692 | 95.8692 | 95.8692 | 95.8692 | 95.8692 | 95.8692 | 95.8692 | 95.8692
2554 | Dunkirk Generating Plant | 3 | 2554¦3 | NY | 217.6 | 72409.6667 | 33.9472 | 33.9472 | 33.9472 | 33.9472 | 43.3077 | 43.3077 | 43.3077 | 181.5036 | 473.758 | 622.5855 | 622.5855 | 622.5855 | 622.5855 | 622.5855 | 622.5855 | 622.5855 | 622.5855 | 622.5855 | 622.5855 | 622.5855
2554 | Dunkirk Generating Plant | ST4 | 2554¦ST4 | NY | 217.6 | 41654.6667 | 40.5729 | 40.5729 | 40.5729 | 40.5729 | 55.8738 | 55.8738 | 55.8738 | 295.9904 | 799.6398 | 1057.3795 | 1057.3795 | 1057.3795 | 1057.3795 | 1057.3795 | 1057.3795 | 1057.3795 | 1057.3795 | 1057.3795 | 1057.3795 | 1057.3795
995 | Bailly | 7 | 995¦7 | IN | 190.4 | 704147.6667 | 3.054 | 3.054 | 3.054 | 3.054 | 5.0518 | 5.0518 | 5.0518 | 27.2541 | 27.2541 | 39.9234 | 39.9234 | 39.9234 | 39.9234 | 48.7353 | 48.7353 | 48.7353 | 48.7353 | 48.7353 | 48.7353 | 48.7353
995 | Bailly | 8 | 995¦8 | IN | 413.1 | 1372385.6667 | 1.9901 | 1.9901 | 1.9901 | 1.9901 | 3.5749 | 3.5749 | 3.5749 | 23.3537 | 23.3537 | 35.7712 | 35.7712 | 35.7712 | 35.7712 | 44.2554 | 44.2554 | 44.2554 | 44.2554 | 44.2554 | 44.2554 | 44.2554
997 | Michigan City | 12 | 997¦12 | IN | 540 | 2367749.6667 | 11.3728 | 11.3728 | 11.3728 | 11.3728 | 12.7919 | 12.7919 | 12.7919 | 20.2029 | 37.8588 | 37.8588 | 37.8588 | 37.8588 | 37.8588 | 44.1747 | 44.1747 | 44.1747 | 44.1747 | 44.1747 | 44.1747 | 44.1747
6085 | R M Schahfer | 14 | 6085¦14 | IN | 540 | 1361275.6667 | 3.9344 | 3.9344 | 3.9344 | 3.9344 | 5.6718 | 5.6718 | 5.6718 | 14.8468 | 14.8468 | 14.8468 | 14.8468 | 14.8468 | 14.8468 | 26.4268 | 26.4268 | 26.4268 | 26.4268 | 26.4268 | 26.4268 | 26.4268
6085 | R M Schahfer | 15 | 6085¦15 | IN | 556.4 | 2168872.6667 | 2.4484 | 2.4484 | 2.4484 | 2.4484 | 4.008 | 4.008 | 4.008 | 9.9231 | 9.9231 | 20.9527 | 20.9527 | 20.9527 | 20.9527 | 28.5569 | 28.5569 | 28.5569 | 28.5569 | 28.5569 | 28.5569 | 28.5569
6085 | R M Schahfer | 17 | 6085¦17 | IN | 423.5 | 1452162.6667 | 2.25 | 2.25 | 2.25 | 2.25 | 3.8361 | 3.8361 | 3.8361 | 11.4834 | 11.4834 | 23.8728 | 23.8728 | 23.8728 | 23.8728 | 32.2164 | 32.2164 | 32.2164 | 32.2164 | 32.2164 | 32.2164 | 32.2164
6085 | R M Schahfer | 18 | 6085¦18 | IN | 423.5 | 1965950.3333 | 1.8854 | 1.8854 | 1.8854 | 1.8854 | 3.3605 | 3.3605 | 3.3605 | 9.0553 | 9.0553 | 18.4845 | 18.4845 | 18.4845 | 18.4845 | 24.7611 | 24.7611 | 24.7611 | 24.7611 | 24.7611 | 24.7611 | 24.7611
1904 | Black Dog | 3 | 1904¦3 | MN | 113.6 | 481302.3333 | 0 | 0 | 0 | 0 | 2.4838 | 2.4838 | 2.4838 | 24.2902 | 51.4738 | 65.2982 | 65.2982 | 65.2982 | 65.2982 | 74.1871 | 74.1871 | 74.1871 | 74.1871 | 74.1871 | 74.1871 | 74.1871
1904 | Black Dog | 4 | 1904¦4 | MN | 163.2 | 799255 | 0 | 0 | 0 | 0 | 2.0064 | 2.0064 | 2.0064 | 21.1576 | 42.3249 | 53.8483 | 53.8483 | 53.8483 | 53.8483 | 61.1106 | 61.1106 | 61.1106 | 61.1106 | 61.1106 | 61.1106 | 61.1106
1915 | Allen S King | 1 | 1915¦1 | MN | 598.4 | 2962049.6667 | 3.975 | 3.975 | 3.975 | 3.975 | 3.975 | 3.975 | 3.975 | 13.5853 | 13.5853 | 13.5853 | 13.5853 | 13.5853 | 13.5853 | 13.5853 | 13.5853 | 13.5853 | 13.5853 | 13.5853 | 13.5853 | 13.5853
3982 | Bay Front | 4 | 3982¦4 | WI | 20 | 194112 | 0.6978 | 0.6978 | 0.6978 | 0.6978 | 0.6978 | 0.6978 | 0.6978 | 0.6978 | 0.6978 | 0.6978 | 0.6978 | 0.6978 | 0.6978 | 0.6978 | 0.6978 | 0.6978 | 0.6978 | 0.6978 | 0.6978 | 0.6978
6090 | Sherburne County | 3 | 6090¦3 | MN | 938.7 | 1814454.6667 | 4.2614 | 4.2614 | 4.2614 | 4.2614 | 4.2614 | 4.2614 | 4.2614 | 14.9874 | 14.9874 | 33.7772 | 33.7772 | 33.7772 | 33.7772 | 33.7772 | 33.7772 | 33.7772 | 33.7772 | 33.7772 | 33.7772 | 33.7772
2876 | Kyger Creek | 1 | 2876¦1 | OH | 217.3 | 973223.6667 | 3.9735 | 3.9735 | 3.9735 | 3.9735 | 5.6329 | 5.6329 | 5.6329 | 20.2027 | 20.2027 | 20.2027 | 20.2027 | 20.2027 | 20.2027 | 26.8222 | 26.8222 | 26.8222 | 26.8222 | 26.8222 | 26.8222 | 26.8222
2876 | Kyger Creek | 2 | 2876¦2 | OH | 217.3 | 1023412.6667 | 3.9394 | 3.9394 | 3.9394 | 3.9394 | 5.5711 | 5.5711 | 5.5711 | 19.4382 | 19.4382 | 19.4382 | 19.4382 | 19.4382 | 19.4382 | 25.754 | 25.754 | 25.754 | 25.754 | 25.754 | 25.754 | 25.754
2876 | Kyger Creek | 3 | 2876¦3 | OH | 217.3 | 1000951.3333 | 3.9309 | 3.9309 | 3.9309 | 3.9309 | 5.5747 | 5.5747 | 5.5747 | 19.7472 | 19.7472 | 19.7472 | 19.7472 | 19.7472 | 19.7472 | 26.1952 | 26.1952 | 26.1952 | 26.1952 | 26.1952 | 26.1952 | 26.1952
2876 | Kyger Creek | 4 | 2876¦4 | OH | 217.3 | 1061997.3333 | 3.8531 | 3.8531 | 3.8531 | 3.8531 | 5.4654 | 5.4654 | 5.4654 | 18.8372 | 18.8372 | 18.8372 | 18.8372 | 18.8372 | 18.8372 | 24.939 | 24.939 | 24.939 | 24.939 | 24.939 | 24.939 | 24.939
2876 | Kyger Creek | 5 | 2876¦5 | OH | 217.3 | 1044257.3333 | 3.8743 | 3.8743 | 3.8743 | 3.8743 | 5.4954 | 5.4954 | 5.4954 | 19.0903 | 19.0903 | 19.0903 | 19.0903 | 19.0903 | 19.0903 | 25.2885 | 25.2885 | 25.2885 | 25.2885 | 25.2885 | 25.2885 | 25.2885
2952 | Muskogee | 4 | 2952¦4 | OK | 572 | 2479713 | 0.16877 | 0.16877 | 0.16877 | 0.16877 | 1.6446 | 1.6446 | 1.6446 | 6.1312 | 22.586 | 32.6154 | 32.6154 | 32.6154 | 32.6154 | 39.2334 | 39.2334 | 39.2334 | 39.2334 | 39.2334 | 39.2334 | 39.2334
2952 | Muskogee | 5 | 2952¦5 | OK | 572 | 2923155.6667 | 0.14317 | 0.14317 | 0.14317 | 0.14317 | 1.5779 | 1.5779 | 1.5779 | 5.4047 | 19.6181 | 27.9797 | 27.9797 | 27.9797 | 27.9797 | 33.6602 | 33.6602 | 33.6602 | 33.6602 | 33.6602 | 33.6602 | 33.6602
2952 | Muskogee | 6 | 2952¦6 | OK | 572 | 2255360 | 0.18556 | 0.18556 | 0.18556 | 0.18556 | 1.6883 | 1.6883 | 1.6883 | 6.6076 | 24.5336 | 35.4814 | 35.4814 | 35.4814 | 35.4814 | 42.7141 | 42.7141 | 42.7141 | 42.7141 | 42.7141 | 42.7141 | 42.7141
6095 | Sooner | 1 | 6095¦1 | OK | 569 | 2937377.6667 | 2.0141 | 2.0141 | 2.0141 | 2.0141 | 3.4391 | 3.4391 | 3.4391 | 7.8377 | 7.8377 | 16.0882 | 16.0882 | 16.0882 | 16.0882 | 21.6899 | 21.6899 | 21.6899 | 21.6899 | 21.6899 | 21.6899 | 21.6899
6095 | Sooner | 2 | 6095¦2 | OK | 569 | 2940089 | 2.028 | 2.028 | 2.028 | 2.028 | 3.4528 | 3.4528 | 3.4528 | 7.8474 | 7.8474 | 16.0554 | 16.0554 | 16.0554 | 16.0554 | 21.6523 | 21.6523 | 21.6523 | 21.6523 | 21.6523 | 21.6523 | 21.6523
2291 | North Omaha | 1 | 2291¦1 | NE | 73.5 | 384230.3333 | 0 | 0 | 0 | 0 | 2.8648 | 2.8648 | 2.8648 | 21.6946 | 48.3592 | 60.1349 | 60.1349 | 60.1349 | 60.1349 | 68.2306 | 68.2306 | 68.2306 | 68.2306 | 68.2306 | 68.2306 | 68.2306
2291 | North Omaha | 2 | 2291¦2 | NE | 108.8 | 580325.6667 | 0 | 0 | 0 | 0 | 2.3488 | 2.3488 | 2.3488 | 16.0898 | 39.1277 | 49.8832 | 49.8832 | 49.8832 | 49.8832 | 57.2876 | 57.2876 | 57.2876 | 57.2876 | 57.2876 | 57.2876 | 57.2876
2291 | North Omaha | 3 | 2291¦3 | NE | 108.8 | 550876 | 0 | 0 | 0 | 0 | 2.3971 | 2.3971 | 2.3971 | 16.8644 | 41.0262 | 52.2865 | 52.2865 | 52.2865 | 52.2865 | 60.0632 | 60.0632 | 60.0632 | 60.0632 | 60.0632 | 60.0632 | 60.0632
2291 | North Omaha | 4 | 2291¦4 | NE | 136 | 662505 | 0 | 0 | 0 | 0 | 2.2088 | 2.2088 | 2.2088 | 15.0668 | 38.3489 | 49.578 | 49.578 | 49.578 | 49.578 | 57.3269 | 57.3269 | 57.3269 | 57.3269 | 57.3269 | 57.3269 | 57.3269
2291 | North Omaha | 5 | 2291¦5 | NE | 217.6 | 955058 | 0 | 0 | 0 | 0 | 1.9167 | 1.9167 | 1.9167 | 16.3635 | 38.5431 | 50.0451 | 50.0451 | 50.0451 | 50.0451 | 57.9046 | 57.9046 | 57.9046 | 57.9046 | 57.9046 | 57.9046 | 57.9046
6096 | Nebraska City | 1 | 6096¦1 | NE | 651.6 | 4518911 | 0 | 0 | 0 | 0 | 1.2183 | 1.2183 | 1.2183 | 6.682 | 14.6399 | 20.4898 | 20.4898 | 20.4898 | 20.4898 | 24.3422 | 24.3422 | 24.3422 | 24.3422 | 24.3422 | 24.3422 | 24.3422
6096 | Nebraska City | 2 | 6096¦2 | NE | 738 | 4834070.6667 | 3.8174 | 3.8174 | 3.8174 | 3.8174 | 3.8174 | 3.8174 | 3.8174 | 6.6966 | 6.6966 | 6.6966 | 6.6966 | 6.6966 | 6.6966 | 6.6966 | 6.6966 | 6.6966 | 6.6966 | 6.6966 | 6.6966 | 6.6966
2836 | Avon Lake | 7 | 2836¦7 | OH | 86 | 102563.6667 | 0 | 0 | 0 | 0 | 6.0312 | 6.0312 | 6.0312 | 76.7306 | 183.4609 | 227.0088 | 227.0088 | 227.0088 | 227.0088 | 254.2636 | 254.2636 | 254.2636 | 254.2636 | 254.2636 | 254.2636 | 254.2636
2836 | Avon Lake | 9 | 2836¦9 | OH | 680 | 2458904 | 0 | 0 | 0 | 0 | 1.2353 | 1.2353 | 1.2353 | 13.1149 | 30.7214 | 41.5406 | 41.5406 | 41.5406 | 41.5406 | 47.9375 | 47.9375 | 47.9375 | 47.9375 | 47.9375 | 47.9375 | 47.9375
3138 | New Castle Plant | 3 | 3138¦3 | PA | 98 | 99963.6667 | 0 | 0 | 0 | 0 | 6.5072 | 6.5072 | 6.5072 | 96.6906 | 220.5703 | 271.6991 | 271.6991 | 271.6991 | 271.6991 | 307.2264 | 307.2264 | 307.2264 | 307.2264 | 307.2264 | 307.2264 | 307.2264
3138 | New Castle Plant | 4 | 3138¦4 | PA | 114 | 97546 | 1.5499 | 1.5499 | 1.5499 | 1.5499 | 8.2645 | 8.2645 | 8.2645 | 106.0732 | 244.9231 | 244.9231 | 244.9231 | 244.9231 | 244.9231 | 286.0101 | 286.0101 | 286.0101 | 286.0101 | 286.0101 | 286.0101 | 286.0101
3138 | New Castle Plant | 5 | 3138¦5 | PA | 136 | 158879.3333 | 1.6301 | 1.6301 | 1.6301 | 1.6301 | 6.3187 | 6.3187 | 6.3187 | 71.038 | 168.5947 | 168.5947 | 168.5947 | 168.5947 | 168.5947 | 197.822 | 197.822 | 197.822 | 197.822 | 197.822 | 197.822 | 197.822
8226 | Cheswick Power Plant | 1 | 8226¦1 | PA | 637 | 2720132.6667 | 3.269 | 3.269 | 3.269 | 3.269 | 4.5472 | 4.5472 | 4.5472 | 18.5027 | 18.5027 | 18.5027 | 18.5027 | 18.5027 | 18.5027 | 24.3795 | 24.3795 | 24.3795 | 24.3795 | 24.3795 | 24.3795 | 24.3795
2935 | Orrville | 10 | 2935¦10 | OH | 25 | 60287.3333 | 6.8908 | 6.8908 | 6.8908 | 6.8908 | 16.7553 | 16.7553 | 16.7553 | 174.4372 | 276.6868 | 318.1841 | 318.1841 | 318.1841 | 318.1841 | 342.9339 | 342.9339 | 342.9339 | 342.9339 | 342.9339 | 342.9339 | 342.9339
2935 | Orrville | 11 | 2935¦11 | OH | 25 | 51217.6667 | 8.111 | 8.111 | 8.111 | 8.111 | 19.2527 | 19.2527 | 19.2527 | 204.8264 | 323.7595 | 372.3381 | 372.3381 | 372.3381 | 372.3381 | 401.3894 | 401.3894 | 401.3894 | 401.3894 | 401.3894 | 401.3894 | 401.3894
2935 | Orrville | 9 | 2935¦9 | OH | 22 | 23180.3333 | 17.6541 | 17.6541 | 17.6541 | 17.6541 | 17.6541 | 17.6541 | 17.6541 | 17.6541 | 17.6541 | 17.6541 | 17.6541 | 17.6541 | 17.6541 | 17.6541 | 17.6541 | 17.6541 | 17.6541 | 17.6541 | 17.6541 | 17.6541
1943 | Hoot Lake | 2 | 1943¦2 | MN | 54.4 | 206636 | 0 | 0 | 0 | 0 | 4.065 | 4.065 | 4.065 | 54.8636 | 95.795 | 112.7709 | 112.7709 | 112.7709 | 112.7709 | 124.7082 | 124.7082 | 124.7082 | 124.7082 | 124.7082 | 124.7082 | 124.7082
1943 | Hoot Lake | 3 | 1943¦3 | MN | 75 | 281996.3333 | 0 | 0 | 0 | 0 | 3.3815 | 3.3815 | 3.3815 | 46.9662 | 83.7726 | 99.6239 | 99.6239 | 99.6239 | 99.6239 | 110.9899 | 110.9899 | 110.9899 | 110.9899 | 110.9899 | 110.9899 | 110.9899
8222 | Coyote | 1 | 8222¦1 | ND | 450 | 2563591 | 3.3758 | 3.3758 | 3.3758 | 3.3758 | 4.9734 | 4.9734 | 4.9734 | 11.8063 | 11.8063 | 20.9717 | 20.9717 | 20.9717 | 20.9717 | 20.9717 | 20.9717 | 20.9717 | 20.9717 | 20.9717 | 20.9717 | 20.9717
1374 | Elmer Smith | 1 | 1374¦1 | KY | 163.2 | 958589 | 5.5624 | 5.5624 | 5.5624 | 5.5624 | 7.3446 | 7.3446 | 7.3446 | 23.8518 | 23.8518 | 23.8518 | 23.8518 | 23.8518 | 23.8518 | 29.6276 | 29.6276 | 29.6276 | 29.6276 | 29.6276 | 29.6276 | 29.6276
1374 | Elmer Smith | 2 | 1374¦2 | KY | 282.1 | 1526563 | 3.5454 | 3.5454 | 3.5454 | 3.5454 | 5.0741 | 5.0741 | 5.0741 | 21.9013 | 21.9013 | 21.9013 | 21.9013 | 21.9013 | 21.9013 | 27.5604 | 27.5604 | 27.5604 | 27.5604 | 27.5604 | 27.5604 | 27.5604
3644 | Carbon | 1 | 3644¦1 | UT | 75 | 330315.3333 | 1.2752 | 1.2752 | 1.2752 | 1.2752 | 4.2291 | 4.2291 | 4.2291 | 35.1587 | 67.3049 | 80.9556 | 80.9556 | 80.9556 | 80.9556 | 89.8258 | 89.8258 | 89.8258 | 89.8258 | 89.8258 | 89.8258 | 89.8258
3644 | Carbon | 2 | 3644¦2 | UT | 113.6 | 498019.6667 | 0.85695 | 0.85695 | 0.85695 | 0.85695 | 3.2394 | 3.2394 | 3.2394 | 28.3598 | 56.6497 | 69.3548 | 69.3548 | 69.3548 | 69.3548 | 77.6215 | 77.6215 | 77.6215 | 77.6215 | 77.6215 | 77.6215 | 77.6215
4158 | Dave Johnston | 1 | 4158¦1 | WY | 113.6 | 712845.3333 | 0 | 0 | 0 | 0 | 2.1879 | 2.1879 | 2.1879 | 13.0462 | 32.7876 | 42.3109 | 42.3109 | 42.3109 | 42.3109 | 48.6755 | 48.6755 | 48.6755 | 48.6755 | 48.6755 | 48.6755 | 48.6755
4158 | Dave Johnston | 2 | 4158¦2 | WY | 113.6 | 729258.3333 | 0 | 0 | 0 | 0 | 2.1712 | 2.1712 | 2.1712 | 12.7889 | 32.156 | 41.571 | 41.571 | 41.571 | 41.571 | 47.8023 | 47.8023 | 47.8023 | 47.8023 | 47.8023 | 47.8023 | 47.8023
4158 | Dave Johnston | 3 | 4158¦3 | WY | 229.5 | 1464087 | 2.4509 | 2.4509 | 2.4509 | 2.4509 | 4.165 | 4.165 | 4.165 | 13.4575 | 13.4575 | 21.5817 | 21.5817 | 21.5817 | 21.5817 | 21.5817 | 21.5817 | 21.5817 | 21.5817 | 21.5817 | 21.5817 | 21.5817
4158 | Dave Johnston | 4 | 4158¦4 | WY | 360 | 2222152 | 2.4435 | 2.4435 | 2.4435 | 2.4435 | 3.9919 | 3.9919 | 3.9919 | 9.2019 | 9.2019 | 16.8087 | 16.8087 | 16.8087 | 16.8087 | 16.8087 | 16.8087 | 16.8087 | 16.8087 | 16.8087 | 16.8087 | 16.8087
4162 | Naughton | 1 | 4162¦1 | WY | 163.2 | 1145035 | 0.36892 | 0.36892 | 0.36892 | 0.36892 | 2.1802 | 2.1802 | 2.1802 | 9.7663 | 23.9946 | 31.5693 | 31.5693 | 31.5693 | 31.5693 | 36.817 | 36.817 | 36.817 | 36.817 | 36.817 | 36.817 | 36.817
4162 | Naughton | 2 | 4162¦2 | WY | 217.6 | 1576920.6667 | 0.27173 | 0.27173 | 0.27173 | 0.27173 | 1.9195 | 1.9195 | 1.9195 | 8.0514 | 20.7 | 27.8376 | 27.8376 | 27.8376 | 27.8376 | 32.6843 | 32.6843 | 32.6843 | 32.6843 | 32.6843 | 32.6843 | 32.6843
4162 | Naughton | 3 | 4162¦3 | WY | 326.4 | 2463638.6667 | 1.9379 | 1.9379 | 1.9379 | 1.9379 | 3.4143 | 3.4143 | 3.4143 | 11.8313 | 11.8313 | 18.3799 | 18.3799 | 18.3799 | 18.3799 | 22.737 | 22.737 | 22.737 | 22.737 | 22.737 | 22.737 | 22.737
6101 | Wyodak | 1 | 6101¦1 | WY | 362 | 2553998.3333 | 2.265 | 2.265 | 2.265 | 2.265 | 3.85 | 3.85 | 3.85 | 10.5296 | 10.5296 | 17.7709 | 17.7709 | 17.7709 | 17.7709 | 17.7709 | 17.7709 | 17.7709 | 17.7709 | 17.7709 | 17.7709 | 17.7709
6165 | Hunter | 1 | 6165¦1 | UT | 488.3 | 2943100.3333 | 1.9872 | 1.9872 | 1.9872 | 1.9872 | 3.2236 | 3.2236 | 3.2236 | 7.942 | 7.942 | 14.7677 | 14.7677 | 14.7677 | 14.7677 | 14.7677 | 14.7677 | 14.7677 | 14.7677 | 14.7677 | 14.7677 | 14.7677
6165 | Hunter | 2 | 6165¦2 | UT | 488.3 | 3209908.3333 | 1.9248 | 1.9248 | 1.9248 | 1.9248 | 3.1437 | 3.1437 | 3.1437 | 7.4866 | 7.4866 | 13.7237 | 13.7237 | 13.7237 | 13.7237 | 13.7237 | 13.7237 | 13.7237 | 13.7237 | 13.7237 | 13.7237 | 13.7237
6165 | Hunter | 3 | 6165¦3 | UT | 495.6 | 3101693.6667 | 1.9435 | 1.9435 | 1.9435 | 1.9435 | 3.1686 | 3.1686 | 3.1686 | 7.6923 | 7.6923 | 14.3609 | 14.3609 | 14.3609 | 14.3609 | 14.3609 | 14.3609 | 14.3609 | 14.3609 | 14.3609 | 14.3609 | 14.3609
8066 | Jim Bridger | 1 | 8066¦1 | WY | 577.9 | 3540732.3333 | 1.5919 | 1.5919 | 1.5919 | 1.5919 | 2.9084 | 2.9084 | 2.9084 | 6.4052 | 6.4052 | 13.2656 | 13.2656 | 13.2656 | 13.2656 | 17.8464 | 17.8464 | 17.8464 | 17.8464 | 17.8464 | 17.8464 | 17.8464
8066 | Jim Bridger | 2 | 8066¦2 | WY | 577.9 | 3506403.3333 | 1.6007 | 1.6007 | 1.6007 | 1.6007 | 2.919 | 2.919 | 2.919 | 6.4479 | 6.4479 | 13.3695 | 13.3695 | 13.3695 | 13.3695 | 17.9908 | 17.9908 | 17.9908 | 17.9908 | 17.9908 | 17.9908 | 17.9908
8066 | Jim Bridger | 3 | 8066¦3 | WY | 577.9 | 3642184.3333 | 1.5682 | 1.5682 | 1.5682 | 1.5682 | 2.8796 | 2.8796 | 2.8796 | 6.2853 | 6.2853 | 13.0022 | 13.0022 | 13.0022 | 13.0022 | 17.4674 | 17.4674 | 17.4674 | 17.4674 | 17.4674 | 17.4674 | 17.4674
8066 | Jim Bridger | 4 | 8066¦4 | WY | 584 | 3463363.6667 | 1.6034 | 1.6034 | 1.6034 | 1.6034 | 2.9237 | 2.9237 | 2.9237 | 6.5116 | 6.5116 | 13.5846 | 13.5846 | 13.5846 | 13.5846 | 18.2941 | 18.2941 | 18.2941 | 18.2941 | 18.2941 | 18.2941 | 18.2941
8069 | Huntington | 1 | 8069¦1 | UT | 498 | 3263492.3333 | 1.3798 | 1.3798 | 1.3798 | 1.3798 | 2.5861 | 2.5861 | 2.5861 | 7.7871 | 7.7871 | 14.0173 | 14.0173 | 14.0173 | 14.0173 | 18.0501 | 18.0501 | 18.0501 | 18.0501 | 18.0501 | 18.0501 | 18.0501
8069 | Huntington | 2 | 8069¦2 | UT | 498 | 3340212.6667 | 1.8762 | 1.8762 | 1.8762 | 1.8762 | 3.0781 | 3.0781 | 3.0781 | 8.1641 | 8.1641 | 14.2954 | 14.2954 | 14.2954 | 14.2954 | 14.2954 | 14.2954 | 14.2954 | 14.2954 | 14.2954 | 14.2954 | 14.2954
2936 | Painesville | 3 | 2936¦3 | OH | 7.5 | 190.3333 | 2139.2165 | 2139.2165 | 2139.2165 | 2139.2165 | 2139.2165 | 2139.2165 | 2139.2165 | 2139.2165 | 2139.2165 | 2139.2165 | 2139.2165 | 2139.2165 | 2139.2165 | 2139.2165 | 2139.2165 | 2139.2165 | 2139.2165 | 2139.2165 | 2139.2165 | 2139.2165
2936 | Painesville | 5 | 2936¦5 | OH | 16.5 | 1698.6667 | 240.4507 | 240.4507 | 240.4507 | 240.4507 | 240.4507 | 240.4507 | 240.4507 | 240.4507 | 240.4507 | 240.4507 | 240.4507 | 240.4507 | 240.4507 | 240.4507 | 240.4507 | 240.4507 | 240.4507 | 240.4507 | 240.4507 | 240.4507
2936 | Painesville | 7 | 2936¦7 | OH | 22 | 9789.3333 | 41.8035 | 41.8035 | 41.8035 | 41.8035 | 41.8035 | 41.8035 | 41.8035 | 41.8035 | 41.8035 | 41.8035 | 41.8035 | 41.8035 | 41.8035 | 41.8035 | 41.8035 | 41.8035 | 41.8035 | 41.8035 | 41.8035 | 41.8035
2936 | Painesville | ST2 | 2936¦ST2 | OH | 7.5 | 0.66667 | 610746.3127 | 610746.3127 | 610746.3127 | 610746.3127 | 610746.3127 | 610746.3127 | 610746.3127 | 610746.3127 | 610746.3127 | 610746.3127 | 610746.3127 | 610746.3127 | 610746.3127 | 610746.3127 | 610746.3127 | 610746.3127 | 610746.3127 | 610746.3127 | 610746.3127 | 610746.3127
50776 | Panther Creek Energy Facility | GEN1 | 50776¦GEN1 | PA | 94 | 413427 | 6.9081 | 6.9081 | 6.9081 | 6.9081 | 10.1154 | 10.1154 | 10.1154 | 50.8871 | 80.4399 | 95.6089 | 95.6089 | 95.6089 | 95.6089 | 95.6089 | 95.6089 | 95.6089 | 95.6089 | 95.6089 | 95.6089 | 95.6089
564 | Stanton Energy Center | 1 | 564¦1 | FL | 464.5 | 1535275 | 2.1036 | 2.1036 | 2.1036 | 2.1036 | 3.5938 | 3.5938 | 3.5938 | 14.2808 | 14.2808 | 26.4454 | 26.4454 | 26.4454 | 26.4454 | 34.5261 | 34.5261 | 34.5261 | 34.5261 | 34.5261 | 34.5261 | 34.5261
564 | Stanton Energy Center | 2 | 564¦2 | FL | 464.5 | 2217543.6667 | 2.8561 | 2.8561 | 2.8561 | 2.8561 | 4.2222 | 4.2222 | 4.2222 | 11.6539 | 11.6539 | 11.6539 | 11.6539 | 11.6539 | 11.6539 | 17.3807 | 17.3807 | 17.3807 | 17.3807 | 17.3807 | 17.3807 | 17.3807
1037 | Peru (IN) | 2 | 1037¦2 | IN | 22 | 26 | 0 | 0 | 0 | 0 | 0 | 0 | 0 | 0 | 0 | 0 | 0 | 0 | 0 | 0 | 0 | 0 | 0 | 0 | 0 | 0
1037 | Peru (IN) | 3 | 1037¦3 | IN | 12.5 | 157.6667 | 0 | 0 | 0 | 0 | 0 | 0 | 0 | 0 | 0 | 0 | 0 | 0 | 0 | 0 | 0 | 0 | 0 | 0 | 0 | 0
50974 | Scrubgrass Generating Company LP | GEN1 | 50974¦GEN1 | PA | 94.7 | 400149.6667 | 7.2367 | 7.2367 | 7.2367 | 7.2367 | 10.2629 | 10.2629 | 10.2629 | 52.3817 | 52.3817 | 52.3817 | 52.3817 | 52.3817 | 52.3817 | 52.3817 | 52.3817 | 52.3817 | 52.3817 | 52.3817 | 52.3817 | 52.3817
6761 | Rawhide | 1 | 6761¦1 | CO | 293.6 | 2212196 | 3.1524 | 3.1524 | 3.1524 | 3.1524 | 3.1524 | 3.1524 | 3.1524 | 10.8809 | 10.8809 | 16.8593 | 16.8593 | 16.8593 | 16.8593 | 16.8593 | 16.8593 | 16.8593 | 16.8593 | 16.8593 | 16.8593 | 16.8593
2403 | PSEG Hudson Generating Station | 2 | 2403¦2 | NJ | 659.7 | 971229 | 5.5474 | 5.5474 | 5.5474 | 5.5474 | 5.5474 | 5.5474 | 5.5474 | 30.9744 | 30.9744 | 30.9744 | 30.9744 | 30.9744 | 30.9744 | 30.9744 | 30.9744 | 30.9744 | 30.9744 | 30.9744 | 30.9744 | 30.9744
2408 | PSEG Mercer Generating Station | 1 | 2408¦1 | NJ | 326.4 | 148837.6667 | 14.6915 | 14.6915 | 14.6915 | 14.6915 | 14.6915 | 14.6915 | 14.6915 | 144.3008 | 144.3008 | 144.3008 | 144.3008 | 144.3008 | 144.3008 | 144.3008 | 144.3008 | 144.3008 | 144.3008 | 144.3008 | 144.3008 | 144.3008
2408 | PSEG Mercer Generating Station | 2 | 2408¦2 | NJ | 326.4 | 199604.3333 | 11.8666 | 11.8666 | 11.8666 | 11.8666 | 11.8666 | 11.8666 | 11.8666 | 108.5421 | 108.5421 | 108.5421 | 108.5421 | 108.5421 | 108.5421 | 108.5421 | 108.5421 | 108.5421 | 108.5421 | 108.5421 | 108.5421 | 108.5421
6106 | Boardman | 1 | 6106¦1 | OR | 642.2 | 3202274 | 5.8698 | 5.8698 | 5.8698 | 5.8698 | 5.8698 | 5.8698 | 5.8698 | 11.5077 | 21.7104 | 29.6783 | 29.6783 | 29.6783 | 29.6783 | 35.0094 | 35.0094 | 35.0094 | 35.0094 | 35.0094 | 35.0094 | 35.0094
2187 | J E Corette Plant | 1 | 2187¦1 | MT | 172.8 | 542221.6667 | 1.3867 | 1.3867 | 1.3867 | 1.3867 | 1.3867 | 1.3867 | 1.3867 | 32.8052 | 64.5965 | 80.2757 | 80.2757 | 80.2757 | 80.2757 | 91.406 | 91.406 | 91.406 | 91.406 | 91.406 | 91.406 | 91.406
6076 | Colstrip | 1 | 6076¦1 | MT | 358 | 1874335.3333 | 3.2885 | 3.2885 | 3.2885 | 3.2885 | 3.2885 | 3.2885 | 3.2885 | 8.4776 | 8.4776 | 17.3756 | 17.3756 | 17.3756 | 17.3756 | 23.6966 | 23.6966 | 23.6966 | 23.6966 | 23.6966 | 23.6966 | 23.6966
6076 | Colstrip | 2 | 6076¦2 | MT | 358 | 1923094.3333 | 3.3213 | 3.3213 | 3.3213 | 3.3213 | 3.3213 | 3.3213 | 3.3213 | 8.3826 | 8.3826 | 17.0786 | 17.0786 | 17.0786 | 17.0786 | 23.2412 | 23.2412 | 23.2412 | 23.2412 | 23.2412 | 23.2412 | 23.2412
6076 | Colstrip | 3 | 6076¦3 | MT | 778 | 5061001.3333 | 2.5416 | 2.5416 | 2.5416 | 2.5416 | 2.5416 | 2.5416 | 2.5416 | 5.4122 | 5.4122 | 11.9194 | 11.9194 | 11.9194 | 11.9194 | 16.3314 | 16.3314 | 16.3314 | 16.3314 | 16.3314 | 16.3314 | 16.3314
6076 | Colstrip | 4 | 6076¦4 | MT | 778 | 4047817.3333 | 2.6666 | 2.6666 | 2.6666 | 2.6666 | 2.6666 | 2.6666 | 2.6666 | 6.2185 | 6.2185 | 14.0986 | 14.0986 | 14.0986 | 14.0986 | 19.5967 | 19.5967 | 19.5967 | 19.5967 | 19.5967 | 19.5967 | 19.5967
55856 | Prairie State Generating Station | PC1 | 55856¦PC1 | IL | 883 | 5339715 | 2.0895 | 2.0895 | 2.0895 | 2.0895 | 3.1596 | 3.1596 | 3.1596 | 6.8083 | 6.8083 | 6.8083 | 6.8083 | 6.8083 | 6.8083 | 10.6005 | 10.6005 | 10.6005 | 10.6005 | 10.6005 | 10.6005 | 10.6005
55856 | Prairie State Generating Station | PC2 | 55856¦PC2 | IL | 883 | 4325076 | 2.2329 | 2.2329 | 2.2329 | 2.2329 | 3.3324 | 3.3324 | 3.3324 | 7.7467 | 7.7467 | 7.7467 | 7.7467 | 7.7467 | 7.7467 | 12.3295 | 12.3295 | 12.3295 | 12.3295 | 12.3295 | 12.3295 | 12.3295
568 | Bridgeport Station | 3 | 568¦3 | CT | 400 | 542226.6667 | 2.8374 | 2.8374 | 2.8374 | 2.8374 | 2.8374 | 2.8374 | 2.8374 | 47.2519 | 107.5809 | 145.452 | 145.452 | 145.452 | 145.452 | 145.452 | 145.452 | 145.452 | 145.452 | 145.452 | 145.452 | 145.452
469 | Cherokee | 3 | 469¦3 | CO | 170.5 | 994736.3333 | 3.2232 | 3.2232 | 3.2232 | 3.2232 | 4.9736 | 4.9736 | 4.9736 | 14.58 | 14.58 | 23.2776 | 23.2776 | 23.2776 | 23.2776 | 23.2776 | 23.2776 | 23.2776 | 23.2776 | 23.2776 | 23.2776 | 23.2776
469 | Cherokee | 4 | 469¦4 | CO | 380.8 | 1932515.6667 | 2.484 | 2.484 | 2.484 | 2.484 | 3.9053 | 3.9053 | 3.9053 | 11.2374 | 11.2374 | 19.8272 | 19.8272 | 19.8272 | 19.8272 | 19.8272 | 19.8272 | 19.8272 | 19.8272 | 19.8272 | 19.8272 | 19.8272
470 | Comanche (CO) | 1 | 470¦1 | CO | 382.5 | 2075609.6667 | 3.4745 | 3.4745 | 3.4745 | 3.4745 | 3.4745 | 3.4745 | 3.4745 | 8.1301 | 8.1301 | 15.9172 | 15.9172 | 15.9172 | 15.9172 | 15.9172 | 15.9172 | 15.9172 | 15.9172 | 15.9172 | 15.9172 | 15.9172
470 | Comanche (CO) | 2 | 470¦2 | CO | 396 | 2191735.3333 | 3.4278 | 3.4278 | 3.4278 | 3.4278 | 3.4278 | 3.4278 | 3.4278 | 7.9032 | 7.9032 | 15.5891 | 15.5891 | 15.5891 | 15.5891 | 15.5891 | 15.5891 | 15.5891 | 15.5891 | 15.5891 | 15.5891 | 15.5891
470 | Comanche (CO) | 3 | 470¦3 | CO | 856.8 | 4523064 | 2.9922 | 2.9922 | 2.9922 | 2.9922 | 2.9922 | 2.9922 | 2.9922 | 6.194 | 6.194 | 13.3517 | 13.3517 | 13.3517 | 13.3517 | 13.3517 | 13.3517 | 13.3517 | 13.3517 | 13.3517 | 13.3517 | 13.3517
477 | Valmont | 5 | 477¦5 | CO | 191.7 | 1017195 | 2.6514 | 2.6514 | 2.6514 | 2.6514 | 4.2882 | 4.2882 | 4.2882 | 21.0388 | 21.0388 | 29.7148 | 29.7148 | 29.7148 | 29.7148 | 29.7148 | 29.7148 | 29.7148 | 29.7148 | 29.7148 | 29.7148 | 29.7148
525 | Hayden | 1 | 525¦1 | CO | 163.2 | 1174705.3333 | 2.9087 | 2.9087 | 2.9087 | 2.9087 | 4.5945 | 4.5945 | 4.5945 | 13.2374 | 13.2374 | 20.802 | 20.802 | 20.802 | 20.802 | 20.802 | 20.802 | 20.802 | 20.802 | 20.802 | 20.802 | 20.802
525 | Hayden | 2 | 525¦2 | CO | 275.4 | 1761176.6667 | 2.5055 | 2.5055 | 2.5055 | 2.5055 | 3.9868 | 3.9868 | 3.9868 | 11.4406 | 11.4406 | 18.9132 | 18.9132 | 18.9132 | 18.9132 | 18.9132 | 18.9132 | 18.9132 | 18.9132 | 18.9132 | 18.9132 | 18.9132
6248 | Pawnee | 1 | 6248¦1 | CO | 552.3 | 3020947 | 3.6282 | 3.6282 | 3.6282 | 3.6282 | 3.6282 | 3.6282 | 3.6282 | 9.4823 | 9.4823 | 17.0103 | 17.0103 | 17.0103 | 17.0103 | 17.0103 | 17.0103 | 17.0103 | 17.0103 | 17.0103 | 17.0103 | 17.0103
1001 | Cayuga | 1 | 1001¦1 | IN | 531 | 2493987.3333 | 1.692 | 1.692 | 1.692 | 1.692 | 2.9919 | 2.9919 | 2.9919 | 13.6656 | 13.6656 | 22.3892 | 22.3892 | 22.3892 | 22.3892 | 27.9362 | 27.9362 | 27.9362 | 27.9362 | 27.9362 | 27.9362 | 27.9362
1001 | Cayuga | 2 | 1001¦2 | IN | 531 | 2429717 | 1.6862 | 1.6862 | 1.6862 | 1.6862 | 2.9928 | 2.9928 | 2.9928 | 13.9416 | 13.9416 | 22.8565 | 22.8565 | 22.8565 | 22.8565 | 28.5389 | 28.5389 | 28.5389 | 28.5389 | 28.5389 | 28.5389 | 28.5389
1004 | Edwardsport | ST | 1004¦ST | IN | 331.5 | 328396 | 1.4045 | 1.4045 | 1.4045 | 1.4045 | 5.898 | 5.898 | 5.898 | 57.1821 | 155.3502 | 233.934 | 233.934 | 233.934 | 233.934 | 293.7502 | 293.7502 | 293.7502 | 293.7502 | 293.7502 | 293.7502 | 293.7502
1008 | R Gallagher | 2 | 1008¦2 | IN | 150 | 333801.3333 | 11.1937 | 11.1937 | 11.1937 | 11.1937 | 14.223 | 14.223 | 14.223 | 56.3167 | 105.4816 | 129.3224 | 129.3224 | 129.3224 | 129.3224 | 129.3224 | 129.3224 | 129.3224 | 129.3224 | 129.3224 | 129.3224 | 129.3224
1008 | R Gallagher | 4 | 1008¦4 | IN | 150 | 258845.3333 | 11.6221 | 11.6221 | 11.6221 | 11.6221 | 15.1294 | 15.1294 | 15.1294 | 69.3587 | 132.074 | 162.3059 | 162.3059 | 162.3059 | 162.3059 | 162.3059 | 162.3059 | 162.3059 | 162.3059 | 162.3059 | 162.3059 | 162.3059
1010 | Wabash River | 2 | 1010¦2 | IN | 112.5 | 197902.3333 | 0 | 0 | 0 | 0 | 3.9437 | 3.9437 | 3.9437 | 42.189 | 113.9433 | 145.4571 | 145.4571 | 145.4571 | 145.4571 | 165.1923 | 165.1923 | 165.1923 | 165.1923 | 165.1923 | 165.1923 | 165.1923
1010 | Wabash River | 3 | 1010¦3 | IN | 123.2 | 199774.6667 | 0 | 0 | 0 | 0 | 3.9332 | 3.9332 | 3.9332 | 42.6677 | 117.8397 | 151.3053 | 151.3053 | 151.3053 | 151.3053 | 172.3192 | 172.3192 | 172.3192 | 172.3192 | 172.3192 | 172.3192 | 172.3192
1010 | Wabash River | 4 | 1010¦4 | IN | 112.5 | 236884.6667 | 0 | 0 | 0 | 0 | 3.5121 | 3.5121 | 3.5121 | 35.4915 | 96.3875 | 122.8627 | 122.8627 | 122.8627 | 122.8627 | 139.4213 | 139.4213 | 139.4213 | 139.4213 | 139.4213 | 139.4213 | 139.4213
1010 | Wabash River | 5 | 1010¦5 | IN | 125 | 104728.6667 | 0 | 0 | 0 | 0 | 6.3302 | 6.3302 | 6.3302 | 80.336 | 219.5364 | 282.8549 | 282.8549 | 282.8549 | 282.8549 | 323.0139 | 323.0139 | 323.0139 | 323.0139 | 323.0139 | 323.0139 | 323.0139
1010 | Wabash River | 6 | 1010¦6 | IN | 387 | 1098309 | 0 | 0 | 0 | 0 | 1.7012 | 1.7012 | 1.7012 | 18.5679 | 51.821 | 68.0134 | 68.0134 | 68.0134 | 68.0134 | 77.9071 | 77.9071 | 77.9071 | 77.9071 | 77.9071 | 77.9071 | 77.9071
6113 | Gibson | 1 | 6113¦1 | IN | 667.9 | 3941496 | 1.3599 | 1.3599 | 1.3599 | 1.3599 | 2.5482 | 2.5482 | 2.5482 | 5.3972 | 5.3972 | 11.9242 | 11.9242 | 11.9242 | 11.9242 | 16.2115 | 16.2115 | 16.2115 | 16.2115 | 16.2115 | 16.2115 | 16.2115
6113 | Gibson | 2 | 6113¦2 | IN | 667.9 | 3443716.6667 | 1.4174 | 1.4174 | 1.4174 | 1.4174 | 2.6296 | 2.6296 | 2.6296 | 5.8634 | 5.8634 | 13.2353 | 13.2353 | 13.2353 | 13.2353 | 18.0806 | 18.0806 | 18.0806 | 18.0806 | 18.0806 | 18.0806 | 18.0806
6113 | Gibson | 3 | 6113¦3 | IN | 667.9 | 3560620.6667 | 1.4187 | 1.4187 | 1.4187 | 1.4187 | 2.6247 | 2.6247 | 2.6247 | 5.7584 | 5.7584 | 12.9747 | 12.9747 | 12.9747 | 12.9747 | 17.6749 | 17.6749 | 17.6749 | 17.6749 | 17.6749 | 17.6749 | 17.6749
6113 | Gibson | 4 | 6113¦4 | IN | 667.9 | 3345839.3333 | 1.515 | 1.515 | 1.515 | 1.515 | 2.7327 | 2.7327 | 2.7327 | 6.0556 | 6.0556 | 13.5873 | 13.5873 | 13.5873 | 13.5873 | 18.5618 | 18.5618 | 18.5618 | 18.5618 | 18.5618 | 18.5618 | 18.5618
6113 | Gibson | 5 | 6113¦5 | IN | 667.9 | 3613130.3333 | 1.8849 | 1.8849 | 1.8849 | 1.8849 | 3.0883 | 3.0883 | 3.0883 | 6.1792 | 6.1792 | 13.5262 | 13.5262 | 13.5262 | 13.5262 | 18.1643 | 18.1643 | 18.1643 | 18.1643 | 18.1643 | 18.1643 | 18.1643
2364 | Merrimack | 1 | 2364¦1 | NH | 113.6 | 348859.3333 | 5.3353 | 5.3353 | 5.3353 | 5.3353 | 8.0755 | 8.0755 | 8.0755 | 38.9679 | 38.9679 | 55.5226 | 55.5226 | 55.5226 | 55.5226 | 66.8313 | 66.8313 | 66.8313 | 66.8313 | 66.8313 | 66.8313 | 66.8313
2364 | Merrimack | 2 | 2364¦2 | NH | 345.6 | 869077.6667 | 2.7086 | 2.7086 | 2.7086 | 2.7086 | 4.5144 | 4.5144 | 4.5144 | 32.6035 | 32.6035 | 49.101 | 49.101 | 49.101 | 49.101 | 60.2843 | 60.2843 | 60.2843 | 60.2843 | 60.2843 | 60.2843 | 60.2843
2367 | Schiller | 4 | 2367¦4 | NH | 50 | 79457.6667 | 0 | 0 | 0 | 0 | 8.1381 | 8.1381 | 8.1381 | 127.8401 | 237.7794 | 285.5692 | 285.5692 | 285.5692 | 285.5692 | 318.5498 | 318.5498 | 318.5498 | 318.5498 | 318.5498 | 318.5498 | 318.5498
2367 | Schiller | 5 | 2367¦5 | NH | 50 | 327526 | 0.69267 | 0.69267 | 0.69267 | 0.69267 | 4.2307 | 4.2307 | 4.2307 | 33.4021 | 57.0188 | 68.8795 | 68.8795 | 68.8795 | 68.8795 | 68.8795 | 68.8795 | 68.8795 | 68.8795 | 68.8795 | 68.8795 | 68.8795
2367 | Schiller | 6 | 2367¦6 | NH | 50 | 73644 | 0 | 0 | 0 | 0 | 8.6176 | 8.6176 | 8.6176 | 137.7554 | 255.7571 | 307.1669 | 307.1669 | 307.1669 | 307.1669 | 342.7147 | 342.7147 | 342.7147 | 342.7147 | 342.7147 | 342.7147 | 342.7147
2451 | San Juan | 1 | 2451¦1 | NM | 369 | 1999136.3333 | 3.503 | 3.503 | 3.503 | 3.503 | 3.503 | 3.503 | 3.503 | 9.0989 | 9.0989 | 17.2457 | 17.2457 | 17.2457 | 17.2457 | 17.2457 | 17.2457 | 17.2457 | 17.2457 | 17.2457 | 17.2457 | 17.2457
2451 | San Juan | 2 | 2451¦2 | NM | 369 | 2141807 | 3.4139 | 3.4139 | 3.4139 | 3.4139 | 3.4139 | 3.4139 | 3.4139 | 8.6626 | 8.6626 | 16.343 | 16.343 | 16.343 | 16.343 | 16.343 | 16.343 | 16.343 | 16.343 | 16.343 | 16.343 | 16.343
2451 | San Juan | 3 | 2451¦3 | NM | 555 | 2947700 | 3.3279 | 3.3279 | 3.3279 | 3.3279 | 3.3279 | 3.3279 | 3.3279 | 8.0436 | 8.0436 | 15.9076 | 15.9076 | 15.9076 | 15.9076 | 15.9076 | 15.9076 | 15.9076 | 15.9076 | 15.9076 | 15.9076 | 15.9076
2451 | San Juan | 4 | 2451¦4 | NM | 555 | 3278832.3333 | 3.2108 | 3.2108 | 3.2108 | 3.2108 | 3.2108 | 3.2108 | 3.2108 | 7.489 | 7.489 | 14.705 | 14.705 | 14.705 | 14.705 | 14.705 | 14.705 | 14.705 | 14.705 | 14.705 | 14.705 | 14.705
127 | Oklaunion | 1 | 127¦1 | TX | 720 | 3434094 | 1.6678 | 1.6678 | 1.6678 | 1.6678 | 3.0048 | 3.0048 | 3.0048 | 10.6709 | 10.6709 | 19.4075 | 19.4075 | 19.4075 | 19.4075 | 25.0215 | 25.0215 | 25.0215 | 25.0215 | 25.0215 | 25.0215 | 25.0215
2963 | Northeastern | 3 | 2963¦3 | OK | 473 | 3222724.3333 | 0.12935 | 0.12935 | 0.12935 | 0.12935 | 1.4651 | 1.4651 | 1.4651 | 5.3833 | 16.5447 | 22.8434 | 22.8434 | 22.8434 | 22.8434 | 27.1205 | 27.1205 | 27.1205 | 27.1205 | 27.1205 | 27.1205 | 27.1205
2963 | Northeastern | 4 | 2963¦4 | OK | 473 | 3165599.3333 | 0.13168 | 0.13168 | 0.13168 | 0.13168 | 1.4711 | 1.4711 | 1.4711 | 5.4573 | 16.8025 | 23.1985 | 23.1985 | 23.1985 | 23.1985 | 27.5449 | 27.5449 | 27.5449 | 27.5449 | 27.5449 | 27.5449 | 27.5449
3149 | PPL Montour | 1 | 3149¦1 | PA | 864.9 | 3517285.6667 | 3.1314 | 3.1314 | 3.1314 | 3.1314 | 4.3091 | 4.3091 | 4.3091 | 9.4005 | 9.4005 | 9.4005 | 9.4005 | 9.4005 | 9.4005 | 15.04 | 15.04 | 15.04 | 15.04 | 15.04 | 15.04 | 15.04
3149 | PPL Montour | 11 | 3149¦11 | PA | 17.2 | 100.6667 | 20360.1138 | 20360.1138 | 20360.1138 | 20360.1138 | 20360.1138 | 20360.1138 | 20360.1138 | 20360.1138 | 20360.1138 | 20360.1138 | 20360.1138 | 20360.1138 | 20360.1138 | 20360.1138 | 20360.1138 | 20360.1138 | 20360.1138 | 20360.1138 | 20360.1138 | 20360.1138
3149 | PPL Montour | 2 | 3149¦2 | PA | 893 | 3788426.3333 | 3.0925 | 3.0925 | 3.0925 | 3.0925 | 4.2562 | 4.2562 | 4.2562 | 9.0959 | 9.0959 | 9.0959 | 9.0959 | 9.0959 | 9.0959 | 14.4891 | 14.4891 | 14.4891 | 14.4891 | 14.4891 | 14.4891 | 14.4891
3140 | PPL Brunner Island | 1 | 3140¦1 | PA | 363.3 | 1266657.6667 | 2.8578 | 2.8578 | 2.8578 | 2.8578 | 4.3727 | 4.3727 | 4.3727 | 16.1539 | 16.1539 | 27.7909 | 27.7909 | 27.7909 | 27.7909 | 27.7909 | 27.7909 | 27.7909 | 27.7909 | 27.7909 | 27.7909 | 27.7909
3140 | PPL Brunner Island | 2 | 3140¦2 | PA | 405 | 1708928.6667 | 1.891 | 1.891 | 1.891 | 1.891 | 3.2822 | 3.2822 | 3.2822 | 14.5347 | 14.5347 | 24.2191 | 24.2191 | 24.2191 | 24.2191 | 30.5166 | 30.5166 | 30.5166 | 30.5166 | 30.5166 | 30.5166 | 30.5166
3140 | PPL Brunner Island | 3 | 3140¦3 | PA | 847.8 | 3225533.6667 | 1.6222 | 1.6222 | 1.6222 | 1.6222 | 2.8312 | 2.8312 | 2.8312 | 13.3352 | 13.3352 | 23.0904 | 23.0904 | 23.0904 | 23.0904 | 29.1756 | 29.1756 | 29.1756 | 29.1756 | 29.1756 | 29.1756 | 29.1756
3118 | Conemaugh | 1 | 3118¦1 | PA | 936 | 5593951.3333 | 2.5163 | 2.5163 | 2.5163 | 2.5163 | 3.5948 | 3.5948 | 3.5948 | 6.9329 | 6.9329 | 6.9329 | 6.9329 | 6.9329 | 6.9329 | 10.7726 | 10.7726 | 10.7726 | 10.7726 | 10.7726 | 10.7726 | 10.7726
3118 | Conemaugh | 2 | 3118¦2 | PA | 936 | 5536344.3333 | 2.4879 | 2.4879 | 2.4879 | 2.4879 | 3.5676 | 3.5676 | 3.5676 | 6.9382 | 6.9382 | 6.9382 | 6.9382 | 6.9382 | 6.9382 | 10.8134 | 10.8134 | 10.8134 | 10.8134 | 10.8134 | 10.8134 | 10.8134
3136 | Keystone | 1 | 3136¦1 | PA | 936 | 5432636.6667 | 1.5443 | 1.5443 | 1.5443 | 1.5443 | 2.616 | 2.616 | 2.616 | 6.0326 | 6.0326 | 12.375 | 12.375 | 12.375 | 12.375 | 16.2839 | 16.2839 | 16.2839 | 16.2839 | 16.2839 | 16.2839 | 16.2839
3136 | Keystone | 2 | 3136¦2 | PA | 936 | 5734809.3333 | 1.4944 | 1.4944 | 1.4944 | 1.4944 | 2.5595 | 2.5595 | 2.5595 | 5.807 | 5.807 | 11.9168 | 11.9168 | 11.9168 | 11.9168 | 15.642 | 15.642 | 15.642 | 15.642 | 15.642 | 15.642 | 15.642
1040 | Whitewater Valley | 1 | 1040¦1 | IN | 33 | 4538 | 102.0889 | 102.0889 | 102.0889 | 102.0889 | 202.6363 | 202.6363 | 202.6363 | 2050.6104 | 3496.1879 | 4101.495 | 4101.495 | 4101.495 | 4101.495 | 4101.495 | 4101.495 | 4101.495 | 4101.495 | 4101.495 | 4101.495 | 4101.495
1040 | Whitewater Valley | 2 | 1040¦2 | IN | 60.9 | 9516 | 137.7738 | 137.7738 | 137.7738 | 137.7738 | 190.975 | 190.975 | 190.975 | 1678.951 | 2702.2909 | 3161.4387 | 3161.4387 | 3161.4387 | 3161.4387 | 3161.4387 | 3161.4387 | 3161.4387 | 3161.4387 | 3161.4387 | 3161.4387 | 3161.4387
2008 | Silver Lake | 2 | 2008¦2 | MN | 12 | 21.3333 | 19115.8565 | 19115.8565 | 19115.8565 | 19115.8565 | 19115.8565 | 19115.8565 | 19115.8565 | 19115.8565 | 19115.8565 | 19115.8565 | 19115.8565 | 19115.8565 | 19115.8565 | 19115.8565 | 19115.8565 | 19115.8565 | 19115.8565 | 19115.8565 | 19115.8565 | 19115.8565
2008 | Silver Lake | 3 | 2008¦3 | MN | 25 | 4394.3333 | 116.8281 | 116.8281 | 116.8281 | 116.8281 | 289.2509 | 289.2509 | 289.2509 | 2138.1295 | 6695.1373 | 11600.917 | 11600.917 | 11600.917 | 11600.917 | 14641.3319 | 14641.3319 | 14641.3319 | 14641.3319 | 14641.3319 | 14641.3319 | 14641.3319
2008 | Silver Lake | 4 | 2008¦4 | MN | 54 | 13823 | 229.3688 | 229.3688 | 229.3688 | 229.3688 | 305.3155 | 305.3155 | 305.3155 | 1348.6356 | 1348.6356 | 1348.6356 | 1348.6356 | 1348.6356 | 1348.6356 | 1348.6356 | 1348.6356 | 1348.6356 | 1348.6356 | 1348.6356 | 1348.6356 | 1348.6356
55749 | Hardin Generator Project | UNT1 | 55749¦UNT1 | MT | 115.7 | 360693.3333 | 7.7544 | 7.7544 | 7.7544 | 7.7544 | 7.7544 | 7.7544 | 7.7544 | 54.4218 | 54.4218 | 71.9985 | 71.9985 | 71.9985 | 71.9985 | 71.9985 | 71.9985 | 71.9985 | 71.9985 | 71.9985 | 71.9985 | 71.9985
4941 | Navajo | NAV1 | 4941¦NAV1 | AZ | 803.1 | 5574498.3333 | 1.2018 | 1.2018 | 1.2018 | 1.2018 | 2.3128 | 2.3128 | 2.3128 | 4.8826 | 4.8826 | 10.4755 | 10.4755 | 10.4755 | 10.4755 | 14.0058 | 14.0058 | 14.0058 | 14.0058 | 14.0058 | 14.0058 | 14.0058
4941 | Navajo | NAV2 | 4941¦NAV2 | AZ | 803.1 | 5545884.6667 | 1.2008 | 1.2008 | 1.2008 | 1.2008 | 2.3124 | 2.3124 | 2.3124 | 4.8948 | 4.8948 | 10.5135 | 10.5135 | 10.5135 | 10.5135 | 14.0598 | 14.0598 | 14.0598 | 14.0598 | 14.0598 | 14.0598 | 14.0598
4941 | Navajo | NAV3 | 4941¦NAV3 | AZ | 803.1 | 5651919.3333 | 1.2018 | 1.2018 | 1.2018 | 1.2018 | 2.3112 | 2.3112 | 2.3112 | 4.8477 | 4.8477 | 10.3932 | 10.3932 | 10.3932 | 10.3932 | 13.8809 | 13.8809 | 13.8809 | 13.8809 | 13.8809 | 13.8809 | 13.8809
6177 | Coronado | CO1 | 6177¦CO1 | AZ | 410.9 | 2817865 | 2.7547 | 2.7547 | 2.7547 | 2.7547 | 2.7547 | 2.7547 | 2.7547 | 8.5667 | 8.5667 | 15.5081 | 15.5081 | 15.5081 | 15.5081 | 20.0557 | 20.0557 | 20.0557 | 20.0557 | 20.0557 | 20.0557 | 20.0557
6177 | Coronado | CO2 | 6177¦CO2 | AZ | 410.9 | 2779843 | 2.7657 | 2.7657 | 2.7657 | 2.7657 | 2.7657 | 2.7657 | 2.7657 | 8.6558 | 8.6558 | 15.2921 | 15.2921 | 15.2921 | 15.2921 | 19.8959 | 19.8959 | 19.8959 | 19.8959 | 19.8959 | 19.8959 | 19.8959
6181 | J T Deely | 1 | 6181¦1 | TX | 486 | 2130182.3333 | 0.60936 | 0.60936 | 0.60936 | 0.60936 | 2.0512 | 2.0512 | 2.0512 | 8.0239 | 24.6524 | 33.7175 | 33.7175 | 33.7175 | 33.7175 | 33.7175 | 33.7175 | 33.7175 | 33.7175 | 33.7175 | 33.7175 | 33.7175
6181 | J T Deely | 2 | 6181¦2 | TX | 446 | 2572659.6667 | 0.5683 | 0.5683 | 0.5683 | 0.5683 | 1.96 | 1.96 | 1.96 | 6.7174 | 20.0319 | 27.1808 | 27.1808 | 27.1808 | 27.1808 | 27.1808 | 27.1808 | 27.1808 | 27.1808 | 27.1808 | 27.1808 | 27.1808
7097 | J K Spruce | 1 | 7097¦1 | TX | 566 | 3925069 | 1.815 | 1.815 | 1.815 | 1.815 | 3.0564 | 3.0564 | 3.0564 | 6.9297 | 6.9297 | 12.77 | 12.77 | 12.77 | 12.77 | 12.77 | 12.77 | 12.77 | 12.77 | 12.77 | 12.77 | 12.77
7097 | J K Spruce | 2 | 7097¦2 | TX | 878 | 4790594 | 1.7095 | 1.7095 | 1.7095 | 1.7095 | 2.9118 | 2.9118 | 2.9118 | 7.134 | 7.134 | 13.8022 | 13.8022 | 13.8022 | 13.8022 | 13.8022 | 13.8022 | 13.8022 | 13.8022 | 13.8022 | 13.8022 | 13.8022
6183 | San Miguel | 1 | 6183¦1 | TX | 410 | 2584461 | 2.1875 | 2.1875 | 2.1875 | 2.1875 | 3.8661 | 3.8661 | 3.8661 | 14.4876 | 14.4876 | 22.4134 | 22.4134 | 22.4134 | 22.4134 | 28.0422 | 28.0422 | 28.0422 | 28.0422 | 28.0422 | 28.0422 | 28.0422
8224 | North Valmy | 1 | 8224¦1 | NV | 277.2 | 1193500.6667 | 1.0079 | 1.0079 | 1.0079 | 1.0079 | 2.6786 | 2.6786 | 2.6786 | 12.4123 | 33.435 | 44.2273 | 44.2273 | 44.2273 | 44.2273 | 44.2273 | 44.2273 | 44.2273 | 44.2273 | 44.2273 | 44.2273 | 44.2273
8224 | North Valmy | 2 | 8224¦2 | NV | 289.8 | 1111377.6667 | 3.2743 | 3.2743 | 3.2743 | 3.2743 | 4.9806 | 4.9806 | 4.9806 | 15.6511 | 15.6511 | 27.6413 | 27.6413 | 27.6413 | 27.6413 | 27.6413 | 27.6413 | 27.6413 | 27.6413 | 27.6413 | 27.6413 | 27.6413
6768 | Sikeston Power Station | 1 | 6768¦1 | MO | 261 | 1648802.3333 | 3.1294 | 3.1294 | 3.1294 | 3.1294 | 4.6935 | 4.6935 | 4.6935 | 20.0154 | 20.0154 | 20.0154 | 20.0154 | 20.0154 | 20.0154 | 25.1926 | 25.1926 | 25.1926 | 25.1926 | 25.1926 | 25.1926 | 25.1926
3113 | Portland (PA) | 1 | 3113¦1 | PA | 172 | 131056.3333 | 0 | 0 | 0 | 0 | 5.6268 | 5.6268 | 5.6268 | 107.5267 | 248.7781 | 313.3151 | 313.3151 | 313.3151 | 313.3151 | 358.3931 | 358.3931 | 358.3931 | 358.3931 | 358.3931 | 358.3931 | 358.3931
3113 | Portland (PA) | 2 | 3113¦2 | PA | 255 | 60103.3333 | 0 | 0 | 0 | 0 | 11.1995 | 11.1995 | 11.1995 | 293.9866 | 690.2213 | 901.9442 | 901.9442 | 901.9442 | 901.9442 | 1036.2862 | 1036.2862 | 1036.2862 | 1036.2862 | 1036.2862 | 1036.2862 | 1036.2862
3131 | Shawville | 1 | 3131¦1 | PA | 125 | 301575.3333 | 1.4256 | 1.4256 | 1.4256 | 1.4256 | 4.467 | 4.467 | 4.467 | 32.0638 | 83.8145 | 83.8145 | 83.8145 | 83.8145 | 83.8145 | 98.0255 | 98.0255 | 98.0255 | 98.0255 | 98.0255 | 98.0255 | 98.0255
3131 | Shawville | 2 | 3131¦2 | PA | 125 | 373109.3333 | 1.5195 | 1.5195 | 1.5195 | 1.5195 | 4.2258 | 4.2258 | 4.2258 | 26.5733 | 69.638 | 69.638 | 69.638 | 69.638 | 69.638 | 81.2072 | 81.2072 | 81.2072 | 81.2072 | 81.2072 | 81.2072 | 81.2072
3131 | Shawville | 3 | 3131¦3 | PA | 188 | 573262.3333 | 1.1786 | 1.1786 | 1.1786 | 1.1786 | 3.3691 | 3.3691 | 3.3691 | 25.6351 | 62.9811 | 62.9811 | 62.9811 | 62.9811 | 62.9811 | 73.5024 | 73.5024 | 73.5024 | 73.5024 | 73.5024 | 73.5024 | 73.5024
3131 | Shawville | 4 | 3131¦4 | PA | 188 | 518424.6667 | 0 | 0 | 0 | 0 | 2.2939 | 2.2939 | 2.2939 | 26.9301 | 67.7972 | 85.0522 | 85.0522 | 85.0522 | 85.0522 | 96.6408 | 96.6408 | 96.6408 | 96.6408 | 96.6408 | 96.6408 | 96.6408
3287 | McMeekin | 1 | 3287¦1 | SC | 146.8 | 399379 | 0.75059 | 0.75059 | 0.75059 | 0.75059 | 3.2355 | 3.2355 | 3.2355 | 38.1996 | 76.1218 | 92.6875 | 92.6875 | 92.6875 | 92.6875 | 92.6875 | 92.6875 | 92.6875 | 92.6875 | 92.6875 | 92.6875 | 92.6875
3287 | McMeekin | 2 | 3287¦2 | SC | 146.8 | 501516.6667 | 0.68344 | 0.68344 | 0.68344 | 0.68344 | 2.8973 | 2.8973 | 2.8973 | 30.7704 | 61.5139 | 74.9231 | 74.9231 | 74.9231 | 74.9231 | 74.9231 | 74.9231 | 74.9231 | 74.9231 | 74.9231 | 74.9231 | 74.9231
3297 | Wateree | 1 | 3297¦1 | SC | 385.9 | 1755417.3333 | 2.7208 | 2.7208 | 2.7208 | 2.7208 | 4.1234 | 4.1234 | 4.1234 | 13.4887 | 13.4887 | 22.2219 | 22.2219 | 22.2219 | 22.2219 | 22.2219 | 22.2219 | 22.2219 | 22.2219 | 22.2219 | 22.2219 | 22.2219
3297 | Wateree | 2 | 3297¦2 | SC | 385.9 | 1635452.3333 | 2.876 | 2.876 | 2.876 | 2.876 | 4.3036 | 4.3036 | 4.3036 | 14.3363 | 14.3363 | 23.6812 | 23.6812 | 23.6812 | 23.6812 | 23.6812 | 23.6812 | 23.6812 | 23.6812 | 23.6812 | 23.6812 | 23.6812
7210 | Cope | ST1 | 7210¦ST1 | SC | 417.3 | 2469291 | 2.0864 | 2.0864 | 2.0864 | 2.0864 | 3.3028 | 3.3028 | 3.3028 | 10.2225 | 10.2225 | 16.6164 | 16.6164 | 16.6164 | 16.6164 | 16.6164 | 16.6164 | 16.6164 | 16.6164 | 16.6164 | 16.6164 | 16.6164
130 | Cross | 1 | 130¦1 | SC | 590.9 | 2650302.3333 | 2.6136 | 2.6136 | 2.6136 | 2.6136 | 3.8296 | 3.8296 | 3.8296 | 8.272 | 8.272 | 8.272 | 8.272 | 8.272 | 8.272 | 13.6692 | 13.6692 | 13.6692 | 13.6692 | 13.6692 | 13.6692 | 13.6692
130 | Cross | 2 | 130¦2 | SC | 556.2 | 1329655.6667 | 3.744 | 3.744 | 3.744 | 3.744 | 5.196 | 5.196 | 5.196 | 13.711 | 13.711 | 13.711 | 13.711 | 13.711 | 13.711 | 23.5743 | 23.5743 | 23.5743 | 23.5743 | 23.5743 | 23.5743 | 23.5743
130 | Cross | 3 | 130¦3 | SC | 591 | 4089196.3333 | 2.246 | 2.246 | 2.246 | 2.246 | 3.378 | 3.378 | 3.378 | 6.2872 | 6.2872 | 6.2872 | 6.2872 | 6.2872 | 6.2872 | 9.9346 | 9.9346 | 9.9346 | 9.9346 | 9.9346 | 9.9346 | 9.9346
130 | Cross | 4 | 130¦4 | SC | 652 | 4471263.3333 | 2.1835 | 2.1835 | 2.1835 | 2.1835 | 3.2997 | 3.2997 | 3.2997 | 6.1012 | 6.1012 | 6.1012 | 6.1012 | 6.1012 | 6.1012 | 9.7173 | 9.7173 | 9.7173 | 9.7173 | 9.7173 | 9.7173 | 9.7173
6249 | Winyah | 1 | 6249¦1 | SC | 315 | 780909 | 4.5147 | 4.5147 | 4.5147 | 4.5147 | 6.4093 | 6.4093 | 6.4093 | 20.8491 | 20.8491 | 20.8491 | 20.8491 | 20.8491 | 20.8491 | 32.4882 | 32.4882 | 32.4882 | 32.4882 | 32.4882 | 32.4882 | 32.4882
6249 | Winyah | 2 | 6249¦2 | SC | 315 | 670769.6667 | 3.796 | 3.796 | 3.796 | 3.796 | 5.8139 | 5.8139 | 5.8139 | 22.6231 | 22.6231 | 41.7525 | 41.7525 | 41.7525 | 41.7525 | 55.2319 | 55.2319 | 55.2319 | 55.2319 | 55.2319 | 55.2319 | 55.2319
6249 | Winyah | 3 | 6249¦3 | SC | 315 | 783792.3333 | 4.5565 | 4.5565 | 4.5565 | 4.5565 | 6.4484 | 6.4484 | 6.4484 | 20.835 | 20.835 | 20.835 | 20.835 | 20.835 | 20.835 | 32.4329 | 32.4329 | 32.4329 | 32.4329 | 32.4329 | 32.4329 | 32.4329
6249 | Winyah | 4 | 6249¦4 | SC | 315 | 595059.3333 | 5.4507 | 5.4507 | 5.4507 | 5.4507 | 7.58 | 7.58 | 7.58 | 26.5267 | 26.5267 | 26.5267 | 26.5267 | 26.5267 | 26.5267 | 41.6662 | 41.6662 | 41.6662 | 41.6662 | 41.6662 | 41.6662 | 41.6662
3298 | Williams | ST1 | 3298¦ST1 | SC | 632.7 | 3588644 | 2.3208 | 2.3208 | 2.3208 | 2.3208 | 3.4694 | 3.4694 | 3.4694 | 13.9155 | 13.9155 | 13.9155 | 13.9155 | 13.9155 | 13.9155 | 18.2093 | 18.2093 | 18.2093 | 18.2093 | 18.2093 | 18.2093 | 18.2093
6061 | R D Morrow | 1 | 6061¦1 | MS | 200 | 378038.3333 | 7.9425 | 7.9425 | 7.9425 | 7.9425 | 10.6525 | 10.6525 | 10.6525 | 51.5207 | 51.5207 | 51.5207 | 51.5207 | 51.5207 | 51.5207 | 68.6173 | 68.6173 | 68.6173 | 68.6173 | 68.6173 | 68.6173 | 68.6173
6061 | R D Morrow | 2 | 6061¦2 | MS | 200 | 563956.3333 | 6.1872 | 6.1872 | 6.1872 | 6.1872 | 8.4159 | 8.4159 | 8.4159 | 35.8585 | 35.8585 | 35.8585 | 35.8585 | 35.8585 | 35.8585 | 47.4623 | 47.4623 | 47.4623 | 47.4623 | 47.4623 | 47.4623 | 47.4623
976 | Marion | 1 | 976¦1 | IL | 33 | 224565.3333 | 1.0882 | 1.0882 | 1.0882 | 1.0882 | 5.0974 | 5.0974 | 5.0974 | 35.5405 | 63.3145 | 63.3145 | 63.3145 | 63.3145 | 63.3145 | 63.3145 | 63.3145 | 63.3145 | 63.3145 | 63.3145 | 63.3145 | 63.3145
976 | Marion | 2 | 976¦2 | IL | 33 | 246196.6667 | 1.0617 | 1.0617 | 1.0617 | 1.0617 | 4.8996 | 4.8996 | 4.8996 | 32.7187 | 58.2062 | 58.2062 | 58.2062 | 58.2062 | 58.2062 | 58.2062 | 58.2062 | 58.2062 | 58.2062 | 58.2062 | 58.2062 | 58.2062
976 | Marion | 3 | 976¦3 | IL | 33 | 231920.3333 | 1.0786 | 1.0786 | 1.0786 | 1.0786 | 5.026 | 5.026 | 5.026 | 34.522 | 61.4707 | 61.4707 | 61.4707 | 61.4707 | 61.4707 | 61.4707 | 61.4707 | 61.4707 | 61.4707 | 61.4707 | 61.4707 | 61.4707
976 | Marion | 4 | 976¦4 | IL | 173 | 1017263.6667 | 5.1369 | 5.1369 | 5.1369 | 5.1369 | 6.9953 | 6.9953 | 6.9953 | 33.1881 | 33.1881 | 33.1881 | 33.1881 | 33.1881 | 33.1881 | 39.3369 | 39.3369 | 39.3369 | 39.3369 | 39.3369 | 39.3369 | 39.3369
1012 | F B Culley | 2 | 1012¦2 | IN | 103.7 | 233648.3333 | 7.5484 | 7.5484 | 7.5484 | 7.5484 | 11.0089 | 11.0089 | 11.0089 | 59.6931 | 59.6931 | 82.2003 | 82.2003 | 82.2003 | 82.2003 | 97.8462 | 97.8462 | 97.8462 | 97.8462 | 97.8462 | 97.8462 | 97.8462
1012 | F B Culley | 3 | 1012¦3 | IN | 265.2 | 1454051.6667 | 3.7516 | 3.7516 | 3.7516 | 3.7516 | 5.3046 | 5.3046 | 5.3046 | 22.3537 | 22.3537 | 22.3537 | 22.3537 | 22.3537 | 22.3537 | 22.3537 | 22.3537 | 22.3537 | 22.3537 | 22.3537 | 22.3537 | 22.3537
6137 | A B Brown | 1 | 6137¦1 | IN | 265.2 | 1354432.3333 | 4.6636 | 4.6636 | 4.6636 | 4.6636 | 6.27 | 6.27 | 6.27 | 17.972 | 17.972 | 17.972 | 17.972 | 17.972 | 17.972 | 17.972 | 17.972 | 17.972 | 17.972 | 17.972 | 17.972 | 17.972
6137 | A B Brown | 2 | 6137¦2 | IN | 265.2 | 1254435 | 2.7362 | 2.7362 | 2.7362 | 2.7362 | 4.3763 | 4.3763 | 4.3763 | 16.9962 | 16.9962 | 26.7563 | 26.7563 | 26.7563 | 26.7563 | 33.3593 | 33.3593 | 33.3593 | 33.3593 | 33.3593 | 33.3593 | 33.3593
6138 | Flint Creek | 1 | 6138¦1 | AR | 558 | 3497600.6667 | 1.8293 | 1.8293 | 1.8293 | 1.8293 | 3.1731 | 3.1731 | 3.1731 | 8.2589 | 8.2589 | 15.2688 | 15.2688 | 15.2688 | 15.2688 | 19.8386 | 19.8386 | 19.8386 | 19.8386 | 19.8386 | 19.8386 | 19.8386
6139 | Welsh | 1 | 6139¦1 | TX | 558 | 3022758.6667 | 0.13837 | 0.13837 | 0.13837 | 0.13837 | 1.5463 | 1.5463 | 1.5463 | 5.2658 | 18.6489 | 26.5672 | 26.5672 | 26.5672 | 26.5672 | 31.9059 | 31.9059 | 31.9059 | 31.9059 | 31.9059 | 31.9059 | 31.9059
6139 | Welsh | 2 | 6139¦2 | TX | 558 | 2810984 | 0.14879 | 0.14879 | 0.14879 | 0.14879 | 1.5733 | 1.5733 | 1.5733 | 5.5617 | 19.7912 | 28.1926 | 28.1926 | 28.1926 | 28.1926 | 33.9005 | 33.9005 | 33.9005 | 33.9005 | 33.9005 | 33.9005 | 33.9005
6139 | Welsh | 3 | 6139¦3 | TX | 558 | 3171361.6667 | 0.13188 | 0.13188 | 0.13188 | 0.13188 | 1.5294 | 1.5294 | 1.5294 | 5.0818 | 17.8919 | 25.494 | 25.494 | 25.494 | 25.494 | 30.603 | 30.603 | 30.603 | 30.603 | 30.603 | 30.603 | 30.603
7902 | Pirkey | 1 | 7902¦1 | TX | 721 | 4781417.3333 | 1.3427 | 1.3427 | 1.3427 | 1.3427 | 2.7549 | 2.7549 | 2.7549 | 8.525 | 8.525 | 15.0634 | 15.0634 | 15.0634 | 15.0634 | 19.5774 | 19.5774 | 19.5774 | 19.5774 | 19.5774 | 19.5774 | 19.5774
56564 | John W Turk Jr Power Plant | 1 | 56564¦1 | AR | 609 | 4422641 | 1.9813 | 1.9813 | 1.9813 | 1.9813 | 2.6763 | 2.6763 | 2.6763 | 6.79 | 6.79 | 6.79 | 6.79 | 6.79 | 6.79 | 6.79 | 6.79 | 6.79 | 6.79 | 6.79 | 6.79 | 6.79
6193 | Harrington | 1 | 6193¦1 | TX | 360 | 1950737.3333 | 0.23687 | 0.23687 | 0.23687 | 0.23687 | 1.743 | 1.743 | 1.743 | 7.0889 | 22.1307 | 30.2074 | 30.2074 | 30.2074 | 30.2074 | 35.8554 | 35.8554 | 35.8554 | 35.8554 | 35.8554 | 35.8554 | 35.8554
6193 | Harrington | 2 | 6193¦2 | TX | 360 | 1858522 | 0.84498 | 0.84498 | 0.84498 | 0.84498 | 2.367 | 2.367 | 2.367 | 7.9713 | 23.6593 | 32.1164 | 32.1164 | 32.1164 | 32.1164 | 32.1164 | 32.1164 | 32.1164 | 32.1164 | 32.1164 | 32.1164 | 32.1164
6193 | Harrington | 3 | 6193¦3 | TX | 360 | 2000666.6667 | 0.81555 | 0.81555 | 0.81555 | 0.81555 | 2.3137 | 2.3137 | 2.3137 | 7.5296 | 22.2047 | 30.1174 | 30.1174 | 30.1174 | 30.1174 | 30.1174 | 30.1174 | 30.1174 | 30.1174 | 30.1174 | 30.1174 | 30.1174
6194 | Tolk | 1 | 6194¦1 | TX | 567.9 | 3756670 | 0.65234 | 0.65234 | 0.65234 | 0.65234 | 1.9307 | 1.9307 | 1.9307 | 5.384 | 16.2936 | 22.4834 | 22.4834 | 22.4834 | 22.4834 | 22.4834 | 22.4834 | 22.4834 | 22.4834 | 22.4834 | 22.4834 | 22.4834
6194 | Tolk | 2 | 6194¦2 | TX | 567.9 | 3756950.3333 | 0.65232 | 0.65232 | 0.65232 | 0.65232 | 1.9306 | 1.9306 | 1.9306 | 5.3837 | 16.3158 | 22.5264 | 22.5264 | 22.5264 | 22.5264 | 22.5264 | 22.5264 | 22.5264 | 22.5264 | 22.5264 | 22.5264 | 22.5264
963 | Dallman | 1 | 963¦1 | IL | 90.2 | 189962 | 11.0033 | 11.0033 | 11.0033 | 11.0033 | 15.0396 | 15.0396 | 15.0396 | 61.559 | 61.559 | 61.559 | 61.559 | 61.559 | 61.559 | 79.6303 | 79.6303 | 79.6303 | 79.6303 | 79.6303 | 79.6303 | 79.6303
963 | Dallman | 2 | 963¦2 | IL | 90.2 | 224519.6667 | 9.6238 | 9.6238 | 9.6238 | 9.6238 | 13.2622 | 13.2622 | 13.2622 | 52.6639 | 52.6639 | 52.6639 | 52.6639 | 52.6639 | 52.6639 | 68.0208 | 68.0208 | 68.0208 | 68.0208 | 68.0208 | 68.0208 | 68.0208
963 | Dallman | 3 | 963¦3 | IL | 207.3 | 785063.6667 | 4.1036 | 4.1036 | 4.1036 | 4.1036 | 6.0751 | 6.0751 | 6.0751 | 26.9486 | 26.9486 | 26.9486 | 26.9486 | 26.9486 | 26.9486 | 35.7577 | 35.7577 | 35.7577 | 35.7577 | 35.7577 | 35.7577 | 35.7577
963 | Dallman | 4 | 963¦4 | IL | 230.1 | 1026691.1 | 4.5854 | 4.5854 | 4.5854 | 4.5854 | 6.3848 | 6.3848 | 6.3848 | 19.5053 | 19.5053 | 19.5053 | 19.5053 | 19.5053 | 19.5053 | 19.5053 | 19.5053 | 19.5053 | 19.5053 | 19.5053 | 19.5053 | 19.5053
2161 | James River Power Station | 1 | 2161¦1 | MO | 22 | 13402.6667 | 0 | 0 | 0 | 0 | 0 | 0 | 0 | 0 | 0 | 0 | 0 | 0 | 0 | 0 | 0 | 0 | 0 | 0 | 0 | 0
2161 | James River Power Station | 2 | 2161¦2 | MO | 22 | 5743 | 0 | 0 | 0 | 0 | 0 | 0 | 0 | 0 | 0 | 0 | 0 | 0 | 0 | 0 | 0 | 0 | 0 | 0 | 0 | 0
2161 | James River Power Station | 3 | 2161¦3 | MO | 44 | 49924.6667 | 1.6827 | 1.6827 | 1.6827 | 1.6827 | 12.8635 | 12.8635 | 12.8635 | 160.9424 | 302.6177 | 302.6177 | 302.6177 | 302.6177 | 302.6177 | 343.9356 | 343.9356 | 343.9356 | 343.9356 | 343.9356 | 343.9356 | 343.9356
2161 | James River Power Station | 4 | 2161¦4 | MO | 60 | 166254.6667 | 1.5526 | 1.5526 | 1.5526 | 1.5526 | 6.2092 | 6.2092 | 6.2092 | 62.1231 | 114.9033 | 114.9033 | 114.9033 | 114.9033 | 114.9033 | 131.1266 | 131.1266 | 131.1266 | 131.1266 | 131.1266 | 131.1266 | 131.1266
2161 | James River Power Station | 5 | 2161¦5 | MO | 105 | 419658.3333 | 0 | 0 | 0 | 0 | 2.7841 | 2.7841 | 2.7841 | 31.3049 | 62.0577 | 76.5399 | 76.5399 | 76.5399 | 76.5399 | 86.8206 | 86.8206 | 86.8206 | 86.8206 | 86.8206 | 86.8206 | 86.8206
6195 | John Twitty Energy Center | ST1 | 6195¦ST1 | MO | 194 | 832089.3333 | 4.8114 | 4.8114 | 4.8114 | 4.8114 | 6.6889 | 6.6889 | 6.6889 | 30.1673 | 30.1673 | 30.1673 | 30.1673 | 30.1673 | 30.1673 | 37.799 | 37.799 | 37.799 | 37.799 | 37.799 | 37.799 | 37.799
6195 | John Twitty Energy Center | ST2 | 6195¦ST2 | MO | 300 | 1544628 | 4.7632 | 4.7632 | 4.7632 | 4.7632 | 4.7632 | 4.7632 | 4.7632 | 13.0497 | 13.0497 | 13.0497 | 13.0497 | 13.0497 | 13.0497 | 13.0497 | 13.0497 | 13.0497 | 13.0497 | 13.0497 | 13.0497 | 13.0497
108 | Holcomb | 1 | 108¦1 | KS | 348.7 | 2038547 | 2.4352 | 2.4352 | 2.4352 | 2.4352 | 3.9203 | 3.9203 | 3.9203 | 12.2518 | 12.2518 | 19.8438 | 19.8438 | 19.8438 | 19.8438 | 19.8438 | 19.8438 | 19.8438 | 19.8438 | 19.8438 | 19.8438 | 19.8438
645 | Big Bend | ST1 | 645¦ST1 | FL | 445.5 | 2360692.3333 | 2.5388 | 2.5388 | 2.5388 | 2.5388 | 3.8617 | 3.8617 | 3.8617 | 12.4193 | 12.4193 | 12.4193 | 12.4193 | 12.4193 | 12.4193 | 17.557 | 17.557 | 17.557 | 17.557 | 17.557 | 17.557 | 17.557
645 | Big Bend | ST2 | 645¦ST2 | FL | 445.5 | 2514972.6667 | 2.4884 | 2.4884 | 2.4884 | 2.4884 | 3.7953 | 3.7953 | 3.7953 | 11.8476 | 11.8476 | 11.8476 | 11.8476 | 11.8476 | 11.8476 | 16.6963 | 16.6963 | 16.6963 | 16.6963 | 16.6963 | 16.6963 | 16.6963
645 | Big Bend | ST3 | 645¦ST3 | FL | 445.5 | 2311346.3333 | 2.547 | 2.547 | 2.547 | 2.547 | 3.8755 | 3.8755 | 3.8755 | 12.6087 | 12.6087 | 12.6087 | 12.6087 | 12.6087 | 12.6087 | 17.8469 | 17.8469 | 17.8469 | 17.8469 | 17.8469 | 17.8469 | 17.8469
645 | Big Bend | ST4 | 645¦ST4 | FL | 486 | 2544391 | 2.4983 | 2.4983 | 2.4983 | 2.4983 | 3.8001 | 3.8001 | 3.8001 | 12.2522 | 12.2522 | 12.2522 | 12.2522 | 12.2522 | 12.2522 | 17.3689 | 17.3689 | 17.3689 | 17.3689 | 17.3689 | 17.3689 | 17.3689
7242 | Polk | 1CA | 7242¦1CA | FL | 133.4 | 748635 | 0 | 0 | 0 | 0 | 1.962 | 1.962 | 1.962 | 24.6139 | 49.3893 | 59.5475 | 59.5475 | 59.5475 | 59.5475 | 66.1117 | 66.1117 | 66.1117 | 66.1117 | 66.1117 | 66.1117 | 66.1117
47 | Colbert | 1 | 47¦1 | AL | 200 | 874827 | 0 | 0 | 0 | 0 | 1.8372 | 1.8372 | 1.8372 | 15.0692 | 38.5567 | 49.9136 | 49.9136 | 49.9136 | 49.9136 | 57.2341 | 57.2341 | 57.2341 | 57.2341 | 57.2341 | 57.2341 | 57.2341
47 | Colbert | 2 | 47¦2 | AL | 200 | 883689 | 0 | 0 | 0 | 0 | 1.8307 | 1.8307 | 1.8307 | 14.9315 | 38.1661 | 49.4035 | 49.4035 | 49.4035 | 49.4035 | 56.6549 | 56.6549 | 56.6549 | 56.6549 | 56.6549 | 56.6549 | 56.6549
47 | Colbert | 3 | 47¦3 | AL | 200 | 753109.6667 | 0 | 0 | 0 | 0 | 1.9415 | 1.9415 | 1.9415 | 17.2868 | 44.2033 | 57.1499 | 57.1499 | 57.1499 | 57.1499 | 65.584 | 65.584 | 65.584 | 65.584 | 65.584 | 65.584 | 65.584
47 | Colbert | 4 | 47¦4 | AL | 200 | 778848 | 0 | 0 | 0 | 0 | 1.9167 | 1.9167 | 1.9167 | 16.7601 | 42.7912 | 55.3719 | 55.3719 | 55.3719 | 55.3719 | 63.5415 | 63.5415 | 63.5415 | 63.5415 | 63.5415 | 63.5415 | 63.5415
47 | Colbert | 5 | 47¦5 | AL | 550 | 98861 | 0 | 0 | 0 | 0 | 7.7469 | 7.7469 | 7.7469 | 224.1886 | 613.945 | 835.9036 | 835.9036 | 835.9036 | 835.9036 | 974.673 | 974.673 | 974.673 | 974.673 | 974.673 | 974.673 | 974.673
50 | Widows Creek | 7 | 50¦7 | AL | 575 | 2181793.3333 | 1.974 | 1.974 | 1.974 | 1.974 | 3.366 | 3.366 | 3.366 | 16.0782 | 16.0782 | 26.348 | 26.348 | 26.348 | 26.348 | 33.2976 | 33.2976 | 33.2976 | 33.2976 | 33.2976 | 33.2976 | 33.2976
50 | Widows Creek | 8 | 50¦8 | AL | 550 | 1798306.6667 | 2.1811 | 2.1811 | 2.1811 | 2.1811 | 3.6359 | 3.6359 | 3.6359 | 18.4491 | 18.4491 | 30.3321 | 30.3321 | 30.3321 | 30.3321 | 39.0355 | 39.0355 | 39.0355 | 39.0355 | 39.0355 | 39.0355 | 39.0355
1378 | Paradise | 1 | 1378¦1 | KY | 704 | 4300887.3333 | 1.5343 | 1.5343 | 1.5343 | 1.5343 | 2.7029 | 2.7029 | 2.7029 | 5.7443 | 5.7443 | 12.0116 | 12.0116 | 12.0116 | 12.0116 | 16.1157 | 16.1157 | 16.1157 | 16.1157 | 16.1157 | 16.1157 | 16.1157
1378 | Paradise | 2 | 1378¦2 | KY | 704 | 3964219.3333 | 1.6808 | 1.6808 | 1.6808 | 1.6808 | 2.8623 | 2.8623 | 2.8623 | 6.1448 | 6.1448 | 12.8415 | 12.8415 | 12.8415 | 12.8415 | 17.2579 | 17.2579 | 17.2579 | 17.2579 | 17.2579 | 17.2579 | 17.2579
1378 | Paradise | 3 | 1378¦3 | KY | 1150.2 | 5030679.3333 | 1.3959 | 1.3959 | 1.3959 | 1.3959 | 2.6403 | 2.6403 | 2.6403 | 6.0828 | 6.0828 | 14.5154 | 14.5154 | 14.5154 | 14.5154 | 20.0223 | 20.0223 | 20.0223 | 20.0223 | 20.0223 | 20.0223 | 20.0223
1379 | Shawnee | 1 | 1379¦1 | KY | 175 | 732922 | 0.64627 | 0.64627 | 0.64627 | 0.64627 | 2.5969 | 2.5969 | 2.5969 | 18.1249 | 42.421 | 54.0096 | 54.0096 | 54.0096 | 54.0096 | 54.0096 | 54.0096 | 54.0096 | 54.0096 | 54.0096 | 54.0096 | 54.0096
1379 | Shawnee | 2 | 1379¦2 | KY | 175 | 772946.3333 | 0.63485 | 0.63485 | 0.63485 | 0.63485 | 2.5465 | 2.5465 | 2.5465 | 17.2787 | 40.4261 | 51.4811 | 51.4811 | 51.4811 | 51.4811 | 51.4811 | 51.4811 | 51.4811 | 51.4811 | 51.4811 | 51.4811 | 51.4811
1379 | Shawnee | 3 | 1379¦3 | KY | 175 | 768043.3333 | 0.63619 | 0.63619 | 0.63619 | 0.63619 | 2.5524 | 2.5524 | 2.5524 | 17.3776 | 40.6571 | 51.7651 | 51.7651 | 51.7651 | 51.7651 | 51.7651 | 51.7651 | 51.7651 | 51.7651 | 51.7651 | 51.7651 | 51.7651
1379 | Shawnee | 4 | 1379¦4 | KY | 175 | 777488.6667 | 0.63363 | 0.63363 | 0.63363 | 0.63363 | 2.5411 | 2.5411 | 2.5411 | 17.1881 | 40.2097 | 51.2019 | 51.2019 | 51.2019 | 51.2019 | 51.2019 | 51.2019 | 51.2019 | 51.2019 | 51.2019 | 51.2019 | 51.2019
1379 | Shawnee | 5 | 1379¦5 | KY | 175 | 826714.3333 | 0.62125 | 0.62125 | 0.62125 | 0.62125 | 2.4864 | 2.4864 | 2.4864 | 16.2708 | 38.0423 | 48.4581 | 48.4581 | 48.4581 | 48.4581 | 48.4581 | 48.4581 | 48.4581 | 48.4581 | 48.4581 | 48.4581 | 48.4581
1379 | Shawnee | 6 | 1379¦6 | KY | 175 | 757509 | 0.63912 | 0.63912 | 0.63912 | 0.63912 | 2.5653 | 2.5653 | 2.5653 | 17.5945 | 41.1935 | 52.348 | 52.348 | 52.348 | 52.348 | 52.348 | 52.348 | 52.348 | 52.348 | 52.348 | 52.348 | 52.348
1379 | Shawnee | 7 | 1379¦7 | KY | 175 | 830479 | 0.62037 | 0.62037 | 0.62037 | 0.62037 | 2.4825 | 2.4825 | 2.4825 | 16.2051 | 37.9069 | 48.1826 | 48.1826 | 48.1826 | 48.1826 | 48.1826 | 48.1826 | 48.1826 | 48.1826 | 48.1826 | 48.1826 | 48.1826
1379 | Shawnee | 8 | 1379¦8 | KY | 175 | 768923.3333 | 0.63595 | 0.63595 | 0.63595 | 0.63595 | 2.5513 | 2.5513 | 2.5513 | 17.3597 | 40.6351 | 51.6238 | 51.6238 | 51.6238 | 51.6238 | 51.6238 | 51.6238 | 51.6238 | 51.6238 | 51.6238 | 51.6238 | 51.6238
1379 | Shawnee | 9 | 1379¦9 | KY | 175 | 756074 | 0.63952 | 0.63952 | 0.63952 | 0.63952 | 2.5671 | 2.5671 | 2.5671 | 17.6245 | 41.2617 | 52.4453 | 52.4453 | 52.4453 | 52.4453 | 52.4453 | 52.4453 | 52.4453 | 52.4453 | 52.4453 | 52.4453 | 52.4453
3393 | Allen Steam Plant | 1 | 3393¦1 | TN | 330 | 1411587.3333 | 0 | 0 | 0 | 0 | 1.6439 | 1.6439 | 1.6439 | 13.1673 | 32.417 | 42.4654 | 42.4654 | 42.4654 | 42.4654 | 49.68 | 49.68 | 49.68 | 49.68 | 49.68 | 49.68 | 49.68
3393 | Allen Steam Plant | 2 | 3393¦2 | TN | 330 | 1463460.3333 | 0 | 0 | 0 | 0 | 1.6285 | 1.6285 | 1.6285 | 12.7502 | 31.3679 | 41.12 | 41.12 | 41.12 | 41.12 | 48.0943 | 48.0943 | 48.0943 | 48.0943 | 48.0943 | 48.0943 | 48.0943
3393 | Allen Steam Plant | 3 | 3393¦3 | TN | 330 | 1322933.6667 | 0 | 0 | 0 | 0 | 1.6732 | 1.6732 | 1.6732 | 13.9559 | 34.3687 | 45.0373 | 45.0373 | 45.0373 | 45.0373 | 52.7061 | 52.7061 | 52.7061 | 52.7061 | 52.7061 | 52.7061 | 52.7061
3396 | Bull Run | 1 | 3396¦1 | TN | 950 | 2019975.3333 | 1.6983 | 1.6983 | 1.6983 | 1.6983 | 2.944 | 2.944 | 2.944 | 24.6725 | 24.6725 | 39.0872 | 39.0872 | 39.0872 | 39.0872 | 48.7053 | 48.7053 | 48.7053 | 48.7053 | 48.7053 | 48.7053 | 48.7053
3399 | Cumberland (TN) | 1 | 3399¦1 | TN | 1300 | 7142826.6667 | 1.0997 | 1.0997 | 1.0997 | 1.0997 | 2.1813 | 2.1813 | 2.1813 | 8.074 | 8.074 | 14.3741 | 14.3741 | 14.3741 | 14.3741 | 18.3916 | 18.3916 | 18.3916 | 18.3916 | 18.3916 | 18.3916 | 18.3916
3399 | Cumberland (TN) | 2 | 3399¦2 | TN | 1300 | 7030343.6667 | 1.112 | 1.112 | 1.112 | 1.112 | 2.1952 | 2.1952 | 2.1952 | 8.1793 | 8.1793 | 14.5312 | 14.5312 | 14.5312 | 14.5312 | 18.6061 | 18.6061 | 18.6061 | 18.6061 | 18.6061 | 18.6061 | 18.6061
3403 | Gallatin (TN) | 1 | 3403¦1 | TN | 300 | 1555687 | 0 | 0 | 0 | 0 | 1.562 | 1.562 | 1.562 | 10.9948 | 27.7166 | 36.1676 | 36.1676 | 36.1676 | 36.1676 | 42.1175 | 42.1175 | 42.1175 | 42.1175 | 42.1175 | 42.1175 | 42.1175
3403 | Gallatin (TN) | 2 | 3403¦2 | TN | 300 | 1512875.3333 | 0 | 0 | 0 | 0 | 1.573 | 1.573 | 1.573 | 11.2684 | 28.4064 | 37.0683 | 37.0683 | 37.0683 | 37.0683 | 43.1742 | 43.1742 | 43.1742 | 43.1742 | 43.1742 | 43.1742 | 43.1742
3403 | Gallatin (TN) | 3 | 3403¦3 | TN | 327.6 | 1552051 | 0 | 0 | 0 | 0 | 1.5595 | 1.5595 | 1.5595 | 11.5287 | 29.1762 | 38.2503 | 38.2503 | 38.2503 | 38.2503 | 44.6217 | 44.6217 | 44.6217 | 44.6217 | 44.6217 | 44.6217 | 44.6217
3403 | Gallatin (TN) | 4 | 3403¦4 | TN | 327.6 | 1705434 | 0 | 0 | 0 | 0 | 1.5241 | 1.5241 | 1.5241 | 10.6102 | 26.8626 | 35.202 | 35.202 | 35.202 | 35.202 | 41.0393 | 41.0393 | 41.0393 | 41.0393 | 41.0393 | 41.0393 | 41.0393
3405 | John Sevier | 3 | 3405¦3 | TN | 200 | 48441.6667 | 0 | 0 | 0 | 0 | 12.9881 | 12.9881 | 12.9881 | 320.1091 | 725.0991 | 928.0252 | 928.0252 | 928.0252 | 928.0252 | 1057.7147 | 1057.7147 | 1057.7147 | 1057.7147 | 1057.7147 | 1057.7147 | 1057.7147
3405 | John Sevier | 4 | 3405¦4 | TN | 200 | 146756.3333 | 0 | 0 | 0 | 0 | 5.1191 | 5.1191 | 5.1191 | 106.6096 | 244.3364 | 312.1719 | 312.1719 | 312.1719 | 312.1719 | 355.2712 | 355.2712 | 355.2712 | 355.2712 | 355.2712 | 355.2712 | 355.2712
3407 | Kingston | 1 | 3407¦1 | TN | 175 | 409900.3333 | 4.5962 | 4.5962 | 4.5962 | 4.5962 | 7.1293 | 7.1293 | 7.1293 | 34.8616 | 34.8616 | 54.0881 | 54.0881 | 54.0881 | 54.0881 | 67.8111 | 67.8111 | 67.8111 | 67.8111 | 67.8111 | 67.8111 | 67.8111
3407 | Kingston | 2 | 3407¦2 | TN | 175 | 446737 | 4.2818 | 4.2818 | 4.2818 | 4.2818 | 6.7068 | 6.7068 | 6.7068 | 32.1667 | 32.1667 | 49.8805 | 49.8805 | 49.8805 | 49.8805 | 62.5075 | 62.5075 | 62.5075 | 62.5075 | 62.5075 | 62.5075 | 62.5075
3407 | Kingston | 3 | 3407¦3 | TN | 175 | 364918.6667 | 5.0627 | 5.0627 | 5.0627 | 5.0627 | 7.7573 | 7.7573 | 7.7573 | 38.8866 | 38.8866 | 60.3765 | 60.3765 | 60.3765 | 60.3765 | 75.7379 | 75.7379 | 75.7379 | 75.7379 | 75.7379 | 75.7379 | 75.7379
3407 | Kingston | 4 | 3407¦4 | TN | 175 | 385455 | 4.8298 | 4.8298 | 4.8298 | 4.8298 | 7.446 | 7.446 | 7.446 | 36.926 | 36.926 | 57.3416 | 57.3416 | 57.3416 | 57.3416 | 71.9076 | 71.9076 | 71.9076 | 71.9076 | 71.9076 | 71.9076 | 71.9076
3407 | Kingston | 5 | 3407¦5 | TN | 200 | 486850.3333 | 4.0054 | 4.0054 | 4.0054 | 4.0054 | 6.3326 | 6.3326 | 6.3326 | 31.3342 | 31.3342 | 49.4794 | 49.4794 | 49.4794 | 49.4794 | 62.3804 | 62.3804 | 62.3804 | 62.3804 | 62.3804 | 62.3804 | 62.3804
3407 | Kingston | 6 | 3407¦6 | TN | 200 | 519816.3333 | 3.8015 | 3.8015 | 3.8015 | 3.8015 | 6.0573 | 6.0573 | 6.0573 | 29.4843 | 29.4843 | 46.527 | 46.527 | 46.527 | 46.527 | 58.6372 | 58.6372 | 58.6372 | 58.6372 | 58.6372 | 58.6372 | 58.6372
3407 | Kingston | 7 | 3407¦7 | TN | 200 | 540077 | 3.6924 | 3.6924 | 3.6924 | 3.6924 | 5.9086 | 5.9086 | 5.9086 | 28.4633 | 28.4633 | 44.9007 | 44.9007 | 44.9007 | 44.9007 | 56.5728 | 56.5728 | 56.5728 | 56.5728 | 56.5728 | 56.5728 | 56.5728
3407 | Kingston | 8 | 3407¦8 | TN | 200 | 564377.6667 | 3.5635 | 3.5635 | 3.5635 | 3.5635 | 5.736 | 5.736 | 5.736 | 27.3269 | 27.3269 | 43.0855 | 43.0855 | 43.0855 | 43.0855 | 54.2736 | 54.2736 | 54.2736 | 54.2736 | 54.2736 | 54.2736 | 54.2736
3407 | Kingston | 9 | 3407¦9 | TN | 200 | 597728.6667 | 3.4113 | 3.4113 | 3.4113 | 3.4113 | 5.5296 | 5.5296 | 5.5296 | 25.9256 | 25.9256 | 40.861 | 40.861 | 40.861 | 40.861 | 51.449 | 51.449 | 51.449 | 51.449 | 51.449 | 51.449 | 51.449
6136 | Gibbons Creek | 1 | 6136¦1 | TX | 453.5 | 2300485.3333 | 4.1489 | 4.1489 | 4.1489 | 4.1489 | 5.5985 | 5.5985 | 5.5985 | 16.6694 | 16.6694 | 26.0813 | 26.0813 | 26.0813 | 26.0813 | 31.8775 | 31.8775 | 31.8775 | 31.8775 | 31.8775 | 31.8775 | 31.8775
3845 | Transalta Centralia Generation | 1 | 3845¦1 | WA | 729.9 | 2896718.6667 | 2.9198 | 2.9198 | 2.9198 | 2.9198 | 2.9198 | 2.9198 | 2.9198 | 9.0063 | 9.0063 | 19.2115 | 19.2115 | 19.2115 | 19.2115 | 26.0469 | 26.0469 | 26.0469 | 26.0469 | 26.0469 | 26.0469 | 26.0469
3845 | Transalta Centralia Generation | 2 | 3845¦2 | WA | 729.9 | 2813545.3333 | 2.9468 | 2.9468 | 2.9468 | 2.9468 | 2.9468 | 2.9468 | 2.9468 | 9.2078 | 9.2078 | 19.6688 | 19.6688 | 19.6688 | 19.6688 | 26.6933 | 26.6933 | 26.6933 | 26.6933 | 26.6933 | 26.6933 | 26.6933
2103 | Labadie | 1 | 2103¦1 | MO | 573.7 | 3944446 | 0 | 0 | 0 | 0 | 1.295 | 1.295 | 1.295 | 6.441 | 17.06 | 23.0702 | 23.0702 | 23.0702 | 23.0702 | 27.1817 | 27.1817 | 27.1817 | 27.1817 | 27.1817 | 27.1817 | 27.1817
2103 | Labadie | 2 | 2103¦2 | MO | 573.7 | 3891156.3333 | 0 | 0 | 0 | 0 | 1.2973 | 1.2973 | 1.2973 | 6.5118 | 17.2722 | 23.3546 | 23.3546 | 23.3546 | 23.3546 | 27.5165 | 27.5165 | 27.5165 | 27.5165 | 27.5165 | 27.5165 | 27.5165
2103 | Labadie | 3 | 2103¦3 | MO | 621 | 4038791.6667 | 0 | 0 | 0 | 0 | 1.289 | 1.289 | 1.289 | 6.6031 | 17.5779 | 23.8423 | 23.8423 | 23.8423 | 23.8423 | 28.1059 | 28.1059 | 28.1059 | 28.1059 | 28.1059 | 28.1059 | 28.1059
2103 | Labadie | 4 | 2103¦4 | MO | 621 | 4068719.3333 | 0 | 0 | 0 | 0 | 1.2878 | 1.2878 | 1.2878 | 6.5639 | 17.4577 | 23.6677 | 23.6677 | 23.6677 | 23.6677 | 27.9031 | 27.9031 | 27.9031 | 27.9031 | 27.9031 | 27.9031 | 27.9031
2104 | Meramec | 1 | 2104¦1 | MO | 137.5 | 536677.3333 | 0 | 0 | 0 | 0 | 2.4494 | 2.4494 | 2.4494 | 17.1586 | 45.5014 | 59.0034 | 59.0034 | 59.0034 | 59.0034 | 68.8242 | 68.8242 | 68.8242 | 68.8242 | 68.8242 | 68.8242 | 68.8242
2104 | Meramec | 2 | 2104¦2 | MO | 137.5 | 544501.6667 | 0 | 0 | 0 | 0 | 2.4347 | 2.4347 | 2.4347 | 16.9344 | 44.779 | 58.0929 | 58.0929 | 58.0929 | 58.0929 | 67.779 | 67.779 | 67.779 | 67.779 | 67.779 | 67.779 | 67.779
2104 | Meramec | 3 | 2104¦3 | MO | 289 | 1139174.6667 | 0 | 0 | 0 | 0 | 1.8526 | 1.8526 | 1.8526 | 15.0947 | 37.448 | 49.5701 | 49.5701 | 49.5701 | 49.5701 | 58.0766 | 58.0766 | 58.0766 | 58.0766 | 58.0766 | 58.0766 | 58.0766
2104 | Meramec | 4 | 2104¦4 | MO | 359 | 1635669 | 0 | 0 | 0 | 0 | 1.6823 | 1.6823 | 1.6823 | 12.3034 | 30.7086 | 40.9655 | 40.9655 | 40.9655 | 40.9655 | 48.1029 | 48.1029 | 48.1029 | 48.1029 | 48.1029 | 48.1029 | 48.1029
2107 | Sioux | 1 | 2107¦1 | MO | 549.7 | 2654098 | 2.6716 | 2.6716 | 2.6716 | 2.6716 | 4.0511 | 4.0511 | 4.0511 | 14.0703 | 14.0703 | 14.0703 | 14.0703 | 14.0703 | 14.0703 | 19.8215 | 19.8215 | 19.8215 | 19.8215 | 19.8215 | 19.8215 | 19.8215
2107 | Sioux | 2 | 2107¦2 | MO | 549.7 | 2329335.6667 | 2.7017 | 2.7017 | 2.7017 | 2.7017 | 4.1149 | 4.1149 | 4.1149 | 15.5161 | 15.5161 | 15.5161 | 15.5161 | 15.5161 | 15.5161 | 22.0086 | 22.0086 | 22.0086 | 22.0086 | 22.0086 | 22.0086 | 22.0086
6155 | Rush Island | 1 | 6155¦1 | MO | 621 | 4081246.6667 | 0 | 0 | 0 | 0 | 1.2629 | 1.2629 | 1.2629 | 7.2484 | 18.0339 | 24.0975 | 24.0975 | 24.0975 | 24.0975 | 28.2511 | 28.2511 | 28.2511 | 28.2511 | 28.2511 | 28.2511 | 28.2511
6155 | Rush Island | 2 | 6155¦2 | MO | 621 | 4073265 | 0 | 0 | 0 | 0 | 1.2632 | 1.2632 | 1.2632 | 7.2601 | 18.0746 | 24.1478 | 24.1478 | 24.1478 | 24.1478 | 28.3086 | 28.3086 | 28.3086 | 28.3086 | 28.3086 | 28.3086 | 28.3086
3325 | Ben French | ST1 | 3325¦ST1 | SD | 25 | 30932.6667 | 13.428 | 13.428 | 13.428 | 13.428 | 30.2654 | 30.2654 | 30.2654 | 458.2498 | 648.4104 | 727.0727 | 727.0727 | 727.0727 | 727.0727 | 776.3797 | 776.3797 | 776.3797 | 776.3797 | 776.3797 | 776.3797 | 776.3797
4150 | Neil Simpson | 5 | 4150¦5 | WY | 21.7 | 97192 | 4.2101 | 4.2101 | 4.2101 | 4.2101 | 4.2101 | 4.2101 | 4.2101 | 4.2101 | 4.2101 | 4.2101 | 4.2101 | 4.2101 | 4.2101 | 4.2101 | 4.2101 | 4.2101 | 4.2101 | 4.2101 | 4.2101 | 4.2101
7504 | Neil Simpson II | 2 | 7504¦2 | WY | 80 | 407834 | 4.857 | 4.857 | 4.857 | 4.857 | 7.7562 | 7.7562 | 7.7562 | 49.0847 | 49.0847 | 61.2231 | 61.2231 | 61.2231 | 61.2231 | 69.9812 | 69.9812 | 69.9812 | 69.9812 | 69.9812 | 69.9812 | 69.9812
56596 | Wygen III | 5 | 56596¦5 | WY | 116.2 | 564341.3333 | 4.861 | 4.861 | 4.861 | 4.861 | 7.2516 | 7.2516 | 7.2516 | 37.2089 | 37.2089 | 37.2089 | 37.2089 | 37.2089 | 37.2089 | 37.2089 | 37.2089 | 37.2089 | 37.2089 | 37.2089 | 37.2089 | 37.2089
52048 | Vanderbilt University Power Plant | GEN2 | 52048¦GEN2 | TN | 4.5 | 113.3153 | 3572.8949 | 3572.8949 | 3572.8949 | 3572.8949 | 3572.8949 | 3572.8949 | 3572.8949 | 3572.8949 | 3572.8949 | 3572.8949 | 3572.8949 | 3572.8949 | 3572.8949 | 3572.8949 | 3572.8949 | 3572.8949 | 3572.8949 | 3572.8949 | 3572.8949 | 3572.8949
3796 | Bremo Bluff | 3 | 3796¦3 | VA | 69 | 103790.3333 | 0 | 0 | 0 | 0 | 6.152 | 6.152 | 6.152 | 92.3842 | 168.7749 | 204.702 | 204.702 | 204.702 | 204.702 | 230.1017 | 230.1017 | 230.1017 | 230.1017 | 230.1017 | 230.1017 | 230.1017
3796 | Bremo Bluff | 4 | 3796¦4 | VA | 185.2 | 295718.3333 | 0 | 0 | 0 | 0 | 3.1213 | 3.1213 | 3.1213 | 62.0908 | 112.9388 | 141.1403 | 141.1403 | 141.1403 | 141.1403 | 161.07 | 161.07 | 161.07 | 161.07 | 161.07 | 161.07 | 161.07
3797 | Chesterfield | 3 | 3797¦3 | VA | 112.5 | 81968.6667 | 19.5909 | 19.5909 | 19.5909 | 19.5909 | 26.8709 | 26.8709 | 26.8709 | 121.7098 | 121.7098 | 184.3047 | 184.3047 | 184.3047 | 184.3047 | 227.9599 | 227.9599 | 227.9599 | 227.9599 | 227.9599 | 227.9599 | 227.9599
3797 | Chesterfield | 4 | 3797¦4 | VA | 187.5 | 579956 | 4.6291 | 4.6291 | 4.6291 | 4.6291 | 6.6741 | 6.6741 | 6.6741 | 27.9231 | 27.9231 | 27.9231 | 27.9231 | 27.9231 | 27.9231 | 37.5895 | 37.5895 | 37.5895 | 37.5895 | 37.5895 | 37.5895 | 37.5895
3797 | Chesterfield | 5 | 3797¦5 | VA | 359 | 1686430.6667 | 2.599 | 2.599 | 2.599 | 2.599 | 3.9939 | 3.9939 | 3.9939 | 14.9282 | 14.9282 | 14.9282 | 14.9282 | 14.9282 | 14.9282 | 20.7321 | 20.7321 | 20.7321 | 20.7321 | 20.7321 | 20.7321 | 20.7321
3797 | Chesterfield | 6 | 3797¦6 | VA | 693.9 | 2981057 | 2.9155 | 2.9155 | 2.9155 | 2.9155 | 4.1386 | 4.1386 | 4.1386 | 13.7882 | 13.7882 | 13.7882 | 13.7882 | 13.7882 | 13.7882 | 13.7882 | 13.7882 | 13.7882 | 13.7882 | 13.7882 | 13.7882 | 13.7882
3803 | Chesapeake | 3 | 3803¦3 | VA | 185.2 | 578094 | 0 | 0 | 0 | 0 | 2.1432 | 2.1432 | 2.1432 | 23.8855 | 56.5973 | 70.6308 | 70.6308 | 70.6308 | 70.6308 | 80.68 | 80.68 | 80.68 | 80.68 | 80.68 | 80.68 | 80.68
3803 | Chesapeake | ST1 | 3803¦ST1 | VA | 112.5 | 175176.3333 | 0 | 0 | 0 | 0 | 4.2336 | 4.2336 | 4.2336 | 49.9387 | 123.6929 | 155.392 | 155.392 | 155.392 | 155.392 | 177.0211 | 177.0211 | 177.0211 | 177.0211 | 177.0211 | 177.0211 | 177.0211
3803 | Chesapeake | ST2 | 3803¦ST2 | VA | 112.5 | 272433.3333 | 0 | 0 | 0 | 0 | 3.1811 | 3.1811 | 3.1811 | 32.5479 | 80.7588 | 101.7097 | 101.7097 | 101.7097 | 101.7097 | 115.7707 | 115.7707 | 115.7707 | 115.7707 | 115.7707 | 115.7707 | 115.7707
3803 | Chesapeake | ST4 | 3803¦ST4 | VA | 239.3 | 421401.3333 | 0 | 0 | 0 | 0 | 2.5158 | 2.5158 | 2.5158 | 36.9041 | 88.608 | 112.1555 | 112.1555 | 112.1555 | 112.1555 | 128.8263 | 128.8263 | 128.8263 | 128.8263 | 128.8263 | 128.8263 | 128.8263
3809 | Yorktown | 1 | 3809¦1 | VA | 187.5 | 347020 | 0 | 0 | 0 | 0 | 2.7388 | 2.7388 | 2.7388 | 45.106 | 99.1945 | 122.8157 | 122.8157 | 122.8157 | 122.8157 | 138.9472 | 138.9472 | 138.9472 | 138.9472 | 138.9472 | 138.9472 | 138.9472
3809 | Yorktown | 2 | 3809¦2 | VA | 187.5 | 451045.6667 | 0 | 0 | 0 | 0 | 2.3704 | 2.3704 | 2.3704 | 35.0091 | 77.52 | 95.9182 | 95.9182 | 95.9182 | 95.9182 | 108.4278 | 108.4278 | 108.4278 | 108.4278 | 108.4278 | 108.4278 | 108.4278
3954 | Mt Storm | 1 | 3954¦1 | WV | 570.2 | 3375800.3333 | 2.3017 | 2.3017 | 2.3017 | 2.3017 | 3.5048 | 3.5048 | 3.5048 | 10.8329 | 10.8329 | 10.8329 | 10.8329 | 10.8329 | 10.8329 | 15.1728 | 15.1728 | 15.1728 | 15.1728 | 15.1728 | 15.1728 | 15.1728
3954 | Mt Storm | 2 | 3954¦2 | WV | 570.2 | 3181287 | 2.3391 | 2.3391 | 2.3391 | 2.3391 | 3.5536 | 3.5536 | 3.5536 | 11.3158 | 11.3158 | 11.3158 | 11.3158 | 11.3158 | 11.3158 | 15.895 | 15.895 | 15.895 | 15.895 | 15.895 | 15.895 | 15.895
3954 | Mt Storm | 3 | 3954¦3 | WV | 522 | 2608530.3333 | 2.5212 | 2.5212 | 2.5212 | 2.5212 | 3.7812 | 3.7812 | 3.7812 | 12.6074 | 12.6074 | 12.6074 | 12.6074 | 12.6074 | 12.6074 | 17.7488 | 17.7488 | 17.7488 | 17.7488 | 17.7488 | 17.7488 | 17.7488
7213 | Clover | 1 | 7213¦1 | VA | 424 | 2708898.6667 | 2.0241 | 2.0241 | 2.0241 | 2.0241 | 3.2711 | 3.2711 | 3.2711 | 9.3888 | 9.3888 | 15.9817 | 15.9817 | 15.9817 | 15.9817 | 15.9817 | 15.9817 | 15.9817 | 15.9817 | 15.9817 | 15.9817 | 15.9817
7213 | Clover | 2 | 7213¦2 | VA | 424 | 2623684.3333 | 2.0513 | 2.0513 | 2.0513 | 2.0513 | 3.3055 | 3.3055 | 3.3055 | 9.6164 | 9.6164 | 16.3861 | 16.3861 | 16.3861 | 16.3861 | 16.3861 | 16.3861 | 16.3861 | 16.3861 | 16.3861 | 16.3861 | 16.3861
52007 | Mecklenburg Power Station | GEN1 | 52007¦GEN1 | VA | 69.9 | 172926 | 10.6216 | 10.6216 | 10.6216 | 10.6216 | 14.9913 | 14.9913 | 14.9913 | 80.2756 | 80.2756 | 103.9097 | 103.9097 | 103.9097 | 103.9097 | 103.9097 | 103.9097 | 103.9097 | 103.9097 | 103.9097 | 103.9097 | 103.9097
52007 | Mecklenburg Power Station | GEN2 | 52007¦GEN2 | VA | 69.9 | 159132.3333 | 11.4079 | 11.4079 | 11.4079 | 11.4079 | 16.0222 | 16.0222 | 16.0222 | 86.9565 | 86.9565 | 112.6042 | 112.6042 | 112.6042 | 112.6042 | 112.6042 | 112.6042 | 112.6042 | 112.6042 | 112.6042 | 112.6042 | 112.6042
56808 | Virginia City Hybrid Energy Center | 1 | 56808¦1 | VA | 668 | 3535119 | 2.8829 | 2.8829 | 2.8829 | 2.8829 | 2.8829 | 2.8829 | 2.8829 | 8.6431 | 8.6431 | 16.059 | 16.059 | 16.059 | 16.059 | 16.059 | 16.059 | 16.059 | 16.059 | 16.059 | 16.059 | 16.059
6772 | Hugo | 1 | 6772¦1 | OK | 446 | 2663480.6667 | 0.15646 | 0.15646 | 0.15646 | 0.15646 | 1.6134 | 1.6134 | 1.6134 | 8.1282 | 21.6402 | 29.2065 | 29.2065 | 29.2065 | 29.2065 | 34.3293 | 34.3293 | 34.3293 | 34.3293 | 34.3293 | 34.3293 | 34.3293
1769 | Presque Isle | 5 | 1769¦5 | MI | 90 | 318800.3333 | 2.2916 | 2.2916 | 2.2916 | 2.2916 | 2.2916 | 2.2916 | 2.2916 | 27.8722 | 63.9633 | 80.2596 | 80.2596 | 80.2596 | 80.2596 | 80.2596 | 80.2596 | 80.2596 | 80.2596 | 80.2596 | 80.2596 | 80.2596
1769 | Presque Isle | 6 | 1769¦6 | MI | 90 | 311002.3333 | 2.3012 | 2.3012 | 2.3012 | 2.3012 | 2.3012 | 2.3012 | 2.3012 | 28.5196 | 65.5846 | 82.27 | 82.27 | 82.27 | 82.27 | 82.27 | 82.27 | 82.27 | 82.27 | 82.27 | 82.27 | 82.27
1769 | Presque Isle | 7 | 1769¦7 | MI | 90 | 384095.3333 | 2.3752 | 2.3752 | 2.3752 | 2.3752 | 2.3752 | 2.3752 | 2.3752 | 23.6324 | 54.278 | 68.6784 | 68.6784 | 68.6784 | 68.6784 | 68.6784 | 68.6784 | 68.6784 | 68.6784 | 68.6784 | 68.6784 | 68.6784
1769 | Presque Isle | 8 | 1769¦8 | MI | 90 | 445023.6667 | 2.3289 | 2.3289 | 2.3289 | 2.3289 | 2.3289 | 2.3289 | 2.3289 | 20.6957 | 47.4211 | 60.0293 | 60.0293 | 60.0293 | 60.0293 | 60.0293 | 60.0293 | 60.0293 | 60.0293 | 60.0293 | 60.0293 | 60.0293
1769 | Presque Isle | 9 | 1769¦9 | MI | 90 | 434655.6667 | 2.3358 | 2.3358 | 2.3358 | 2.3358 | 2.3358 | 2.3358 | 2.3358 | 21.1373 | 48.4553 | 61.3342 | 61.3342 | 61.3342 | 61.3342 | 61.3342 | 61.3342 | 61.3342 | 61.3342 | 61.3342 | 61.3342 | 61.3342
4041 | South Oak Creek | 5 | 4041¦5 | WI | 299.2 | 921752 | 2.4232 | 2.4232 | 2.4232 | 2.4232 | 4.2187 | 4.2187 | 4.2187 | 22.1061 | 22.1061 | 35.4218 | 35.4218 | 35.4218 | 35.4218 | 45.061 | 45.061 | 45.061 | 45.061 | 45.061 | 45.061 | 45.061
4041 | South Oak Creek | 6 | 4041¦6 | WI | 299.2 | 1071596 | 2.1892 | 2.1892 | 2.1892 | 2.1892 | 3.8962 | 3.8962 | 3.8962 | 19.2926 | 19.2926 | 30.8625 | 30.8625 | 30.8625 | 30.8625 | 39.2143 | 39.2143 | 39.2143 | 39.2143 | 39.2143 | 39.2143 | 39.2143
4041 | South Oak Creek | 7 | 4041¦7 | WI | 317.6 | 1262896.3333 | 1.9735 | 1.9735 | 1.9735 | 1.9735 | 3.5962 | 3.5962 | 3.5962 | 17.1907 | 17.1907 | 27.5091 | 27.5091 | 27.5091 | 27.5091 | 34.9945 | 34.9945 | 34.9945 | 34.9945 | 34.9945 | 34.9945 | 34.9945
4041 | South Oak Creek | 8 | 4041¦8 | WI | 324 | 1112079.3333 | 2.1398 | 2.1398 | 2.1398 | 2.1398 | 3.8256 | 3.8256 | 3.8256 | 19.4589 | 19.4589 | 31.2419 | 31.2419 | 31.2419 | 31.2419 | 39.814 | 39.814 | 39.814 | 39.814 | 39.814 | 39.814 | 39.814
6170 | Pleasant Prairie | 1 | 6170¦1 | WI | 616.6 | 3256380 | 1.619 | 1.619 | 1.619 | 1.619 | 3.0482 | 3.0482 | 3.0482 | 8.3022 | 8.3022 | 16.3138 | 16.3138 | 16.3138 | 16.3138 | 21.8432 | 21.8432 | 21.8432 | 21.8432 | 21.8432 | 21.8432 | 21.8432
6170 | Pleasant Prairie | 2 | 6170¦2 | WI | 616.6 | 3197870.6667 | 1.6393 | 1.6393 | 1.6393 | 1.6393 | 3.0723 | 3.0723 | 3.0723 | 8.4203 | 8.4203 | 16.5662 | 16.5662 | 16.5662 | 16.5662 | 22.1887 | 22.1887 | 22.1887 | 22.1887 | 22.1887 | 22.1887 | 22.1887
7549 | Milwaukee County | 1 | 7549¦1 | WI | 11 | 17649.6667 | 23.0975 | 23.0975 | 23.0975 | 23.0975 | 23.0975 | 23.0975 | 23.0975 | 23.0975 | 23.0975 | 23.0975 | 23.0975 | 23.0975 | 23.0975 | 23.0975 | 23.0975 | 23.0975 | 23.0975 | 23.0975 | 23.0975 | 23.0975
56068 | Elm Road Generating Station | 1 | 56068¦1 | WI | 701.3 | 1641665.3333 | 3.72 | 3.72 | 3.72 | 3.72 | 5.1155 | 5.1155 | 5.1155 | 23.2259 | 23.2259 | 23.2259 | 23.2259 | 23.2259 | 23.2259 | 23.2259 | 23.2259 | 23.2259 | 23.2259 | 23.2259 | 23.2259 | 23.2259
56068 | Elm Road Generating Station | 2 | 56068¦2 | WI | 701.3 | 2879844 | 2.9434 | 2.9434 | 2.9434 | 2.9434 | 4.1681 | 4.1681 | 4.1681 | 14.5361 | 14.5361 | 14.5361 | 14.5361 | 14.5361 | 14.5361 | 14.5361 | 14.5361 | 14.5361 | 14.5361 | 14.5361 | 14.5361 | 14.5361
4050 | Edgewater | 3 | 4050¦3 | WI | 60 | 8533.3333 | 0 | 0 | 0 | 0 | 57.2907 | 57.2907 | 57.2907 | 850.0313 | 1865.0295 | 2288.9454 | 2288.9454 | 2288.9454 | 2288.9454 | 2567.3441 | 2567.3441 | 2567.3441 | 2567.3441 | 2567.3441 | 2567.3441 | 2567.3441
4050 | Edgewater | 4 | 4050¦4 | WI | 330 | 1664514 | 0.64751 | 0.64751 | 0.64751 | 0.64751 | 2.2051 | 2.2051 | 2.2051 | 12.4895 | 29.0465 | 29.0465 | 29.0465 | 29.0465 | 29.0465 | 35.1504 | 35.1504 | 35.1504 | 35.1504 | 35.1504 | 35.1504 | 35.1504
4050 | Edgewater | 5 | 4050¦5 | WI | 380 | 2232720.6667 | 2.7189 | 2.7189 | 2.7189 | 2.7189 | 4.1765 | 4.1765 | 4.1765 | 12.6534 | 12.6534 | 19.8592 | 19.8592 | 19.8592 | 19.8592 | 19.8592 | 19.8592 | 19.8592 | 19.8592 | 19.8592 | 19.8592 | 19.8592
4054 | Nelson Dewey Generating Station | 1 | 4054¦1 | WI | 100 | 500762.6667 | 2.5571 | 2.5571 | 2.5571 | 2.5571 | 2.5571 | 2.5571 | 2.5571 | 25.4711 | 49.3458 | 49.3458 | 49.3458 | 49.3458 | 49.3458 | 56.9168 | 56.9168 | 56.9168 | 56.9168 | 56.9168 | 56.9168 | 56.9168
4054 | Nelson Dewey Generating Station | 2 | 4054¦2 | WI | 100 | 507718.6667 | 2.5723 | 2.5723 | 2.5723 | 2.5723 | 2.5723 | 2.5723 | 2.5723 | 25.1745 | 48.7456 | 48.7456 | 48.7456 | 48.7456 | 48.7456 | 56.2188 | 56.2188 | 56.2188 | 56.2188 | 56.2188 | 56.2188 | 56.2188
8023 | Columbia (WI) | 1 | 8023¦1 | WI | 511 | 3344371.3333 | 2.2957 | 2.2957 | 2.2957 | 2.2957 | 3.6696 | 3.6696 | 3.6696 | 7.5281 | 7.5281 | 14.1545 | 14.1545 | 14.1545 | 14.1545 | 14.1545 | 14.1545 | 14.1545 | 14.1545 | 14.1545 | 14.1545 | 14.1545
8023 | Columbia (WI) | 2 | 8023¦2 | WI | 512 | 3155145.3333 | 1.6597 | 1.6597 | 1.6597 | 1.6597 | 3.0453 | 3.0453 | 3.0453 | 7.1225 | 7.1225 | 14.0653 | 14.0653 | 14.0653 | 14.0653 | 18.8348 | 18.8348 | 18.8348 | 18.8348 | 18.8348 | 18.8348 | 18.8348
4072 | Pulliam | 5 | 4072¦5 | WI | 50 | 36513.6667 | 0 | 0 | 0 | 0 | 14.7769 | 14.7769 | 14.7769 | 217.5534 | 427.4213 | 514.5669 | 514.5669 | 514.5669 | 514.5669 | 577.433 | 577.433 | 577.433 | 577.433 | 577.433 | 577.433 | 577.433
4072 | Pulliam | 6 | 4072¦6 | WI | 69 | 82737.6667 | 0 | 0 | 0 | 0 | 7.6726 | 7.6726 | 7.6726 | 104.8079 | 218.8562 | 268.649 | 268.649 | 268.649 | 268.649 | 304.8529 | 304.8529 | 304.8529 | 304.8529 | 304.8529 | 304.8529 | 304.8529
4072 | Pulliam | 7 | 4072¦7 | WI | 81.6 | 239191.3333 | 7.0797 | 7.0797 | 7.0797 | 7.0797 | 10.8242 | 10.8242 | 10.8242 | 46.2967 | 91.4633 | 111.7551 | 111.7551 | 111.7551 | 111.7551 | 126.3713 | 126.3713 | 126.3713 | 126.3713 | 126.3713 | 126.3713 | 126.3713
4072 | Pulliam | 8 | 4072¦8 | WI | 149.6 | 476134.6667 | 7.7829 | 7.7829 | 7.7829 | 7.7829 | 7.7829 | 7.7829 | 7.7829 | 35.6722 | 69.7869 | 86.6484 | 86.6484 | 86.6484 | 86.6484 | 98.7234 | 98.7234 | 98.7234 | 98.7234 | 98.7234 | 98.7234 | 98.7234
4078 | Weston | 1 | 4078¦1 | WI | 60 | 85463.6667 | 0 | 0 | 0 | 0 | 7.0298 | 7.0298 | 7.0298 | 83.9664 | 177.8992 | 214.9864 | 214.9864 | 214.9864 | 214.9864 | 241.6594 | 241.6594 | 241.6594 | 241.6594 | 241.6594 | 241.6594 | 241.6594
4078 | Weston | 2 | 4078¦2 | WI | 81.6 | 199528.3333 | 0 | 0 | 0 | 0 | 3.8606 | 3.8606 | 3.8606 | 38.3413 | 87.8802 | 108.5311 | 108.5311 | 108.5311 | 108.5311 | 123.3809 | 123.3809 | 123.3809 | 123.3809 | 123.3809 | 123.3809 | 123.3809
4078 | Weston | 3 | 4078¦3 | WI | 350.5 | 1581740 | 0.89603 | 0.89603 | 0.89603 | 0.89603 | 2.3938 | 2.3938 | 2.3938 | 8.8578 | 26.2118 | 35.1186 | 35.1186 | 35.1186 | 35.1186 | 35.1186 | 35.1186 | 35.1186 | 35.1186 | 35.1186 | 35.1186 | 35.1186
4078 | Weston | 4 | 4078¦4 | WI | 595 | 3486348.6667 | 3.9052 | 3.9052 | 3.9052 | 3.9052 | 3.9052 | 3.9052 | 3.9052 | 7.7604 | 7.7604 | 7.7604 | 7.7604 | 7.7604 | 7.7604 | 7.7604 | 7.7604 | 7.7604 | 7.7604 | 7.7604 | 7.7604 | 7.7604
1866 | Wyandotte | 4 | 1866¦4 | MI | 11.5 | 6569.6667 | 0 | 0 | 0 | 0 | 0 | 0 | 0 | 0 | 0 | 0 | 0 | 0 | 0 | 0 | 0 | 0 | 0 | 0 | 0 | 0
1866 | Wyandotte | 5 | 1866¦5 | MI | 22 | 17486.3333 | 3.7147 | 3.7147 | 3.7147 | 3.7147 | 3.7147 | 3.7147 | 3.7147 | 3.7147 | 3.7147 | 3.7147 | 3.7147 | 3.7147 | 3.7147 | 3.7147 | 3.7147 | 3.7147 | 3.7147 | 3.7147 | 3.7147 | 3.7147
1866 | Wyandotte | 7 | 1866¦7 | MI | 32 | 62715 | 0 | 0 | 0 | 0 | 10.4835 | 10.4835 | 10.4835 | 222.3137 | 323.3848 | 375.4008 | 375.4008 | 375.4008 | 375.4008 | 417.3952 | 417.3952 | 417.3952 | 417.3952 | 417.3952 | 417.3952 | 417.3952
136 | Seminole (FL) | 1 | 136¦1 | FL | 735.9 | 4038726.6667 | 2.4992 | 2.4992 | 2.4992 | 2.4992 | 3.6639 | 3.6639 | 3.6639 | 8.1248 | 8.1248 | 8.1248 | 8.1248 | 8.1248 | 8.1248 | 12.5668 | 12.5668 | 12.5668 | 12.5668 | 12.5668 | 12.5668 | 12.5668
136 | Seminole (FL) | 2 | 136¦2 | FL | 735.9 | 3816428.3333 | 2.5366 | 2.5366 | 2.5366 | 2.5366 | 3.7108 | 3.7108 | 3.7108 | 8.4186 | 8.4186 | 8.4186 | 8.4186 | 8.4186 | 8.4186 | 13.0946 | 13.0946 | 13.0946 | 13.0946 | 13.0946 | 13.0946 | 13.0946
50951 | Sunnyside Cogen Associates | GEN1 | 50951¦GEN1 | UT | 58.1 | 277380 | 2.2664 | 2.2664 | 2.2664 | 2.2664 | 5.94 | 5.94 | 5.94 | 66.6246 | 105.2306 | 121.0875 | 121.0875 | 121.0875 | 121.0875 | 121.0875 | 121.0875 | 121.0875 | 121.0875 | 121.0875 | 121.0875 | 121.0875
3152 | Sunbury Generation LP | 1 | 3152¦1 | PA | 89.1 | 30753.3333 | 4.0203 | 4.0203 | 4.0203 | 4.0203 | 22.3394 | 22.3394 | 22.3394 | 286.2746 | 673.5094 | 841.0276 | 841.0276 | 841.0276 | 841.0276 | 841.0276 | 841.0276 | 841.0276 | 841.0276 | 841.0276 | 841.0276 | 841.0276
3152 | Sunbury Generation LP | 2 | 3152¦2 | PA | 89.1 | 34436.3333 | 3.6375 | 3.6375 | 3.6375 | 3.6375 | 20.1674 | 20.1674 | 20.1674 | 255.9003 | 609.1763 | 775.1414 | 775.1414 | 775.1414 | 775.1414 | 775.1414 | 775.1414 | 775.1414 | 775.1414 | 775.1414 | 775.1414 | 775.1414
3152 | Sunbury Generation LP | 3 | 3152¦3 | PA | 103.5 | 20392 | 0 | 0 | 0 | 0 | 27.3506 | 27.3506 | 27.3506 | 443.9066 | 1095.8907 | 1410.5656 | 1410.5656 | 1410.5656 | 1410.5656 | 1612.4297 | 1612.4297 | 1612.4297 | 1612.4297 | 1612.4297 | 1612.4297 | 1612.4297
3152 | Sunbury Generation LP | 4 | 3152¦4 | PA | 156.2 | 11110 | 0 | 0 | 0 | 0 | 51.8196 | 51.8196 | 51.8196 | 1181.7087 | 2746.7499 | 3551.8446 | 3551.8446 | 3551.8446 | 3551.8446 | 4068.2361 | 4068.2361 | 4068.2361 | 4068.2361 | 4068.2361 | 4068.2361 | 4068.2361
1353 | Big Sandy | 1 | 1353¦1 | KY | 280.5 | 949573.3333 | 0.47429 | 0.47429 | 0.47429 | 0.47429 | 2.1693 | 2.1693 | 2.1693 | 11.9853 | 38.7211 | 51.0778 | 51.0778 | 51.0778 | 51.0778 | 59.3778 | 59.3778 | 59.3778 | 59.3778 | 59.3778 | 59.3778 | 59.3778
1353 | Big Sandy | 2 | 1353¦2 | KY | 816.3 | 2428514.6667 | 4.2508 | 4.2508 | 4.2508 | 4.2508 | 5.5321 | 5.5321 | 5.5321 | 15.7102 | 15.7102 | 15.7102 | 15.7102 | 15.7102 | 15.7102 | 23.4503 | 23.4503 | 23.4503 | 23.4503 | 23.4503 | 23.4503 | 23.4503
3948 | Mitchell (WV) | 1 | 3948¦1 | WV | 816.3 | 3066341.3333 | 2.5754 | 2.5754 | 2.5754 | 2.5754 | 3.7827 | 3.7827 | 3.7827 | 9.616 | 9.616 | 9.616 | 9.616 | 9.616 | 9.616 | 15.7552 | 15.7552 | 15.7552 | 15.7552 | 15.7552 | 15.7552 | 15.7552
3948 | Mitchell (WV) | 2 | 3948¦2 | WV | 816.3 | 4269548.3333 | 2.3108 | 2.3108 | 2.3108 | 2.3108 | 3.4568 | 3.4568 | 3.4568 | 7.6895 | 7.6895 | 7.6895 | 7.6895 | 7.6895 | 7.6895 | 12.2183 | 12.2183 | 12.2183 | 12.2183 | 12.2183 | 12.2183 | 12.2183
2535 | Cayuga Operating Company | 1 | 2535¦1 | NY | 155.3 | 349753 | 7.6615 | 7.6615 | 7.6615 | 7.6615 | 10.4568 | 10.4568 | 10.4568 | 61.7269 | 61.7269 | 61.7269 | 61.7269 | 61.7269 | 61.7269 | 76.6817 | 76.6817 | 76.6817 | 76.6817 | 76.6817 | 76.6817 | 76.6817
2535 | Cayuga Operating Company | 2 | 2535¦2 | NY | 167.2 | 379424.3333 | 5.4053 | 5.4053 | 5.4053 | 5.4053 | 8.0839 | 8.0839 | 8.0839 | 57.8054 | 57.8054 | 79.166 | 79.166 | 79.166 | 79.166 | 93.8113 | 93.8113 | 93.8113 | 93.8113 | 93.8113 | 93.8113 | 93.8113
6082 | Somerset Operating Co LLC | 1 | 6082¦1 | NY | 655.1 | 1968947.6667 | 3.6741 | 3.6741 | 3.6741 | 3.6741 | 5.0239 | 5.0239 | 5.0239 | 22.1116 | 22.1116 | 22.1116 | 22.1116 | 22.1116 | 22.1116 | 30.1243 | 30.1243 | 30.1243 | 30.1243 | 30.1243 | 30.1243 | 30.1243
1250 | Lawrence Energy Center | 3 | 1250¦3 | KS | 49 | 329510.6667 | 1.267 | 1.267 | 1.267 | 1.267 | 4.4114 | 4.4114 | 4.4114 | 24.1438 | 47.8207 | 57.334 | 57.334 | 57.334 | 57.334 | 64.0141 | 64.0141 | 64.0141 | 64.0141 | 64.0141 | 64.0141 | 64.0141
1250 | Lawrence Energy Center | 4 | 1250¦4 | KS | 114 | 624904.6667 | 4.5861 | 4.5861 | 4.5861 | 4.5861 | 6.7916 | 6.7916 | 6.7916 | 22.8989 | 22.8989 | 32.5953 | 32.5953 | 32.5953 | 32.5953 | 32.5953 | 32.5953 | 32.5953 | 32.5953 | 32.5953 | 32.5953 | 32.5953
1250 | Lawrence Energy Center | 5 | 1250¦5 | KS | 403 | 2482762.6667 | 2.2035 | 2.2035 | 2.2035 | 2.2035 | 3.6535 | 3.6535 | 3.6535 | 12.1175 | 12.1175 | 19.3437 | 19.3437 | 19.3437 | 19.3437 | 19.3437 | 19.3437 | 19.3437 | 19.3437 | 19.3437 | 19.3437 | 19.3437
1252 | Tecumseh Energy Center | 7 | 1252¦7 | KS | 82 | 427126 | 0.98887 | 0.98887 | 0.98887 | 0.98887 | 3.702 | 3.702 | 3.702 | 26.4584 | 51.9102 | 62.9782 | 62.9782 | 62.9782 | 62.9782 | 70.9511 | 70.9511 | 70.9511 | 70.9511 | 70.9511 | 70.9511 | 70.9511
1252 | Tecumseh Energy Center | 8 | 1252¦8 | KS | 150 | 782475.3333 | 0.55228 | 0.55228 | 0.55228 | 0.55228 | 2.6264 | 2.6264 | 2.6264 | 19.2471 | 40.2284 | 50.1897 | 50.1897 | 50.1897 | 50.1897 | 57.336 | 57.336 | 57.336 | 57.336 | 57.336 | 57.336 | 57.336
6068 | Jeffrey Energy Center | 1 | 6068¦1 | KS | 720 | 3658341.3333 | 1.5343 | 1.5343 | 1.5343 | 1.5343 | 2.9368 | 2.9368 | 2.9368 | 6.7468 | 6.7468 | 15.0513 | 15.0513 | 15.0513 | 15.0513 | 20.6215 | 20.6215 | 20.6215 | 20.6215 | 20.6215 | 20.6215 | 20.6215
6068 | Jeffrey Energy Center | 2 | 6068¦2 | KS | 720 | 4305879.3333 | 1.4244 | 1.4244 | 1.4244 | 1.4244 | 2.7991 | 2.7991 | 2.7991 | 6.0519 | 6.0519 | 13.2295 | 13.2295 | 13.2295 | 13.2295 | 18.0282 | 18.0282 | 18.0282 | 18.0282 | 18.0282 | 18.0282 | 18.0282
6068 | Jeffrey Energy Center | 3 | 6068¦3 | KS | 720 | 4116882.3333 | 1.4627 | 1.4627 | 1.4627 | 1.4627 | 2.8447 | 2.8447 | 2.8447 | 6.242 | 6.242 | 13.7204 | 13.7204 | 13.7204 | 13.7204 | 18.7192 | 18.7192 | 18.7192 | 18.7192 | 18.7192 | 18.7192 | 18.7192
3944 | FirstEnergy Harrison Power Station | 1 | 3944¦1 | WV | 684 | 3998846.6667 | 1.5634 | 1.5634 | 1.5634 | 1.5634 | 2.7243 | 2.7243 | 2.7243 | 6.4917 | 6.4917 | 13.3389 | 13.3389 | 13.3389 | 13.3389 | 17.5656 | 17.5656 | 17.5656 | 17.5656 | 17.5656 | 17.5656 | 17.5656
3944 | FirstEnergy Harrison Power Station | 2 | 3944¦2 | WV | 684 | 3734491.3333 | 1.5622 | 1.5622 | 1.5622 | 1.5622 | 2.7345 | 2.7345 | 2.7345 | 6.7418 | 6.7418 | 14.0062 | 14.0062 | 14.0062 | 14.0062 | 18.502 | 18.502 | 18.502 | 18.502 | 18.502 | 18.502 | 18.502
3944 | FirstEnergy Harrison Power Station | 3 | 3944¦3 | WV | 684 | 4120211.3333 | 1.534 | 1.534 | 1.534 | 1.534 | 2.6901 | 2.6901 | 2.6901 | 6.3577 | 6.3577 | 13.0477 | 13.0477 | 13.0477 | 13.0477 | 17.1624 | 17.1624 | 17.1624 | 17.1624 | 17.1624 | 17.1624 | 17.1624
6004 | FirstEnergy Pleasants Power Station | 1 | 6004¦1 | WV | 684 | 4198893.6667 | 1.6177 | 1.6177 | 1.6177 | 1.6177 | 2.7962 | 2.7962 | 2.7962 | 7.1186 | 7.1186 | 13.6674 | 13.6674 | 13.6674 | 13.6674 | 17.7908 | 17.7908 | 17.7908 | 17.7908 | 17.7908 | 17.7908 | 17.7908
6004 | FirstEnergy Pleasants Power Station | 2 | 6004¦2 | WV | 684 | 4024361.3333 | 1.6087 | 1.6087 | 1.6087 | 1.6087 | 2.7939 | 2.7939 | 2.7939 | 7.2915 | 7.2915 | 14.2935 | 14.2935 | 14.2935 | 14.2935 | 18.5772 | 18.5772 | 18.5772 | 18.5772 | 18.5772 | 18.5772 | 18.5772
126 | H Wilson Sundt Generating Station | 4 | 126¦4 | AZ | 173.3 | 457891.3333 | 1.7999 | 1.7999 | 1.7999 | 1.7999 | 4.4534 | 4.4534 | 4.4534 | 41.2606 | 79.0989 | 98.8305 | 98.8305 | 98.8305 | 98.8305 | 98.8305 | 98.8305 | 98.8305 | 98.8305 | 98.8305 | 98.8305 | 98.8305
8223 | Springerville | 1 | 8223¦1 | AZ | 424.8 | 2894822 | 2.2294 | 2.2294 | 2.2294 | 2.2294 | 3.5864 | 3.5864 | 3.5864 | 7.1545 | 7.1545 | 13.5625 | 13.5625 | 13.5625 | 13.5625 | 13.5625 | 13.5625 | 13.5625 | 13.5625 | 13.5625 | 13.5625 | 13.5625
8223 | Springerville | 2 | 8223¦2 | AZ | 424.8 | 2679828.3333 | 2.1835 | 2.1835 | 2.1835 | 2.1835 | 3.5581 | 3.5581 | 3.5581 | 7.3864 | 7.3864 | 14.2147 | 14.2147 | 14.2147 | 14.2147 | 14.2147 | 14.2147 | 14.2147 | 14.2147 | 14.2147 | 14.2147 | 14.2147
8223 | Springerville | 3 | 8223¦3 | AZ | 458.1 | 2529974.3333 | 3.1266 | 3.1266 | 3.1266 | 3.1266 | 4.5128 | 4.5128 | 4.5128 | 8.6611 | 8.6611 | 8.6611 | 8.6611 | 8.6611 | 8.6611 | 8.6611 | 8.6611 | 8.6611 | 8.6611 | 8.6611 | 8.6611 | 8.6611
8223 | Springerville | 4 | 8223¦4 | AZ | 458.1 | 2606953.3333 | 3.1259 | 3.1259 | 3.1259 | 3.1259 | 4.5046 | 4.5046 | 4.5046 | 8.5401 | 8.5401 | 8.5401 | 8.5401 | 8.5401 | 8.5401 | 8.5401 | 8.5401 | 8.5401 | 8.5401 | 8.5401 | 8.5401 | 8.5401
87 | Escalante | 1 | 87¦1 | NM | 257 | 1341593 | 3.0128 | 3.0128 | 3.0128 | 3.0128 | 4.7282 | 4.7282 | 4.7282 | 23.7018 | 23.7018 | 33.3633 | 33.3633 | 33.3633 | 33.3633 | 33.3633 | 33.3633 | 33.3633 | 33.3633 | 33.3633 | 33.3633 | 33.3633
527 | Nucla | 1 | 527¦1 | CO | 11.5 | 48211 | 9.3123 | 9.3123 | 9.3123 | 9.3123 | 9.3123 | 9.3123 | 9.3123 | 9.3123 | 9.3123 | 9.3123 | 9.3123 | 9.3123 | 9.3123 | 9.3123 | 9.3123 | 9.3123 | 9.3123 | 9.3123 | 9.3123 | 9.3123
527 | Nucla | 2 | 527¦2 | CO | 11.5 | 47038 | 9.5336 | 9.5336 | 9.5336 | 9.5336 | 9.5336 | 9.5336 | 9.5336 | 9.5336 | 9.5336 | 9.5336 | 9.5336 | 9.5336 | 9.5336 | 9.5336 | 9.5336 | 9.5336 | 9.5336 | 9.5336 | 9.5336 | 9.5336
527 | Nucla | 3 | 527¦3 | CO | 11.5 | 46571 | 9.6248 | 9.6248 | 9.6248 | 9.6248 | 9.6248 | 9.6248 | 9.6248 | 9.6248 | 9.6248 | 9.6248 | 9.6248 | 9.6248 | 9.6248 | 9.6248 | 9.6248 | 9.6248 | 9.6248 | 9.6248 | 9.6248 | 9.6248
527 | Nucla | ST4 | 527¦ST4 | CO | 79.3 | 304997.3333 | 2.1371 | 2.1371 | 2.1371 | 2.1371 | 5.3559 | 5.3559 | 5.3559 | 60.9682 | 95.285 | 111.3191 | 111.3191 | 111.3191 | 111.3191 | 111.3191 | 111.3191 | 111.3191 | 111.3191 | 111.3191 | 111.3191 | 111.3191
6021 | Craig (CO) | 1 | 6021¦1 | CO | 446.4 | 2684923.3333 | 2.0845 | 2.0845 | 2.0845 | 2.0845 | 3.4445 | 3.4445 | 3.4445 | 8.9858 | 8.9858 | 16.1899 | 16.1899 | 16.1899 | 16.1899 | 16.1899 | 16.1899 | 16.1899 | 16.1899 | 16.1899 | 16.1899 | 16.1899
6021 | Craig (CO) | 2 | 6021¦2 | CO | 446.4 | 2939315.6667 | 2.0104 | 2.0104 | 2.0104 | 2.0104 | 3.3505 | 3.3505 | 3.3505 | 8.4192 | 8.4192 | 15.1137 | 15.1137 | 15.1137 | 15.1137 | 15.1137 | 15.1137 | 15.1137 | 15.1137 | 15.1137 | 15.1137 | 15.1137
6021 | Craig (CO) | 3 | 6021¦3 | CO | 534.8 | 3259993.6667 | 2.0515 | 2.0515 | 2.0515 | 2.0515 | 3.3712 | 3.3712 | 3.3712 | 6.9344 | 6.9344 | 14.0147 | 14.0147 | 14.0147 | 14.0147 | 14.0147 | 14.0147 | 14.0147 | 14.0147 | 14.0147 | 14.0147 | 14.0147
7790 | Bonanza | 1 | 7790¦1 | UT | 499.5 | 3359920.6667 | 4.4514 | 4.4514 | 4.4514 | 4.4514 | 5.6779 | 5.6779 | 5.6779 | 13.4486 | 13.4486 | 20.33 | 20.33 | 20.33 | 20.33 | 20.33 | 20.33 | 20.33 | 20.33 | 20.33 | 20.33 | 20.33
59 | Platte | 1 | 59¦1 | NE | 109.8 | 326961.3333 | 6.9791 | 6.9791 | 6.9791 | 6.9791 | 10.056 | 10.056 | 10.056 | 61.6017 | 61.6017 | 79.7573 | 79.7573 | 79.7573 | 79.7573 | 79.7573 | 79.7573 | 79.7573 | 79.7573 | 79.7573 | 79.7573 | 79.7573
856 | E D Edwards | 1 | 856¦1 | IL | 136 | 345770.3333 | 1.4382 | 1.4382 | 1.4382 | 1.4382 | 1.4382 | 1.4382 | 1.4382 | 24.8935 | 66.2402 | 85.575 | 85.575 | 85.575 | 85.575 | 99.5508 | 99.5508 | 99.5508 | 99.5508 | 99.5508 | 99.5508 | 99.5508
856 | E D Edwards | 2 | 856¦2 | IL | 280.5 | 1767024 | 1.2493 | 1.2493 | 1.2493 | 1.2493 | 1.2493 | 1.2493 | 1.2493 | 9.9972 | 24.1953 | 31.7673 | 31.7673 | 31.7673 | 31.7673 | 36.9656 | 36.9656 | 36.9656 | 36.9656 | 36.9656 | 36.9656 | 36.9656
856 | E D Edwards | 3 | 856¦3 | IL | 363.8 | 2033222.6667 | 2.2384 | 2.2384 | 2.2384 | 2.2384 | 2.2384 | 2.2384 | 2.2384 | 11.2382 | 25.8653 | 25.8653 | 25.8653 | 25.8653 | 25.8653 | 31.4106 | 31.4106 | 31.4106 | 31.4106 | 31.4106 | 31.4106 | 31.4106
6016 | Duck Creek | 1 | 6016¦1 | IL | 441 | 2526919.6667 | 2.4141 | 2.4141 | 2.4141 | 2.4141 | 3.7955 | 3.7955 | 3.7955 | 13.8734 | 13.8734 | 13.8734 | 13.8734 | 13.8734 | 13.8734 | 18.926 | 18.926 | 18.926 | 18.926 | 18.926 | 18.926 | 18.926
56163 | Kennecott Power Plant | 1 | 56163¦1 | UT | 50 | 70882 | 5.8974 | 5.8974 | 5.8974 | 5.8974 | 14.2473 | 14.2473 | 14.2473 | 143.638 | 262.3222 | 311.9479 | 311.9479 | 311.9479 | 311.9479 | 342.7245 | 342.7245 | 342.7245 | 342.7245 | 342.7245 | 342.7245 | 342.7245
56163 | Kennecott Power Plant | 2 | 56163¦2 | UT | 25 | 40746.3333 | 10.1709 | 10.1709 | 10.1709 | 10.1709 | 22.8598 | 22.8598 | 22.8598 | 189.5818 | 325.0615 | 377.0179 | 377.0179 | 377.0179 | 377.0179 | 407.5608 | 407.5608 | 407.5608 | 407.5608 | 407.5608 | 407.5608 | 407.5608
56163 | Kennecott Power Plant | 3 | 56163¦3 | UT | 25 | 36616 | 11.3181 | 11.3181 | 11.3181 | 11.3181 | 25.1714 | 25.1714 | 25.1714 | 210.6771 | 360.7105 | 418.3784 | 418.3784 | 418.3784 | 418.3784 | 452.3169 | 452.3169 | 452.3169 | 452.3169 | 452.3169 | 452.3169 | 452.3169
56163 | Kennecott Power Plant | 4 | 56163¦4 | UT | 82 | 317455.3333 | 1.3325 | 1.3325 | 1.3325 | 1.3325 | 4.4484 | 4.4484 | 4.4484 | 40.3478 | 81.097 | 98.2225 | 98.2225 | 98.2225 | 98.2225 | 108.775 | 108.775 | 108.775 | 108.775 | 108.775 | 108.775 | 108.775
3130 | Seward (PA) | FB1 | 3130¦FB1 | PA | 585 | 2107268.3333 | 3.0005 | 3.0005 | 3.0005 | 3.0005 | 4.4545 | 4.4545 | 4.4545 | 14.4677 | 14.4677 | 25.6279 | 25.6279 | 25.6279 | 25.6279 | 25.6279 | 25.6279 | 25.6279 | 25.6279 | 25.6279 | 25.6279 | 25.6279
298 | Limestone | 1 | 298¦1 | TX | 893 | 5939377.6667 | 1.5943 | 1.5943 | 1.5943 | 1.5943 | 2.9196 | 2.9196 | 2.9196 | 5.958 | 5.958 | 12.2118 | 12.2118 | 12.2118 | 12.2118 | 16.4089 | 16.4089 | 16.4089 | 16.4089 | 16.4089 | 16.4089 | 16.4089
298 | Limestone | 2 | 298¦2 | TX | 956.8 | 6182536.3333 | 1.5871 | 1.5871 | 1.5871 | 1.5871 | 2.9067 | 2.9067 | 2.9067 | 5.9627 | 5.9627 | 12.3235 | 12.3235 | 12.3235 | 12.3235 | 16.5804 | 16.5804 | 16.5804 | 16.5804 | 16.5804 | 16.5804 | 16.5804
3470 | W A Parish | 5 | 3470¦5 | TX | 734.1 | 3980332.6667 | 0.56978 | 0.56978 | 0.56978 | 0.56978 | 1.8966 | 1.8966 | 1.8966 | 7.8462 | 17.6902 | 24.9923 | 24.9923 | 24.9923 | 24.9923 | 24.9923 | 24.9923 | 24.9923 | 24.9923 | 24.9923 | 24.9923 | 24.9923
3470 | W A Parish | 6 | 3470¦6 | TX | 734.1 | 3857515 | 0.57419 | 0.57419 | 0.57419 | 0.57419 | 1.9066 | 1.9066 | 1.9066 | 8.0404 | 18.1309 | 25.6694 | 25.6694 | 25.6694 | 25.6694 | 25.6694 | 25.6694 | 25.6694 | 25.6694 | 25.6694 | 25.6694 | 25.6694
3470 | W A Parish | 7 | 3470¦7 | TX | 614.6 | 3378501 | 0.69659 | 0.69659 | 0.69659 | 0.69659 | 2.057 | 2.057 | 2.057 | 4.9355 | 18.2618 | 25.608 | 25.608 | 25.608 | 25.608 | 25.608 | 25.608 | 25.608 | 25.608 | 25.608 | 25.608 | 25.608
3470 | W A Parish | 8 | 3470¦8 | TX | 654 | 3672651 | 2.1393 | 2.1393 | 2.1393 | 2.1393 | 3.4768 | 3.4768 | 3.4768 | 8.7027 | 8.7027 | 15.859 | 15.859 | 15.859 | 15.859 | 15.859 | 15.859 | 15.859 | 15.859 | 15.859 | 15.859 | 15.859
6018 | East Bend | 2 | 6018¦2 | KY | 669.3 | 3268188.3333 | 2.9559 | 2.9559 | 2.9559 | 2.9559 | 4.2582 | 4.2582 | 4.2582 | 12.3579 | 12.3579 | 12.3579 | 12.3579 | 12.3579 | 12.3579 | 17.7516 | 17.7516 | 17.7516 | 17.7516 | 17.7516 | 17.7516 | 17.7516
2378 | B L England | 1 | 2378¦1 | NJ | 136 | 36407.3333 | 5.3492 | 5.3492 | 5.3492 | 5.3492 | 5.3492 | 5.3492 | 5.3492 | 306.0814 | 732.0459 | 732.0459 | 732.0459 | 732.0459 | 732.0459 | 864.899 | 864.899 | 864.899 | 864.899 | 864.899 | 864.899 | 864.899
2378 | B L England | 2 | 2378¦2 | NJ | 163.2 | 151895.3333 | 14.2319 | 14.2319 | 14.2319 | 14.2319 | 14.2319 | 14.2319 | 14.2319 | 170.0914 | 170.0914 | 170.0914 | 170.0914 | 170.0914 | 170.0914 | 207.3191 | 207.3191 | 207.3191 | 207.3191 | 207.3191 | 207.3191 | 207.3191
50202 | WPS Power Niagara | GEN1 | 50202¦GEN1 | NY | 56 | 51701 | 11.5704 | 11.5704 | 11.5704 | 11.5704 | 22.7467 | 22.7467 | 22.7467 | 347.5734 | 509.1988 | 509.1988 | 509.1988 | 509.1988 | 509.1988 | 509.1988 | 509.1988 | 509.1988 | 509.1988 | 509.1988 | 509.1988 | 509.1988
56611 | Sandy Creek Energy Station | S01 | 56611¦S01 | TX | 1008 | 3282046.3333 | 2.9656 | 2.9656 | 2.9656 | 2.9656 | 2.9656 | 2.9656 | 2.9656 | 8.8468 | 8.8468 | 18.7546 | 18.7546 | 18.7546 | 18.7546 | 18.7546 | 18.7546 | 18.7546 | 18.7546 | 18.7546 | 18.7546 | 18.7546
56671 | Longview Power LLC | MKA01 | 56671¦MKA01 | WV | 807.5 | 4105984 | 1.8287 | 1.8287 | 1.8287 | 1.8287 | 2.8798 | 2.8798 | 2.8798 | 9.6702 | 9.6702 | 16.0897 | 16.0897 | 16.0897 | 16.0897 | 16.0897 | 16.0897 | 16.0897 | 16.0897 | 16.0897 | 16.0897 | 16.0897
1393 | R S Nelson | 6 | 1393¦6 | LA | 614.6 | 2902194.6667 | 0.14452 | 0.14452 | 0.14452 | 0.14452 | 1.6773 | 1.6773 | 1.6773 | 8.0338 | 24.1703 | 33.743 | 33.743 | 33.743 | 33.743 | 40.1539 | 40.1539 | 40.1539 | 40.1539 | 40.1539 | 40.1539 | 40.1539
6146 | Martin Lake | 1 | 6146¦1 | TX | 793.2 | 4937302 | 1.9625 | 1.9625 | 1.9625 | 1.9625 | 3.4328 | 3.4328 | 3.4328 | 9.3071 | 9.3071 | 16.4272 | 16.4272 | 16.4272 | 16.4272 | 21.3107 | 21.3107 | 21.3107 | 21.3107 | 21.3107 | 21.3107 | 21.3107
6146 | Martin Lake | 2 | 6146¦2 | TX | 793.2 | 5136121 | 1.9055 | 1.9055 | 1.9055 | 1.9055 | 3.3703 | 3.3703 | 3.3703 | 9.0262 | 9.0262 | 15.9129 | 15.9129 | 15.9129 | 15.9129 | 20.6246 | 20.6246 | 20.6246 | 20.6246 | 20.6246 | 20.6246 | 20.6246
6146 | Martin Lake | 3 | 6146¦3 | TX | 793.2 | 4463123.6667 | 1.994 | 1.994 | 1.994 | 1.994 | 3.4793 | 3.4793 | 3.4793 | 9.9522 | 9.9522 | 17.6955 | 17.6955 | 17.6955 | 17.6955 | 23.0502 | 23.0502 | 23.0502 | 23.0502 | 23.0502 | 23.0502 | 23.0502
6147 | Monticello | 1 | 6147¦1 | TX | 593.4 | 1717304.6667 | 1.3672 | 1.3672 | 1.3672 | 1.3672 | 3.0426 | 3.0426 | 3.0426 | 15.4292 | 40.8997 | 40.8997 | 40.8997 | 40.8997 | 40.8997 | 40.8997 | 40.8997 | 40.8997 | 40.8997 | 40.8997 | 40.8997 | 40.8997
6147 | Monticello | 2 | 6147¦2 | TX | 593.4 | 1551051 | 1.364 | 1.364 | 1.364 | 1.364 | 3.0819 | 3.0819 | 3.0819 | 16.7736 | 44.6963 | 44.6963 | 44.6963 | 44.6963 | 44.6963 | 44.6963 | 44.6963 | 44.6963 | 44.6963 | 44.6963 | 44.6963 | 44.6963
6147 | Monticello | 3 | 6147¦3 | TX | 793.2 | 4041206 | 2.4926 | 2.4926 | 2.4926 | 2.4926 | 3.929 | 3.929 | 3.929 | 12.7886 | 12.7886 | 12.7886 | 12.7886 | 12.7886 | 12.7886 | 18.4338 | 18.4338 | 18.4338 | 18.4338 | 18.4338 | 18.4338 | 18.4338
6648 | Sandow No 4 | 4 | 6648¦4 | TX | 590.6 | 4288579.6667 | 3.2901 | 3.2901 | 3.2901 | 3.2901 | 4.7759 | 4.7759 | 4.7759 | 11.5093 | 11.5093 | 11.5093 | 11.5093 | 11.5093 | 11.5093 | 15.9488 | 15.9488 | 15.9488 | 15.9488 | 15.9488 | 15.9488 | 15.9488
1831 | Eckert Station | 1 | 1831¦1 | MI | 44 | 36800 | 0 | 0 | 0 | 0 | 14.6486 | 14.6486 | 14.6486 | 196.6697 | 396.0975 | 477.1024 | 477.1024 | 477.1024 | 477.1024 | 535.409 | 535.409 | 535.409 | 535.409 | 535.409 | 535.409 | 535.409
1831 | Eckert Station | 2 | 1831¦2 | MI | 44 | 21491.3333 | 0 | 0 | 0 | 0 | 23.6639 | 23.6639 | 23.6639 | 335.2026 | 695.8029 | 848.9073 | 848.9073 | 848.9073 | 848.9073 | 948.4267 | 948.4267 | 948.4267 | 948.4267 | 948.4267 | 948.4267 | 948.4267
1831 | Eckert Station | 3 | 1831¦3 | MI | 47 | 56316.3333 | 0 | 0 | 0 | 0 | 10.3054 | 10.3054 | 10.3054 | 130.4449 | 265.8015 | 321.2155 | 321.2155 | 321.2155 | 321.2155 | 361.5484 | 361.5484 | 361.5484 | 361.5484 | 361.5484 | 361.5484 | 361.5484
1831 | Eckert Station | 4 | 1831¦4 | MI | 80 | 185271 | 0 | 0 | 0 | 0 | 4.4344 | 4.4344 | 4.4344 | 51.2559 | 109.8448 | 136.1942 | 136.1942 | 136.1942 | 136.1942 | 155.2955 | 155.2955 | 155.2955 | 155.2955 | 155.2955 | 155.2955 | 155.2955
1831 | Eckert Station | 5 | 1831¦5 | MI | 80 | 116455.3333 | 0 | 0 | 0 | 0 | 6.0589 | 6.0589 | 6.0589 | 80.4319 | 172.0829 | 213.3343 | 213.3343 | 213.3343 | 213.3343 | 243.4575 | 243.4575 | 243.4575 | 243.4575 | 243.4575 | 243.4575 | 243.4575
1831 | Eckert Station | 6 | 1831¦6 | MI | 80 | 239572.6667 | 0 | 0 | 0 | 0 | 3.8113 | 3.8113 | 3.8113 | 40.0648 | 85.935 | 106.5232 | 106.5232 | 106.5232 | 106.5232 | 121.3969 | 121.3969 | 121.3969 | 121.3969 | 121.3969 | 121.3969 | 121.3969
1832 | Erickson Station | 1 | 1832¦1 | MI | 154.7 | 554558.6667 | 0.77994 | 0.77994 | 0.77994 | 0.77994 | 3.045 | 3.045 | 3.045 | 33.4708 | 61.7803 | 75.1112 | 75.1112 | 75.1112 | 75.1112 | 84.6681 | 84.6681 | 84.6681 | 84.6681 | 84.6681 | 84.6681 | 84.6681
50251 | Verso Paper Quinnesec Mich Mill | GEN2 | 50251¦GEN2 | MI | 28 | 103489.61 | 4.0298 | 4.0298 | 4.0298 | 4.0298 | 12.8043 | 12.8043 | 12.8043 | 140.848 | 234.1649 | 279.8074 | 279.8074 | 279.8074 | 279.8074 | 307.9125 | 307.9125 | 307.9125 | 307.9125 | 307.9125 | 307.9125 | 307.9125
2094 | Sibley | 1 | 2094¦1 | MO | 55 | 138099.3333 | 0 | 0 | 0 | 0 | 5.0362 | 5.0362 | 5.0362 | 56.1849 | 114.1189 | 138.4564 | 138.4564 | 138.4564 | 138.4564 | 154.8713 | 154.8713 | 154.8713 | 154.8713 | 154.8713 | 154.8713 | 154.8713
2094 | Sibley | 2 | 2094¦2 | MO | 50 | 167152.3333 | 0 | 0 | 0 | 0 | 4.4609 | 4.4609 | 4.4609 | 46.0565 | 91.7772 | 110.9369 | 110.9369 | 110.9369 | 110.9369 | 123.5921 | 123.5921 | 123.5921 | 123.5921 | 123.5921 | 123.5921 | 123.5921
2094 | Sibley | 3 | 2094¦3 | MO | 419 | 1778595.6667 | 0 | 0 | 0 | 0 | 1.5247 | 1.5247 | 1.5247 | 14.3141 | 32.7205 | 42.7428 | 42.7428 | 42.7428 | 42.7428 | 49.6036 | 49.6036 | 49.6036 | 49.6036 | 49.6036 | 49.6036 | 49.6036
2098 | Lake Road (MO) | 4 | 2098¦4 | MO | 90 | 366964 | 0 | 0 | 0 | 0 | 4.0128 | 4.0128 | 4.0128 | 50.2777 | 91.1609 | 115.6208 | 115.6208 | 115.6208 | 115.6208 | 131.6342 | 131.6342 | 131.6342 | 131.6342 | 131.6342 | 131.6342 | 131.6342
10071 | Portsmouth Genco LLC | GEN1 | 10071¦GEN1 | VA | 57.4 | 12568.6667 | 129.0055 | 129.0055 | 129.0055 | 129.0055 | 170.809 | 170.809 | 170.809 | 1067.882 | 1067.882 | 1418.7144 | 1418.7144 | 1418.7144 | 1418.7144 | 1418.7144 | 1418.7144 | 1418.7144 | 1418.7144 | 1418.7144 | 1418.7144 | 1418.7144
10071 | Portsmouth Genco LLC | GEN2 | 10071¦GEN2 | VA | 57.4 | 14091 | 115.4172 | 115.4172 | 115.4172 | 115.4172 | 152.9327 | 152.9327 | 152.9327 | 953.1186 | 953.1186 | 1266.1128 | 1266.1128 | 1266.1128 | 1266.1128 | 1266.1128 | 1266.1128 | 1266.1128 | 1266.1128 | 1266.1128 | 1266.1128 | 1266.1128
6178 | Coleto Creek | 1 | 6178¦1 | TX | 622.4 | 5076967.3333 | 0.51624 | 0.51624 | 0.51624 | 0.51624 | 1.733 | 1.733 | 1.733 | 5.3291 | 14.5466 | 19.6411 | 19.6411 | 19.6411 | 19.6411 | 19.6411 | 19.6411 | 19.6411 | 19.6411 | 19.6411 | 19.6411 | 19.6411
7030 | Twin Oaks Power One | 1 | 7030¦1 | TX | 174.6 | 942544.6667 | 7.9102 | 7.9102 | 7.9102 | 7.9102 | 10.0582 | 10.0582 | 10.0582 | 22.4089 | 42.2585 | 52.4614 | 52.4614 | 52.4614 | 52.4614 | 52.4614 | 52.4614 | 52.4614 | 52.4614 | 52.4614 | 52.4614 | 52.4614
7030 | Twin Oaks Power One | 2 | 7030¦2 | TX | 174.6 | 1023700.6667 | 7.7933 | 7.7933 | 7.7933 | 7.7933 | 9.8927 | 9.8927 | 9.8927 | 21.2954 | 39.4926 | 39.4926 | 39.4926 | 39.4926 | 39.4926 | 39.4926 | 39.4926 | 39.4926 | 39.4926 | 39.4926 | 39.4926 | 39.4926
3497 | Big Brown | 1 | 3497¦1 | TX | 593.4 | 3748163 | 1.1953 | 1.1953 | 1.1953 | 1.1953 | 2.6223 | 2.6223 | 2.6223 | 9.0553 | 23.1466 | 23.1466 | 23.1466 | 23.1466 | 23.1466 | 23.1466 | 23.1466 | 23.1466 | 23.1466 | 23.1466 | 23.1466 | 23.1466
3497 | Big Brown | 2 | 3497¦2 | TX | 593.4 | 3880126 | 1.1981 | 1.1981 | 1.1981 | 1.1981 | 2.6189 | 2.6189 | 2.6189 | 8.8418 | 22.5677 | 22.5677 | 22.5677 | 22.5677 | 22.5677 | 22.5677 | 22.5677 | 22.5677 | 22.5677 | 22.5677 | 22.5677 | 22.5677
6180 | Oak Grove | OG1 | 6180¦OG1 | TX | 916.8 | 5994077.6667 | 4.0277 | 4.0277 | 4.0277 | 4.0277 | 4.0277 | 4.0277 | 4.0277 | 9.9818 | 9.9818 | 9.9818 | 9.9818 | 9.9818 | 9.9818 | 9.9818 | 9.9818 | 9.9818 | 9.9818 | 9.9818 | 9.9818 | 9.9818
6180 | Oak Grove | OG2 | 6180¦OG2 | TX | 878.6 | 6115074.5 | 4.012 | 4.012 | 4.012 | 4.012 | 4.012 | 4.012 | 4.012 | 9.6603 | 9.6603 | 9.6603 | 9.6603 | 9.6603 | 9.6603 | 9.6603 | 9.6603 | 9.6603 | 9.6603 | 9.6603 | 9.6603 | 9.6603
52071 | Sandow No 5 | 5 | 52071¦5 | TX | 661.5 | 4365763.6667 | 2.2795 | 2.2795 | 2.2795 | 2.2795 | 3.7448 | 3.7448 | 3.7448 | 9.0214 | 9.0214 | 9.0214 | 9.0214 | 9.0214 | 9.0214 | 9.0214 | 9.0214 | 9.0214 | 9.0214 | 9.0214 | 9.0214 | 9.0214
57917 | Bayer CropScience Institute Plant | 1 | 57917¦1 | WV | 6.3 | 4699.0683 | 86.1583 | 86.1583 | 86.1583 | 86.1583 | 86.1583 | 86.1583 | 86.1583 | 86.1583 | 86.1583 | 86.1583 | 86.1583 | 86.1583 | 86.1583 | 86.1583 | 86.1583 | 86.1583 | 86.1583 | 86.1583 | 86.1583 | 86.1583
57917 | Bayer CropScience Institute Plant | 2 | 57917¦2 | WV | 6.3 | 14014.2983 | 28.8893 | 28.8893 | 28.8893 | 28.8893 | 28.8893 | 28.8893 | 28.8893 | 28.8893 | 28.8893 | 28.8893 | 28.8893 | 28.8893 | 28.8893 | 28.8893 | 28.8893 | 28.8893 | 28.8893 | 28.8893 | 28.8893 | 28.8893
57944 | Goddard Steam Plant | 1 | 57944¦1 | MD | 6.2 | 11377.3333 | 35.6935 | 35.6935 | 35.6935 | 35.6935 | 35.6935 | 35.6935 | 35.6935 | 35.6935 | 35.6935 | 35.6935 | 35.6935 | 35.6935 | 35.6935 | 35.6935 | 35.6935 | 35.6935 | 35.6935 | 35.6935 | 35.6935 | 35.6935
57944 | Goddard Steam Plant | 2 | 57944¦2 | MD | 6.2 | 4512.6667 | 89.9903 | 89.9903 | 89.9903 | 89.9903 | 89.9903 | 89.9903 | 89.9903 | 89.9903 | 89.9903 | 89.9903 | 89.9903 | 89.9903 | 89.9903 | 89.9903 | 89.9903 | 89.9903 | 89.9903 | 89.9903 | 89.9903 | 89.9903
58066 | PCA, Filer City Mill | TG2 | 58066¦TG2 | MI | 8 | 22142.3333 | 21.1509 | 21.1509 | 21.1509 | 21.1509 | 21.1509 | 21.1509 | 21.1509 | 21.1509 | 21.1509 | 21.1509 | 21.1509 | 21.1509 | 21.1509 | 21.1509 | 21.1509 | 21.1509 | 21.1509 | 21.1509 | 21.1509 | 21.1509
58066 | PCA, Filer City Mill | TG3 | 58066¦TG3 | MI | 11.5 | 32489.6667 | 15.1271 | 15.1271 | 15.1271 | 15.1271 | 15.1271 | 15.1271 | 15.1271 | 15.1271 | 15.1271 | 15.1271 | 15.1271 | 15.1271 | 15.1271 | 15.1271 | 15.1271 | 15.1271 | 15.1271 | 15.1271 | 15.1271 | 15.1271
1626 | Salem Harbor | 3 | 1626¦3 | MA | 165.7 | 260102 | 0 | 0 | 0 | 0 | 3.6394 | 3.6394 | 3.6394 | 79.8951 | 150.2338 | 184.3738 | 184.3738 | 184.3738 | 184.3738 | 208.3404 | 208.3404 | 208.3404 | 208.3404 | 208.3404 | 208.3404 | 208.3404
602 | Brandon Shores | 1 | 602¦1 | MD | 685 | 2364034 | 3.6638 | 3.6638 | 3.6638 | 3.6638 | 3.6638 | 3.6638 | 3.6638 | 11.0025 | 11.0025 | 22.0951 | 22.0951 | 22.0951 | 22.0951 | 22.0951 | 22.0951 | 22.0951 | 22.0951 | 22.0951 | 22.0951 | 22.0951
602 | Brandon Shores | 2 | 602¦2 | MD | 685 | 2487788.3333 | 3.5681 | 3.5681 | 3.5681 | 3.5681 | 4.9329 | 4.9329 | 4.9329 | 11.9148 | 11.9148 | 11.9148 | 11.9148 | 11.9148 | 11.9148 | 11.9148 | 11.9148 | 11.9148 | 11.9148 | 11.9148 | 11.9148 | 11.9148
1552 | C P Crane | 1 | 1552¦1 | MD | 190.4 | 296401 | 4.0046 | 4.0046 | 4.0046 | 4.0046 | 4.0046 | 4.0046 | 4.0046 | 52.7894 | 115.1736 | 115.1736 | 115.1736 | 115.1736 | 115.1736 | 115.1736 | 115.1736 | 115.1736 | 115.1736 | 115.1736 | 115.1736 | 115.1736
1552 | C P Crane | 2 | 1552¦2 | MD | 209.4 | 327129.6667 | 3.8724 | 3.8724 | 3.8724 | 3.8724 | 3.8724 | 3.8724 | 3.8724 | 50.7296 | 111.6145 | 111.6145 | 111.6145 | 111.6145 | 111.6145 | 111.6145 | 111.6145 | 111.6145 | 111.6145 | 111.6145 | 111.6145 | 111.6145
1554 | Herbert A Wagner | 2 | 1554¦2 | MD | 136 | 221814.6667 | 2.5558 | 2.5558 | 2.5558 | 2.5558 | 2.5558 | 2.5558 | 2.5558 | 43.5155 | 109.887 | 109.887 | 109.887 | 109.887 | 109.887 | 129.9349 | 129.9349 | 129.9349 | 129.9349 | 129.9349 | 129.9349 | 129.9349
1554 | Herbert A Wagner | 3 | 1554¦3 | MD | 359 | 1070343.3333 | 2.2335 | 2.2335 | 2.2335 | 2.2335 | 2.2335 | 2.2335 | 2.2335 | 21.5164 | 49.9827 | 49.9827 | 49.9827 | 49.9827 | 49.9827 | 59.3373 | 59.3373 | 59.3373 | 59.3373 | 59.3373 | 59.3373 | 59.3373
1606 | Mount Tom | 1 | 1606¦1 | MA | 136 | 67879 | 21.5005 | 21.5005 | 21.5005 | 21.5005 | 21.5005 | 21.5005 | 21.5005 | 271.5182 | 271.5182 | 368.4696 | 368.4696 | 368.4696 | 368.4696 | 368.4696 | 368.4696 | 368.4696 | 368.4696 | 368.4696 | 368.4696 | 368.4696
50611 | Westwood Generation LLC | GEN1 | 50611¦GEN1 | PA | 36 | 140380 | 3.9751 | 3.9751 | 3.9751 | 3.9751 | 10.2246 | 10.2246 | 10.2246 | 104.665 | 156.4537 | 181.0698 | 181.0698 | 181.0698 | 181.0698 | 181.0698 | 181.0698 | 181.0698 | 181.0698 | 181.0698 | 181.0698 | 181.0698
1771 | Escanaba | 1 | 1771¦1 | MI | 11.5 | 4514.3333 | 0 | 0 | 0 | 0 | 0 | 0 | 0 | 0 | 0 | 0 | 0 | 0 | 0 | 0 | 0 | 0 | 0 | 0 | 0 | 0
1771 | Escanaba | 2 | 1771¦2 | MI | 11.5 | 3095 | 0 | 0 | 0 | 0 | 0 | 0 | 0 | 0 | 0 | 0 | 0 | 0 | 0 | 0 | 0 | 0 | 0 | 0 | 0 | 0
1619 | Brayton Point | 1 | 1619¦1 | MA | 241 | 680880 | 5.0656 | 5.0656 | 5.0656 | 5.0656 | 5.0656 | 5.0656 | 5.0656 | 17.9078 | 17.9078 | 32.2998 | 32.2998 | 32.2998 | 32.2998 | 32.2998 | 32.2998 | 32.2998 | 32.2998 | 32.2998 | 32.2998 | 32.2998
1619 | Brayton Point | 2 | 1619¦2 | MA | 241 | 619164.3333 | 5.3272 | 5.3272 | 5.3272 | 5.3272 | 5.3272 | 5.3272 | 5.3272 | 19.4315 | 19.4315 | 35.6805 | 35.6805 | 35.6805 | 35.6805 | 35.6805 | 35.6805 | 35.6805 | 35.6805 | 35.6805 | 35.6805 | 35.6805
1619 | Brayton Point | 3 | 1619¦3 | MA | 642.6 | 1428313 | 3.0276 | 3.0276 | 3.0276 | 3.0276 | 3.0276 | 3.0276 | 3.0276 | 12.5838 | 12.5838 | 28.3068 | 28.3068 | 28.3068 | 28.3068 | 39.0043 | 39.0043 | 39.0043 | 39.0043 | 39.0043 | 39.0043 | 39.0043
3122 | Homer City Generating Station | 1 | 3122¦1 | PA | 660 | 3535053.3333 | 6.2757 | 6.2757 | 6.2757 | 6.2757 | 7.5007 | 7.5007 | 7.5007 | 10.7168 | 10.7168 | 18.93 | 18.93 | 18.93 | 18.93 | 23.6603 | 23.6603 | 23.6603 | 23.6603 | 23.6603 | 23.6603 | 23.6603
3122 | Homer City Generating Station | 2 | 3122¦2 | PA | 660 | 3520538 | 7.5792 | 7.5792 | 7.5792 | 7.5792 | 8.805 | 8.805 | 8.805 | 12.0335 | 12.0335 | 12.0335 | 12.0335 | 12.0335 | 12.0335 | 16.7816 | 16.7816 | 16.7816 | 16.7816 | 16.7816 | 16.7816 | 16.7816
3122 | Homer City Generating Station | 3 | 3122¦3 | PA | 692 | 3573632.3333 | 3.1853 | 3.1853 | 3.1853 | 3.1853 | 4.4016 | 4.4016 | 4.4016 | 10.2794 | 10.2794 | 10.2794 | 10.2794 | 10.2794 | 10.2794 | 15.1297 | 15.1297 | 15.1297 | 15.1297 | 15.1297 | 15.1297 | 15.1297
2828 | Cardinal | 1 | 2828¦1 | OH | 615.2 | 3095980.6667 | 5.2063 | 5.2063 | 5.2063 | 5.2063 | 6.4108 | 6.4108 | 6.4108 | 14.5086 | 14.5086 | 14.5086 | 14.5086 | 14.5086 | 14.5086 | 19.4205 | 19.4205 | 19.4205 | 19.4205 | 19.4205 | 19.4205 | 19.4205
2828 | Cardinal | 2 | 2828¦2 | OH | 615.2 | 3873878 | 2.3457 | 2.3457 | 2.3457 | 2.3457 | 3.5088 | 3.5088 | 3.5088 | 10.0024 | 10.0024 | 10.0024 | 10.0024 | 10.0024 | 10.0024 | 14.0133 | 14.0133 | 14.0133 | 14.0133 | 14.0133 | 14.0133 | 14.0133
2828 | Cardinal | 3 | 2828¦3 | OH | 650 | 2722620 | 2.7038 | 2.7038 | 2.7038 | 2.7038 | 3.9361 | 3.9361 | 3.9361 | 9.2077 | 9.2077 | 9.2077 | 9.2077 | 9.2077 | 9.2077 | 14.9676 | 14.9676 | 14.9676 | 14.9676 | 14.9676 | 14.9676 | 14.9676
2840 | Conesville | 4 | 2840¦4 | OH | 841.5 | 3190307.6667 | 2.6381 | 2.6381 | 2.6381 | 2.6381 | 3.9173 | 3.9173 | 3.9173 | 9.7485 | 9.7485 | 9.7485 | 9.7485 | 9.7485 | 9.7485 | 16.179 | 16.179 | 16.179 | 16.179 | 16.179 | 16.179 | 16.179
2840 | Conesville | 5 | 2840¦5 | OH | 443.9 | 1901075 | 2.0001 | 2.0001 | 2.0001 | 2.0001 | 3.4229 | 3.4229 | 3.4229 | 10.0698 | 10.0698 | 20.2258 | 20.2258 | 20.2258 | 20.2258 | 26.6541 | 26.6541 | 26.6541 | 26.6541 | 26.6541 | 26.6541 | 26.6541
2840 | Conesville | 6 | 2840¦6 | OH | 443.9 | 1499685.6667 | 2.2719 | 2.2719 | 2.2719 | 2.2719 | 3.7814 | 3.7814 | 3.7814 | 12.0821 | 12.0821 | 24.5754 | 24.5754 | 24.5754 | 24.5754 | 32.6092 | 32.6092 | 32.6092 | 32.6092 | 32.6092 | 32.6092 | 32.6092
2843 | Picway | 5 | 2843¦5 | OH | 106.2 | 21743.6667 | 0 | 0 | 0 | 0 | 25.9622 | 25.9622 | 25.9622 | 804.4919 | 1434.6355 | 1742.8316 | 1742.8316 | 1742.8316 | 1742.8316 | 1940.5584 | 1940.5584 | 1940.5584 | 1940.5584 | 1940.5584 | 1940.5584 | 1940.5584
2872 | Muskingum River | 1 | 2872¦1 | OH | 219.6 | 28689.6667 | 0 | 0 | 0 | 0 | 21.0837 | 21.0837 | 21.0837 | 432.9112 | 1138.8421 | 1490.0621 | 1490.0621 | 1490.0621 | 1490.0621 | 1714.6957 | 1714.6957 | 1714.6957 | 1714.6957 | 1714.6957 | 1714.6957 | 1714.6957
2872 | Muskingum River | 2 | 2872¦2 | OH | 219.6 | 30255.6667 | 0 | 0 | 0 | 0 | 20.0527 | 20.0527 | 20.0527 | 410.5734 | 1080.2604 | 1413.3655 | 1413.3655 | 1413.3655 | 1413.3655 | 1626.3945 | 1626.3945 | 1626.3945 | 1626.3945 | 1626.3945 | 1626.3945 | 1626.3945
2872 | Muskingum River | 3 | 2872¦3 | OH | 237.5 | 445577.3333 | 0 | 0 | 0 | 0 | 2.453 | 2.453 | 2.453 | 30.2401 | 88.4895 | 114.1072 | 114.1072 | 114.1072 | 114.1072 | 129.9197 | 129.9197 | 129.9197 | 129.9197 | 129.9197 | 129.9197 | 129.9197
2872 | Muskingum River | 4 | 2872¦4 | OH | 237.5 | 188136.6667 | 0 | 0 | 0 | 0 | 4.2301 | 4.2301 | 4.2301 | 69.8068 | 196.8488 | 255.6188 | 255.6188 | 255.6188 | 255.6188 | 292.4803 | 292.4803 | 292.4803 | 292.4803 | 292.4803 | 292.4803 | 292.4803
2872 | Muskingum River | 5 | 2872¦5 | OH | 615.2 | 1730486.6667 | 5.6358 | 5.6358 | 5.6358 | 5.6358 | 7.0864 | 7.0864 | 7.0864 | 19.3065 | 19.3065 | 19.3065 | 19.3065 | 19.3065 | 19.3065 | 28.2988 | 28.2988 | 28.2988 | 28.2988 | 28.2988 | 28.2988 | 28.2988
3947 | Kammer | 1 | 3947¦1 | WV | 237.5 | 529039 | 0 | 0 | 0 | 0 | 2.3754 | 2.3754 | 2.3754 | 29.0423 | 77.3499 | 101.4013 | 101.4013 | 101.4013 | 101.4013 | 115.9169 | 115.9169 | 115.9169 | 115.9169 | 115.9169 | 115.9169 | 115.9169
3947 | Kammer | 2 | 3947¦2 | WV | 237.5 | 382667.3333 | 0 | 0 | 0 | 0 | 2.8 | 2.8 | 2.8 | 39.6114 | 102.7892 | 132.5269 | 132.5269 | 132.5269 | 132.5269 | 152.4273 | 152.4273 | 152.4273 | 152.4273 | 152.4273 | 152.4273 | 152.4273
3947 | Kammer | 3 | 3947¦3 | WV | 237.5 | 338415 | 0 | 0 | 0 | 0 | 3.0006 | 3.0006 | 3.0006 | 44.6073 | 116.1943 | 151.9898 | 151.9898 | 151.9898 | 151.9898 | 174.4352 | 174.4352 | 174.4352 | 174.4352 | 174.4352 | 174.4352 | 174.4352
8102 | General James M Gavin | 1 | 8102¦1 | OH | 1300 | 7942251 | 2.3954 | 2.3954 | 2.3954 | 2.3954 | 3.4494 | 3.4494 | 3.4494 | 5.8629 | 5.8629 | 5.8629 | 5.8629 | 5.8629 | 5.8629 | 9.4701 | 9.4701 | 9.4701 | 9.4701 | 9.4701 | 9.4701 | 9.4701
8102 | General James M Gavin | 2 | 8102¦2 | OH | 1300 | 8312643 | 2.293 | 2.293 | 2.293 | 2.293 | 3.343 | 3.343 | 3.343 | 5.6584 | 5.6584 | 5.6584 | 5.6584 | 5.6584 | 5.6584 | 9.1238 | 9.1238 | 9.1238 | 9.1238 | 9.1238 | 9.1238 | 9.1238
56456 | Plum Point Energy Station | STG1 | 56456¦STG1 | AR | 720 | 3996331.3333 | 4.0317 | 4.0317 | 4.0317 | 4.0317 | 4.0317 | 4.0317 | 4.0317 | 8.5777 | 8.5777 | 8.5777 | 8.5777 | 8.5777 | 8.5777 | 8.5777 | 8.5777 | 8.5777 | 8.5777 | 8.5777 | 8.5777 | 8.5777
2480 | Danskammer Generating Station | 3 | 2480¦3 | NY | 147.1 | 36957.3333 | 0 | 0 | 0 | 0 | 15.8532 | 15.8532 | 15.8532 | 356.9127 | 739.1949 | 915.8122 | 915.8122 | 915.8122 | 915.8122 | 1043.816 | 1043.816 | 1043.816 | 1043.816 | 1043.816 | 1043.816 | 1043.816
2480 | Danskammer Generating Station | 4 | 2480¦4 | NY | 239.4 | 67006 | 0 | 0 | 0 | 0 | 9.8354 | 9.8354 | 9.8354 | 262.0756 | 522.1811 | 669.0235 | 669.0235 | 669.0235 | 669.0235 | 773.8405 | 773.8405 | 773.8405 | 773.8405 | 773.8405 | 773.8405 | 773.8405